## Products
Part Number | Part Name | Part Indicator | Description | Portfolio | Product Brand | Product Series | Product Type | Government Requirements | Status
AQXQPQPF8 |  | Base Product | Ultra Low Loss (ULL) OM4 MPO8 (Non-Pinned) to MPO8 (Non-Pinned), Fiber Array Cable Assembly, 8-Fiber, Plenum | CommScope® | Propel ¦ SYSTIMAX ULL |  | Fiber array cable assembly
URXMPLUF2 |  | Base Product | Ultra Low Loss OM4 MPO8 Unpinned to LC/UPC Uniboot 12-Fiber Low Smoke Zero Halogen/Riser Array Cord | CommScope® | SYSTIMAX ULL |  | Fiber array cable assembly
UJXMXMXCP |  | Base Product | Ultra Low Loss ULL LazrSPEED® 550 MPO(Pinned) to MPO(Pinned) Pre-terminated Trunk Cable, MPO12, 288-Fiber, LSZH, 12 fiber PmP 2.0 mm | CommScope® | Propel |  | Fiber trunk cable assembly
PROPEL-CABLED-MODULES |  | Base Product | Pre-terminated Propel Cabled Modules available in all module sizes and fiber counts up to 288 fibers |  | Propel | PPL | Fiber cabled module
UQGQXLUF8 |  | Base Product | Ultra Low Loss (ULL) Singlemode MPO8 (Pinned) to LC/UPC Uniboot, Fiber Array Cable Assembly, 8-Fiber, Plenum | CommScope® | Propel ¦ SYSTIMAX ULL |  | Fiber array cable assembly
UJGQXQXTN |  | Base Product | Ultra Low Loss (ULL) Singlemode MPO8 (Pinned) to MPO8 (Pinned), Fiber Trunk Cable Assembly, 192-Fiber, Dual Rated (OFNR/LSZH) | CommScope® | Propel ¦ SYSTIMAX ULL |  | Fiber trunk cable assembly
UQGQXQXF8 |  | Base Product | Ultra Low Loss (ULL) Singlemode MPO8 (Pinned) to MPO8 (Pinned), Fiber Patch Cord, 8-Fiber, Plenum | CommScope® | Propel ¦ SYSTIMAX ULL |  | Fiber array cable assembly
UQGQXUCF8 |  | Base Product | Ultra Low Loss (ULL) Singlemode MPO8 (Pinned) to unconnectorized, Fiber Array Cable Assembly, 8-Fiber, Plenum | CommScope® | Propel ¦ SYSTIMAX ULL |  | Fiber array cable assembly
UJGQXQXTU |  | Base Product | Ultra Low Loss (ULL) Singlemode MPO8 (Pinned) to MPO8 (Pinned), Fiber Trunk Cable Assembly,64-Fiber, Dual Rated (OFNR/LSZH) | CommScope® | Propel ¦ SYSTIMAX ULL |  | Fiber trunk cable assembly
UGXQPQXTL |  | Base Product | Ultra Low Loss (ULL) OM4 MPO8 (Non-Pinned) to MPO8 (Pinned), Fiber Trunk Cable Assembly, 96-Fiber, Plenum | CommScope® | Propel ¦ SYSTIMAX ULL |  | Fiber trunk cable assembly
UGXQPQXTM |  | Base Product | Ultra Low Loss (ULL) OM4 MPO8 (Non-Pinned) to MPO8 (Pinned), Fiber Trunk Cable Assembly, 144-Fiber, Plenum | CommScope® | Propel ¦ SYSTIMAX ULL |  | Fiber trunk cable assembly
UGGQXQXT8 |  | Base Product | Ultra Low Loss (ULL) Singlemode MPO8 (Pinned) to MPO8 (Pinned), Fiber Trunk Cable Assembly, 8-Fiber, Plenum | CommScope® | Propel ¦ SYSTIMAX ULL |  | Fiber trunk cable assembly
UGXQPQXTN |  | Base Product | Ultra Low Loss (ULL) OM4 MPO8 (Non-Pinned) to MPO8 (Pinned), Fiber Trunk Cable Assembly, 192-Fiber, Plenum | CommScope® | Propel ¦ SYSTIMAX ULL |  | Fiber trunk cable assembly
UJGQPQXTF |  | Base Product | Ultra Low Loss (ULL) Singlemode MPO8 (Non-Pinned) to MPO8 (Pinned), Fiber Trunk Cable Assembly, 24-Fiber, Dual Rated (OFNR/LSZH) | CommScope® | Propel ¦ SYSTIMAX ULL |  | Fiber trunk cable assembly
UJGQPQXTH |  | Base Product | Ultra Low Loss (ULL) Singlemode MPO8 (Non-Pinned) to MPO8 (Pinned), Fiber Trunk Cable Assembly, 48-Fiber, Dual Rated (OFNR/LSZH) | CommScope® | Propel ¦ SYSTIMAX ULL |  | Fiber trunk cable assembly
UJGQPQXTK |  | Base Product | Ultra Low Loss (ULL) Singlemode MPO8 (Non-Pinned) to MPO8 (Pinned), Fiber Trunk Cable Assembly, 72-Fiber, Dual Rated (OFNR/LSZH) | CommScope® | Propel ¦ SYSTIMAX ULL |  | Fiber trunk cable assembly
UJGQPQXTL |  | Base Product | Ultra Low Loss (ULL) Singlemode MPO8 (Non-Pinned) to MPO8 (Pinned), Fiber Trunk Cable Assembly, 96-Fiber, Dual Rated (OFNR/LSZH) | CommScope® | Propel ¦ SYSTIMAX ULL |  | Fiber trunk cable assembly
UJGQPQXTM |  | Base Product | Ultra Low Loss (ULL) Singlemode MPO8 (Non-Pinned) to MPO8 (Pinned), Fiber Trunk Cable Assembly, 144-Fiber, Dual Rated (OFNR/LSZH) | CommScope® | Propel ¦ SYSTIMAX ULL |  | Fiber trunk cable assembly
UQXQPQPF8 |  | Base Product | Ultra Low Loss (ULL) OM4 MPO8 (Non-Pinned) to MPO8 (Non-Pinned), Fiber Array Cable Assembly, 8-Fiber, Plenum | CommScope® | Propel ¦ SYSTIMAX ULL |  | Fiber array cable assembly
UJGQPQXTN |  | Base Product | Ultra Low Loss (ULL) Singlemode MPO8 (Non-Pinned) to MPO8 (Pinned), Fiber Trunk Cable Assembly, 192-Fiber, Dual Rated (OFNR/LSZH) | CommScope® | Propel ¦ SYSTIMAX ULL |  | Fiber trunk cable assembly
UQXQPQXF8 |  | Base Product | Ultra Low Loss (ULL) OM4 MPO8 (Non-Pinned) to MPO8 (Pinned), Fiber Array Cable Assembly, 8-Fiber, Plenum | CommScope® | Propel ¦ SYSTIMAX ULL |  | Fiber array cable assembly
UJGQPQXTR |  | Base Product | Ultra Low Loss (ULL) Singlemode MPO8 (Non-Pinned) to MPO8 (Pinned), Fiber Trunk Cable Assembly, 16-Fiber, Dual Rated (OFNR/LSZH) | CommScope® | Propel ¦ SYSTIMAX ULL |  | Fiber trunk cable assembly
UJXQXQXTF |  | Base Product | Ultra Low Loss (ULL) OM4 MPO8 (Pinned) to MPO8 (Pinned), Fiber Trunk Cable Assembly, 24-Fiber, Dual Rated (OFNR/LSZH) | CommScope® | Propel ¦ SYSTIMAX ULL |  | Fiber trunk cable assembly
UQXQXLUF8 |  | Base Product | Ultra Low Loss (ULL) OM4 MPO8 (Pinned) to LC/UPC Uniboot, Fiber Array Cable Assembly, 8-Fiber, Plenum | CommScope® | Propel ¦ SYSTIMAX ULL |  | Fiber array cable assembly
UJXQXQXTH |  | Base Product | Ultra Low Loss (ULL) OM4 MPO8 (Pinned) to MPO8 (Pinned), Fiber Trunk Cable Assembly, 48-Fiber, Dual Rated (OFNR/LSZH) | CommScope® | Propel ¦ SYSTIMAX ULL |  | Fiber trunk cable assembly
UQXQXQXF8 |  | Base Product | Ultra Low Loss (ULL) OM4 MPO8 (Pinned) to MPO8 (Pinned), Fiber Patch Cord, 8-Fiber, Plenum | CommScope® | Propel ¦ SYSTIMAX ULL |  | Fiber array cable assembly
UJXQXQXTK |  | Base Product | Ultra Low Loss (ULL) OM4 MPO8 (Pinned) to MPO8 (Pinned), Fiber Trunk Cable Assembly, 72-Fiber, Dual Rated (OFNR/LSZH) | CommScope® | Propel ¦ SYSTIMAX ULL |  | Fiber trunk cable assembly
UGGQXQXTS |  | Base Product | Ultra Low Loss (ULL) Singlemode MPO8 (Pinned) to MPO8 (Pinned), Fiber Trunk Cable Assembly,32-Fiber, Plenum | CommScope® | Propel ¦ SYSTIMAX ULL |  | Fiber trunk cable assembly
UGXQPQXTR |  | Base Product | Ultra Low Loss (ULL) OM4 MPO8 (Non-Pinned) to MPO8 (Pinned), Fiber Trunk Cable Assembly, 16-Fiber, Plenum | CommScope® | Propel ¦ SYSTIMAX ULL |  | Fiber trunk cable assembly
UGGQXQXTU |  | Base Product | Ultra Low Loss (ULL) Singlemode MPO8 (Pinned) to MPO8 (Pinned), Fiber Trunk Cable Assembly,64-Fiber, Plenum | CommScope® | Propel ¦ SYSTIMAX ULL |  | Fiber trunk cable assembly
URGQPLUF8 |  | Base Product | Ultra Low Loss (ULL) Singlemode MPO8 (Non-Pinned) to LC/UPC Uniboot, Fiber Array Cable Assembly, 8-Fiber, Dual Rated (OFNR/LSZH) | CommScope® | Propel ¦ SYSTIMAX ULL |  | Fiber array cable assembly
UGXQPQXTU |  | Base Product | Ultra Low Loss (ULL) OM4 MPO8 (Non-Pinned) to MPO8 (Pinned), Fiber Trunk Cable Assembly, 64-Fiber, Plenum | CommScope® | Propel ¦ SYSTIMAX ULL |  | Fiber trunk cable assembly
URGQPQPF8 |  | Base Product | Ultra Low Loss (ULL) Singlemode MPO8 (Non-Pinned) to MPO8 (Non-Pinned), Fiber Array Cable Assembly, 8-Fiber, Dual Rated (OFNR/LSZH) | CommScope® | Propel ¦ SYSTIMAX ULL |  | Fiber array cable assembly
URGQPQXF8 |  | Base Product | Ultra Low Loss (ULL) Singlemode MPO8 (Non-Pinned) to MPO8 (Pinned), Fiber Array Cable Assembly, 8-Fiber, Dual Rated (OFNR/LSZH) | CommScope® | Propel ¦ SYSTIMAX ULL |  | Fiber array cable assembly
UGGQPQXT8 |  | Base Product | Ultra Low Loss (ULL) Singlemode MPO8 (Non-Pinned) to MPO8 (Pinned), Fiber Trunk Cable Assembly, 8-Fiber, Plenum | CommScope® | Propel ¦ SYSTIMAX ULL |  | Fiber trunk cable assembly
URGQPUCF8 |  | Base Product | Ultra Low Loss (ULL) Singlemode MPO8 (Non-Pinned) to unconnectorized, Fiber Array Cable Assembly, 8-Fiber, Dual Rated (OFNR/LSZH) | CommScope® | Propel ¦ SYSTIMAX ULL |  | Fiber array cable assembly
UJXQXQXTS |  | Base Product | Ultra Low Loss (ULL) OM4 MPO8 (Pinned) to MPO8 (Pinned), Fiber Trunk Cable Assembly,32-Fiber, Dual Rated (OFNR/LSZH) | CommScope® | Propel ¦ SYSTIMAX ULL |  | Fiber trunk cable assembly
UGGQPQXTK |  | Base Product | Ultra Low Loss (ULL) Singlemode MPO8 (Non-Pinned) to MPO8 (Pinned), Fiber Trunk Cable Assembly, 72-Fiber, Plenum | CommScope® | Propel ¦ SYSTIMAX ULL |  | Fiber trunk cable assembly
URGQXUCF8 |  | Base Product | Ultra Low Loss (ULL) Singlemode MPO8 (Pinned) to unconnectorized, Fiber Array Cable Assembly, 8-Fiber, Dual Rated (OFNR/LSZH) | CommScope® | Propel ¦ SYSTIMAX ULL |  | Fiber array cable assembly
UGGQPQXTM |  | Base Product | Ultra Low Loss (ULL) Singlemode MPO8 (Non-Pinned) to MPO8 (Pinned), Fiber Trunk Cable Assembly, 144-Fiber, Plenum | CommScope® | Propel ¦ SYSTIMAX ULL |  | Fiber trunk cable assembly
UGGQPQXTN |  | Base Product | Ultra Low Loss (ULL) Singlemode MPO8 (Non-Pinned) to MPO8 (Pinned), Fiber Trunk Cable Assembly, 192-Fiber, Plenum | CommScope® | Propel ¦ SYSTIMAX ULL |  | Fiber trunk cable assembly
UGGQPQXTR |  | Base Product | Ultra Low Loss (ULL) Singlemode MPO8 (Non-Pinned) to MPO8 (Pinned), Fiber Trunk Cable Assembly, 16-Fiber, Plenum | CommScope® | Propel ¦ SYSTIMAX ULL |  | Fiber trunk cable assembly
UJXQPQXT8 |  | Base Product | Ultra Low Loss (ULL) OM4 MPO8 (Non-Pinned) to MPO8 (Pinned), Fiber Trunk Cable Assembly, 8-Fiber, Dual Rated (OFNR/LSZH) | CommScope® | Propel ¦ SYSTIMAX ULL |  | Fiber trunk cable assembly
UJGQXQXTF |  | Base Product | Ultra Low Loss (ULL) Singlemode MPO8 (Pinned) to MPO8 (Pinned), Fiber Trunk Cable Assembly, 24-Fiber, Dual Rated (OFNR/LSZH) | CommScope® | Propel ¦ SYSTIMAX ULL |  | Fiber trunk cable assembly
FQWMPMPHF |  | Base Product | Singlemode, MPO/12(Unpinned) to MPO/12(Unpinned), InstaPATCH® 360 Array Cord, 24-Fiber, Plenum | CommScope® | SYSTIMAX ULL |  | Fiber array cable assembly
URG2X2XHF |  | Base Product | Ultra Low Loss (ULL) Singlemode MPO24 (Pinned) to MPO24 (Pinned), Fiber Extension Cable Assembly, 24-Fiber, LSZH | CommScope® |  |  | Fiber array cable assembly
URXRVQX7R |  | Base Product | Ultra Low Loss OM4, 16F MM APC MPO (Unpinned) to 8F MPO (pinned), Fiber Extension Cable Assembly, 16-Fiber, Dual rate (LSZH/RISER) | CommScope® | Propel |  | Fiber array cable assembly
ARGQPLUJ8 |  | Base Product | Ultra Low Loss (ULL) Singlemode, MPO8 Unpinned to LC/UPC Uniboot, 8-Fiber Array Cord, Low Smoke Zero Halogen (LSZH)/Riser | CommScope® | SYSTIMAX ULL |  | Fiber array cable assembly
AQGQPQPF8 |  | Base Product | Ultra Low Loss (ULL) Singlemode MPO8 (Non-Pinned) to MPO8 (Non-Pinned), Fiber Array Cable Assembly, 8-Fiber, Plenum | CommScope® | Propel ¦ SYSTIMAX ULL |  | Fiber array cable assembly
NG4-MON-MODULES |  | Base Product | NG4access Monitoring Module |  | NG4access® | FACT ¦ NG4 | Monitoring module | Build America Buy America (BABA) compliant*
URXRVQP7R |  | Base Product | Ultra Low Loss OM4, 16F MM APC MPO (Unpinned) to 8F MPO (Unpinned), Fiber Extension Cable Assembly, 16-Fiber, Dual rate (LSZH/RISER) | CommScope® | Propel |  | Fiber array cable assembly
ARGQPCSJ8 |  | Base Product | Singlemode MPO8 (Unpinned) to CS/UPC 8-Fiber Low Smoke Zero Halogen Array Cord | CommScope® |  |  | Fiber array cable assembly
UQXRVUC7R |  | Base Product | Ultra Low Loss (ULL) OM4 MPO16 APC (Non-Pinned) to Unconnectorized, Fiber Array Cable Assembly, 16-Fiber, Plenum | CommScope® | Propel ¦ SYSTIMAX ULL |  | Fiber array cable assembly
UGXQZQZTR |  | Base Product | Ultra Low Loss (ULL) OM4 MPO8 APC (Pinned) to MPO8 APC (Pinned), Fiber Trunk Cable Assembly, 16-Fiber, Plenum | CommScope® | Propel ¦ SYSTIMAX ULL |  | Fiber trunk cable assembly
UGXQZQZTU |  | Base Product | Ultra Low Loss (ULL) OM4 MPO8 APC (Pinned) to MPO8 APC (Pinned), Fiber Trunk Cable Assembly, 64-Fiber, Plenum | CommScope® | Propel ¦ SYSTIMAX ULL |  | Fiber trunk cable assembly
UQXRZUC7R |  | Base Product | Ultra Low Loss (ULL) OM4 MPO16 APC (Pinned) to Unconnectorized, Fiber Array Cable Assembly, 16-Fiber, Plenum | CommScope® | Propel ¦ SYSTIMAX ULL |  | Fiber array cable assembly
URGRPLU7R |  | Base Product | Ultra Low Loss (ULL) Singlemode G.657.A2 MPO16 (Non-Pinned) to LC Uniboot, Fiber Array Cable Assembly, 16-Fiber, Dual Rated (OFNR/LSZH) | CommScope® | Propel ¦ SYSTIMAX ULL |  | Fiber array cable assembly
URGRPRP7R |  | Base Product | Ultra Low Loss (ULL) Singlemode G.657.A2 MPO16 (Non-Pinned) to MPO16 (Non-Pinned), Fiber Array Cable Assembly, 16-Fiber, Dual Rated (OFNR/LSZH) | CommScope® | Propel ¦ SYSTIMAX ULL |  | Fiber array cable assembly
URGRPRX7R |  | Base Product | Ultra Low Loss (ULL) Singlemode G.657.A2 MPO16 (Non-Pinned) to MPO16 (Pinned), Fiber Array Cable Assembly, 16-Fiber, Dual Rated (OFNR/LSZH) | CommScope® | Propel ¦ SYSTIMAX ULL |  | Fiber array cable assembly
UJXQZQZT8 |  | Base Product | Ultra Low Loss (ULL) OM4 MPO APC (Pinned) to MPO APC (Pinned), Fiber Trunk Cable Assembly, 8-Fiber, Dual Rated (OFNR/LSZH) | CommScope® | Propel ¦ SYSTIMAX ULL |  | Fiber trunk cable assembly
UQGRPRX7R |  | Base Product | Ultra Low Loss (ULL) Singlemode G.657.A2 MPO16 (Non-Pinned) to MPO16 (Pinned), Fiber Array Cable Assembly, 16-Fiber, Plenum | CommScope® | Propel ¦ SYSTIMAX ULL |  | Fiber array cable assembly
URGRXLU7R |  | Base Product | Ultra Low Loss (ULL) Singlemode G.657.A2 MPO16 (Pinned) to LC Uniboot UPC, Fiber Array Cable Assembly, 16-Fiber, Dual Rated (OFNR/LSZH) | CommScope® | Propel ¦ SYSTIMAX ULL |  | Fiber array cable assembly
UQGRPUC7R |  | Base Product | Ultra Low Loss (ULL) Singlemode G.657.A2 MPO16 (Non-Pinned) to Unconnectorized, Fiber Array Cable Assembly, 16-Fiber, Plenum | CommScope® | Propel ¦ SYSTIMAX ULL |  | Fiber array cable assembly
UJXQZQZTK |  | Base Product | Ultra Low Loss (ULL) OM4 MPO APC (Pinned) to MPO APC (Pinned), Fiber Trunk Cable Assembly, 72-Fiber, Dual Rated (OFNR/LSZH) | CommScope® | Propel ¦ SYSTIMAX ULL |  | Fiber trunk cable assembly
UQGRXLU7R |  | Base Product | Ultra Low Loss (ULL) Singlemode G.657.A2 MPO16 UPC (Pinned) to LC Uniboot UPC, Fiber Array Cable Assembly, 16-Fiber, Plenum | CommScope® | Propel ¦ SYSTIMAX ULL |  | Fiber array cable assembly
UJXQZQZTL |  | Base Product | Ultra Low Loss (ULL) OM4 MPO APC (Pinned) to MPO APC (Pinned), Fiber Trunk Cable Assembly, 96-Fiber, Dual Rated (OFNR/LSZH) | CommScope® | Propel ¦ SYSTIMAX ULL |  | Fiber trunk cable assembly
UGXQVQZT8 |  | Base Product | Ultra Low Loss (ULL) OM4 MPO8 APC (Non-Pinned) to MPO8 APC (Pinned), Fiber Trunk Cable Assembly, 8-Fiber, Plenum | CommScope® | Propel ¦ SYSTIMAX ULL |  | Fiber trunk cable assembly
UQGRXRX7R |  | Base Product | Ultra Low Loss (ULL) Singlemode G.657.A2 MPO16 (Pinned) to MPO16 (Pinned), Fiber Array Cable Assembly, 16-Fiber, Plenum | CommScope® | Propel ¦ SYSTIMAX ULL |  | Fiber array cable assembly
UGXRZRZ8L |  | Base Product | Ultra Low Loss (ULL) OM4 MPO16 APC (Pinned) to MPO16 APC (Pinned), Fiber Trunk Cable Assembly, 96-Fiber, Plenum | CommScope® | Propel ¦ SYSTIMAX ULL |  | Fiber trunk cable assembly
UJXQZQZTN |  | Base Product | Ultra Low Loss (ULL) OM4 MPO APC (Pinned) to MPO APC (Pinned), Fiber Trunk Cable Assembly, 192-Fiber, Dual Rated (OFNR/LSZH) | CommScope® | Propel ¦ SYSTIMAX ULL |  | Fiber trunk cable assembly
UGGRXRX8H |  | Base Product | Ultra Low Loss (ULL) Singlemode G.657.A2 MPO16 (Pinned) to MPO16 (Pinned), Fiber Trunk Cable Assembly, 48-Fiber, Plenum | CommScope® | Propel ¦ SYSTIMAX ULL |  | Fiber trunk cable assembly
UGXQVQZTH |  | Base Product | Ultra Low Loss (ULL) OM4 MPO8 APC (Non-Pinned) to MPO8 APC (Pinned), Fiber Trunk Cable Assembly, 48-Fiber, Plenum | CommScope® | Propel ¦ SYSTIMAX ULL |  | Fiber trunk cable assembly
UJXQZQZTR |  | Base Product | Ultra Low Loss (ULL) OM4 MPO APC (Pinned) to MPO APC (Pinned), Fiber Trunk Cable Assembly, 16-Fiber, Dual Rated (OFNR/LSZH) | CommScope® | Propel ¦ SYSTIMAX ULL |  | Fiber trunk cable assembly
UQGRXUC7R |  | Base Product | Ultra Low Loss (ULL) Singlemode G.657.A2 MPO16 (Pinned) to Unconnectorized, Fiber Array Cable Assembly, 16-Fiber, Plenum | CommScope® | Propel ¦ SYSTIMAX ULL |  | Fiber array cable assembly
UJXQZQZTS |  | Base Product | Ultra Low Loss (ULL) OM4 MPO APC (Pinned) to MPO APC (Pinned), Fiber Trunk Cable Assembly, 32-Fiber, Dual Rated (OFNR/LSZH) | CommScope® | Propel ¦ SYSTIMAX ULL |  | Fiber trunk cable assembly
UGGRXRX8M |  | Base Product | Ultra Low Loss (ULL) Singlemode G.657.A2 MPO16 (Pinned) to MPO16 (Pinned), Fiber Trunk Cable Assembly, 144-Fiber, Plenum | CommScope® | Propel ¦ SYSTIMAX ULL |  | Fiber trunk cable assembly
UGXQVQZTL |  | Base Product | Ultra Low Loss (ULL) OM4 MPO8 APC (Non-Pinned) to MPO8 APC (Pinned), Fiber Trunk Cable Assembly, 96-Fiber, Plenum | CommScope® | Propel ¦ SYSTIMAX ULL |  | Fiber trunk cable assembly
UGXRZRZ8R |  | Base Product | Ultra Low Loss (ULL) OM4 MPO16 APC (Pinned) to MPO16 APC (Pinned), Fiber Array Cable Assembly, 16-Fiber, Plenum | CommScope® | Propel ¦ SYSTIMAX ULL |  | Fiber array cable assembly
UGXQVQZTM |  | Base Product | Ultra Low Loss (ULL) OM4 MPO8 APC (Non-Pinned) to MPO8 APC (Pinned), Fiber Trunk Cable Assembly, 144-Fiber, Plenum | CommScope® | Propel ¦ SYSTIMAX ULL |  | Fiber trunk cable assembly
UGXRZRZ8S |  | Base Product | Ultra Low Loss (ULL) OM4 MPO16 APC (Pinned) to MPO16 APC (Pinned), Fiber Trunk Cable Assembly, 32-Fiber, Plenum | CommScope® | Propel ¦ SYSTIMAX ULL |  | Fiber trunk cable assembly
UGXQVQZTR |  | Base Product | Ultra Low Loss (ULL) OM4 MPO8 APC (Non-Pinned) to MPO8 APC (Pinned), Fiber Trunk Cable Assembly, 16-Fiber, Plenum | CommScope® | Propel ¦ SYSTIMAX ULL |  | Fiber trunk cable assembly
UGGRXRX8Q |  | Base Product | Ultra Low Loss (ULL) Singlemode G.657.A2 MPO16 (Pinned) to MPO16 (Pinned), Fiber Trunk Cable Assembly, 128-Fiber, Plenum | CommScope® | Propel ¦ SYSTIMAX ULL |  | Fiber trunk cable assembly
UGXRZRZ8U |  | Base Product | Ultra Low Loss (ULL) OM4 MPO16 APC (Pinned) to MPO16 APC (Pinned), Fiber Trunk Cable Assembly, 64-Fiber, Plenum | CommScope® | Propel ¦ SYSTIMAX ULL |  | Fiber trunk cable assembly
UGXQVQZTS |  | Base Product | Ultra Low Loss (ULL) OM4 MPO8 APC (Non-Pinned) to MPO8 APC (Pinned), Fiber Trunk Cable Assembly, 32-Fiber, Plenum | CommScope® | Propel ¦ SYSTIMAX ULL |  | Fiber trunk cable assembly
UGXQVQZTU |  | Base Product | Ultra Low Loss (ULL) OM4 MPO8 APC (Non-Pinned) to MPO8 APC (Pinned), Fiber Trunk Cable Assembly, 64-Fiber, Plenum | CommScope® | Propel ¦ SYSTIMAX ULL |  | Fiber trunk cable assembly
UGGRXRX8S |  | Base Product | Ultra Low Loss (ULL) Singlemode G.657.A2 MPO16 (Pinned) to MPO16 (Pinned), Fiber Trunk Cable Assembly, 32-Fiber, Plenum | CommScope® | Propel ¦ SYSTIMAX ULL |  | Fiber trunk cable assembly
UJXQVQZTF |  | Base Product | Ultra Low Loss (ULL) OM4 MPO APC (Pinned) to MPO APC (unPinned), Fiber Trunk Cable Assembly, 24-Fiber, Dual Rated (OFNR/LSZH) | CommScope® | Propel ¦ SYSTIMAX ULL |  | Fiber trunk cable assembly
UGGRXRX8U |  | Base Product | Ultra Low Loss (ULL) Singlemode G.657.A2 MPO16 (Pinned) to MPO16 (Pinned), Fiber Trunk Cable Assembly, 64-Fiber, Plenum | CommScope® | Propel ¦ SYSTIMAX ULL |  | Fiber trunk cable assembly
UJXQVQZTH |  | Base Product | Ultra Low Loss (ULL) OM4 MPO8 APC (Non-Pinned) to MPO8 APC (Pinned), Fiber Trunk Cable Assembly, 48-Fiber, Dual Rated (OFNR/LSZH) | CommScope® | Propel ¦ SYSTIMAX ULL |  | Fiber trunk cable assembly
UJXQVQZTK |  | Base Product | Ultra Low Loss (ULL) OM4 MPO APC (Pinned) to MPO APC (unPinned), Fiber Trunk Cable Assembly, 72-Fiber, Dual Rated (OFNR/LSZH) | CommScope® | Propel ¦ SYSTIMAX ULL |  | Fiber trunk cable assembly
UJXQVQZTM |  | Base Product | Ultra Low Loss (ULL) OM4 MPO APC (Pinned) to MPO APC (unPinned), Fiber Trunk Cable Assembly, 144-Fiber, Dual Rated (OFNR/LSZH) | CommScope® | Propel ¦ SYSTIMAX ULL |  | Fiber trunk cable assembly
UJXQVQZTN |  | Base Product | Ultra Low Loss (ULL) OM4 MPO APC (Pinned) to MPO APC (unPinned), Fiber Trunk Cable Assembly, 192-Fiber, Dual Rated (OFNR/LSZH) | CommScope® | Propel ¦ SYSTIMAX ULL |  | Fiber trunk cable assembly
URXQZLUF8 |  | Base Product | Ultra Low Loss (ULL) OM4 MPO8 APC (Pinned) to LC/UPC Uniboot, Fiber Array Cable Assembly, 8-Fiber, Dual Rated (OFNR/LSZH) | CommScope® | Propel ¦ SYSTIMAX ULL |  | Fiber array cable assembly
UGXQZQZT8 |  | Base Product | Ultra Low Loss (ULL) OM4 MPO8 APC (Pinned) to MPO8 APC (Pinned), Fiber Trunk Cable Assembly, 8-Fiber, Plenum | CommScope® | Propel ¦ SYSTIMAX ULL |  | Fiber trunk cable assembly
UQGQPQPHF |  | Base Product | Ultra Low Loss (ULL) Singlemode, MPO/8(Unpinned) to MPO/8(Unpinned), 24-Fiber, Plenum,array cord | CommScope® | SYSTIMAX ULL |  | Fiber array cable assembly
UQGQPQXHF |  | Base Product | Ultra Low Loss (ULL) Singlemode, MPO/8(Unpinned) to MPO/8(Pinned), 24-Fiber,Plenum,array cord | CommScope® | SYSTIMAX ULL |  | Fiber array cable assembly
UQGQXQXHF |  | Base Product | Ultra Low Loss (ULL) Singlemode, MPO/8(Pinned) to MPO/8(Pinned), 24-Fiber, Plenum,array cord | CommScope® | SYSTIMAX ULL |  | Fiber array cable assembly
AQGMPLUGD |  | Base Product | Singlemode MPO12 (Unpinned) to LC/UPC Uniboot, Array Cord, 12-Fiber, Plenum | CommScope® |  |  | Fiber array cable assembly
ARGMPLUGD |  | Base Product | Singlemode MPO12 (Unpinned) to LC/UPC Uniboot, Array Cord, 12-Fiber, Low Smoke Zero Halogen | CommScope® |  |  | Fiber array cable assembly
FGS-MIDY |  | Base Product | FiberGuide® 2in Flex Tube, Slotted |  | FiberGuide® |  | Convoluted tube
FGS-MISY |  | Base Product | FiberGuide® 2in Flex Tube, Solid |  | FiberGuide® |  | Convoluted tube
FGS-MLDY |  | Base Product | FiberGuide® 1in Flex Tube, Solid |  | FiberGuide® |  | Convoluted tube
FGS-MSHS |  | Base Product | FiberGuide® Molded Straight Horizontal Section |  | FiberGuide® |  | Straight section
FGS-MHXP |  | Base Product | FiberGuide® Molded Horizontal Cross |  | FiberGuide® |  | Cross
PROPEL-SPLICE-CASSETTES |  | Base Product | Propel splice cassettes provide an end to end Propel solution enabling delivered performance when pre-term is not possible. | CommScope® | Propel | PPL | Fiber cassette
FGS-MHRT |  | Base Product | FiberGuide® Molded Horizontal T |  | FiberGuide® |  | Tee
FGS-FLEXV |  | Base Product | FiberGuide® FlexVertical Kit |  | FiberGuide® |  | Drop kit
FGS-MSHA |  | Base Product | FiberGuide® Horizontal Straight Section with cover, 2x2in |  | FiberGuide® |  | Straight section
UQGMPMPHF |  | Base Product | Ultra Low Loss (ULL) Singlemode, MPO/12(Unpinned) to MPO/12(Unpinned), 24-Fiber, Plenum,array cord | CommScope® | SYSTIMAX ULL |  | Fiber array cable assembly
URGMPMPHF |  | Base Product | Ultra Low Loss (ULL) Singlemode, MPO/12(Unpinned) to MPO/12(Unpinned), 24-Fiber, LSZH,array cord | CommScope® | SYSTIMAX ULL |  | Fiber array cable assembly
URGQXQXHF |  | Base Product | Ultra Low Loss (ULL) Singlemode, MPO/8(Pinned) to MPO/8(Pinned), 24-Fiber, LSZH,array cord | CommScope® | SYSTIMAX ULL |  | Fiber array cable assembly
URGQPQPHF |  | Base Product | Ultra Low Loss (ULL) Singlemode, MPO/8(Unpinned) to MPO/8(Unpinned), 24-Fiber, LSZH,array cord | CommScope® | SYSTIMAX ULL |  | Fiber array cable assembly
URXQZQZF8 |  | Base Product | Ultra Low Loss (ULL) OM4 MPO8 APC (Pinned) to MPO8 APC (Pinned), Fiber Trunk Cable Assembly, 8-Fiber, Dual Rated (OFNR/LSZH) | CommScope® | Propel ¦ SYSTIMAX ULL |  | Fiber array cable assembly
UJXQVQZTU |  | Base Product | Ultra Low Loss (ULL) OM4 MPO APC (Pinned) to MPO APC (unPinned), Fiber Trunk Cable Assembly, 64-Fiber, Dual Rated (OFNR/LSZH) | CommScope® | Propel ¦ SYSTIMAX ULL |  | Fiber trunk cable assembly
URXQZUCF8 |  | Base Product | Ultra Low Loss (ULL) OM4 MPO8 APC (Pinned) to Unconnectorized, Fiber Trunk Cable Assembly, 8-Fiber, Dual Rated (OFNR/LSZH) | CommScope® | Propel ¦ SYSTIMAX ULL |  | Fiber array cable assembly
UQXQVLUF8 |  | Base Product | Ultra Low Loss (ULL) OM4 MPO8 APC (Non-Pinned) to LC/UPC Uniboot, Fiber Array Cable Assembly, 8-Fiber, Plenum | CommScope® | Propel ¦ SYSTIMAX ULL |  | Fiber array cable assembly
URXRZLU7R |  | Base Product | Ultra Low Loss (ULL) OM4 MPO16 APC (Pinned) to LC Uniboot, Fiber Array Cable Assembly, 16-Fiber, Dual Rated (OFNR/LSZH) | CommScope® | Propel ¦ SYSTIMAX ULL |  | Fiber array cable assembly
URXRVLU7R |  | Base Product | Ultra Low Loss (ULL) OM4 MPO16 APC (Non-Pinned) to LC/UPC Uniboot, Fiber Array Cable Assembly, 16-Fiber, Dual Rated (OFNR/LSZH) | CommScope® | Propel ¦ SYSTIMAX ULL |  | Fiber array cable assembly
UJXRZRZ8R |  | Base Product | Ultra Low Loss (ULL) OM4 MPO16 APC (Pinned) to MPO16 APC (Pinned), Fiber Array Cable Assembly, 16-Fiber, Dual Rated (OFNR/LSZH) | CommScope® | Propel ¦ SYSTIMAX ULL |  | Fiber array cable assembly
UGXQZQZTK |  | Base Product | Ultra Low Loss (ULL) OM4 MPO8 APC (Pinned) to MPO8 APC (Pinned), Fiber Trunk Cable Assembly, 72-Fiber, Plenum | CommScope® | Propel ¦ SYSTIMAX ULL |  | Fiber trunk cable assembly
UJGRXRX8H |  | Base Product | Ultra Low Loss (ULL) Singlemode G.657.A2 MPO16 (Pinned) to MPO16 (Pinned), Fiber Trunk Cable Assembly, 48-Fiber, Dual Rated (OFNR/LSZH) | CommScope® | Propel ¦ SYSTIMAX ULL |  | Fiber trunk cable assembly
URXRZUC7R |  | Base Product | Ultra Low Loss (ULL) OM4 MPO16 APC (Pinned) to Unconnectorized, Fiber Array Cable Assembly, 16-Fiber, Dual Rated (OFNR/LSZH) | CommScope® | Propel ¦ SYSTIMAX ULL |  | Fiber array cable assembly
UJGRXRX8L |  | Base Product | Ultra Low Loss (ULL) Singlemode G.657.A2 MPO16 (Pinned) to MPO16 (Pinned), Fiber Trunk Cable Assembly, 96-Fiber, Dual Rated (OFNR/LSZH) | CommScope® | Propel ¦ SYSTIMAX ULL |  | Fiber trunk cable assembly
URXRVUC7R |  | Base Product | Ultra Low Loss (ULL) OM4 MPO16 APC APC (Non-Pinned) to Unconnectorized, Fiber Array Cable Assembly, 16-Fiber, Dual Rated (OFNR/LSZH) | CommScope® | Propel ¦ SYSTIMAX ULL |  | Fiber array cable assembly
UJGRXRX8N |  | Base Product | Ultra Low Loss (ULL) Singlemode G.657.A2 MPO16 (Pinned) to MPO16 (Pinned), Fiber Trunk Cable Assembly, 192-Fiber, Dual Rated (OFNR/LSZH) | CommScope® | Propel ¦ SYSTIMAX ULL |  | Fiber trunk cable assembly
UQXQZLUF8 |  | Base Product | Ultra Low Loss (ULL) OM4 MPO8 APC (Pinned) to LC/UPC Uniboot, Fiber Array Cable Assembly, 8-Fiber, Plenum | CommScope® | Propel ¦ SYSTIMAX ULL |  | Fiber array cable assembly
UQXQZQZF8 |  | Base Product | Ultra Low Loss (ULL) OM4 MPO8 APC (Pinned) to MPO8 APC (Pinned), Fiber Trunk Cable Assembly, 8-Fiber, Plenum | CommScope® | Propel ¦ SYSTIMAX ULL |  | Fiber array cable assembly
UJGRXRX8S |  | Base Product | Ultra Low Loss (ULL) Singlemode G.657.A2 MPO16 (Pinned) to MPO16 (Pinned), Fiber Trunk Cable Assembly, 32-Fiber, Dual Rated (OFNR/LSZH) | CommScope® | Propel ¦ SYSTIMAX ULL |  | Fiber trunk cable assembly
UJGRXRX8U |  | Base Product | Ultra Low Loss (ULL) Singlemode G.657.A2 MPO16 (Pinned) to MPO16 (Pinned), Fiber Trunk Cable Assembly, 64-Fiber, Dual Rated (OFNR/LSZH) | CommScope® | Propel ¦ SYSTIMAX ULL |  | Fiber trunk cable assembly
UQXRVLU7R |  | Base Product | Ultra Low Loss (ULL) OM4 MPO16 APC (Non-Pinned) to LC/UPC Uniboot, Fiber Array Cable Assembly, 16-Fiber, Plenum | CommScope® | Propel ¦ SYSTIMAX ULL |  | Fiber array cable assembly
UJGQXQXTM |  | Base Product | Ultra Low Loss (ULL) Singlemode MPO8 (Pinned) to MPO8 (Pinned), Fiber Trunk Cable Assembly, 144-Fiber, Dual Rated (OFNR/LSZH) | CommScope® | Propel ¦ SYSTIMAX ULL |  | Fiber trunk cable assembly
UJXQPQXTH |  | Base Product | Ultra Low Loss (ULL) OM4 MPO8 (Non-Pinned) to MPO8 (Pinned), Fiber Trunk Cable Assembly, 48-Fiber, Dual Rated (OFNR/LSZH) | CommScope® | Propel ¦ SYSTIMAX ULL |  | Fiber trunk cable assembly
UJGQXQXTK |  | Base Product | Ultra Low Loss (ULL) Singlemode MPO8 (Pinned) to MPO8 (Pinned), Fiber Trunk Cable Assembly, 72-Fiber, Dual Rated (OFNR/LSZH) | CommScope® | Propel ¦ SYSTIMAX ULL |  | Fiber trunk cable assembly
URXQPQPF8 |  | Base Product | Ultra Low Loss (ULL) OM4 MPO8 (Non-Pinned) to MPO8 (Non-Pinned), Fiber Array Cable Assembly, 8-Fiber, Dual Rated (OFNR/LSZH) | CommScope® | Propel ¦ SYSTIMAX ULL |  | Fiber array cable assembly
UJXQPQXTL |  | Base Product | Ultra Low Loss (ULL) OM4 MPO8 (Non-Pinned) to MPO8 (Pinned), Fiber Trunk Cable Assembly, 96-Fiber, Dual Rated (OFNR/LSZH) | CommScope® | Propel ¦ SYSTIMAX ULL |  | Fiber trunk cable assembly
UGXQXQXTH |  | Base Product | Ultra Low Loss (ULL) OM4 MPO8 (Pinned) to MPO8 (Pinned), Fiber Trunk Cable Assembly, 48-Fiber, Plenum | CommScope® | Propel ¦ SYSTIMAX ULL |  | Fiber trunk cable assembly
URXQPQXF8 |  | Base Product | Ultra Low Loss (ULL) OM4 MPO8 (Non-Pinned) to MPO8 (Pinned), Fiber Array Cable Assembly, 8-Fiber, Dual Rated (OFNR/LSZH) | CommScope® | Propel ¦ SYSTIMAX ULL |  | Fiber array cable assembly
UQGQPLUF8 |  | Base Product | Ultra Low Loss (ULL) Singlemode MPO8 (Non-Pinned) to LC/UPC Uniboot, Fiber Array Cable Assembly, 8-Fiber, Plenum | CommScope® | Propel ¦ SYSTIMAX ULL |  | Fiber array cable assembly
URXQXLUF8 |  | Base Product | Ultra Low Loss (ULL) OM4 MPO8 (Pinned) to LC/UPC Uniboot, Fiber Array Cable Assembly, 8-Fiber, Dual Rated (OFNR/LSZH) | CommScope® | Propel ¦ SYSTIMAX ULL |  | Fiber array cable assembly
UGXQXQXTM |  | Base Product | Ultra Low Loss (ULL) OM4 MPO8 (Pinned) to MPO8 (Pinned), Fiber Trunk Cable Assembly, 144-Fiber, Plenum | CommScope® | Propel ¦ SYSTIMAX ULL |  | Fiber trunk cable assembly
UJXQPQXTS |  | Base Product | Ultra Low Loss (ULL) OM4 MPO8 (Non-Pinned) to MPO8 (Pinned), Fiber Trunk Cable Assembly, 32-Fiber, Dual Rated (OFNR/LSZH) | CommScope® | Propel ¦ SYSTIMAX ULL |  | Fiber trunk cable assembly
UGXQXQXTN |  | Base Product | Ultra Low Loss (ULL) OM4 MPO8 (Pinned) to MPO8 (Pinned), Fiber Trunk Cable Assembly, 192-Fiber, Plenum | CommScope® | Propel ¦ SYSTIMAX ULL |  | Fiber trunk cable assembly
UJXQPQXTU |  | Base Product | Ultra Low Loss (ULL) OM4 MPO8 (Non-Pinned) to MPO8 (Pinned), Fiber Trunk Cable Assembly, 64-Fiber, Dual Rated (OFNR/LSZH) | CommScope® | Propel ¦ SYSTIMAX ULL |  | Fiber trunk cable assembly
UGXQXQXTR |  | Base Product | Ultra Low Loss (ULL) OM4 MPO8 (Pinned) to MPO8 (Pinned), Fiber Trunk Cable Assembly, 16-Fiber, Plenum | CommScope® | Propel ¦ SYSTIMAX ULL |  | Fiber trunk cable assembly
UGXQXQXTU |  | Base Product | Ultra Low Loss (ULL) OM4 MPO8 (Pinned) to MPO8 (Pinned), Fiber Trunk Cable Assembly,64-Fiber, Plenum | CommScope® | Propel ¦ SYSTIMAX ULL |  | Fiber trunk cable assembly
FSXLCLCW6 |  | Base Product | LazrSPEED® 550 LC/UPC to LC/UPC, Distribution Cable, 6-Fiber, Plenum | CommScope® | SYSTIMAX InstaPATCH® 360 |  | Fiber distribution cable assembly
EPX-PANELS |  | Base Product | EPX Fiber Optic Panel available in either G2 or LGX/PNL 1U, 2U or 4U fixed or sliding configurations | CommScope® |  | EPX | Fiber patch panel ¦ Fiber patch/splice panel
PROPEL-MODULES |  | Base Product | Four sizes of interchangeable Propel fiber modules provide the breadth of capabilities for virtually any configuration. | CommScope® | Propel | PPL | Fiber module
URGMPLUUD |  | Base Product | Ultra Low Loss (ULL) Singlemode MPO12 (Non-pinned) to LC Uniboot, Fiber Array Cable Assembly, 12-Fiber, Dual Rated (OFNR/LSZH) | CommScope® | Propel ¦ SYSTIMAX ULL |  | Fiber array cable assembly
FACT-SPLICE-CHASSIS |  | Base Product | FACT® Fiber Optic Splice Chassis for FACT ODF | CommScope® | FACT® | FACT | Fiber splice chassis
FACT-PATCH-CHASSIS |  | Base Product | FACT® Series Fiber Optic Patch Chassis for FACT ODF | CommScope® | FACT® | FACT | Fiber patch chassis
PROPEL-COLOR-COLLARS |  | Base Product | Propel Color Collars snap onto the front pull rod to easily identify different networks within a building or data center. Available in blue, gray, aqua, orange, red, green, brown, violet, rose and yellow. | CommScope® | Propel | PPL | Color Cap
NG4-SPLTR-MODULES |  | Base Product | NG4access Splitter Module |  | NG4access® | FACT ¦ NG4 | Splitter module | Build America Buy America (BABA) compliant*
NG4-WDM-MODULES |  | Base Product | NG4access xWDM Module |  | NG4access® | FACT ¦ NG4 | CWDM module ¦ DWDM module | Build America Buy America (BABA) compliant*
URGLCLCGD |  | Base Product | Ultra Low Loss (ULL) Singlemode LC/UPC to LC/UPC Fanout Cable, 12-Fiber, LSZH & OFNR | CommScope® | SYSTIMAX ULL |  | Fiber array cable assembly
UQXLCLCGD |  | Base Product | Ultra Low Loss (ULL) OM4 LC/UPC to LC/UPC Fanout Cable, 12-Fiber, Plenum | CommScope® | SYSTIMAX ULL |  | Fiber array cable assembly
BUDI-R |  | Base Product | BUDI™ Rapid Fiber Optic Wall mount Enclosure, with RapidReel® fiber cable | CommScope® | BUDI™ ¦ RapidReel® | BUDI | Rapid distribution terminal
FJXMPUCAH |  | Base Product | OM4 MPO (Unpinned) to Unconnectorized, InstaPATCH® 360 Pre-terminated Trunk Cable, 48-Fiber, Low Smoke Zero Halogen | CommScope® | SYSTIMAX InstaPATCH® 360 |  | Fiber trunk cable assembly
FACT-CHASSIS-ACCESSORIES |  | Base Product | FACT® ODF Fiber Chassis Accessories | CommScope® | FACT® | FACT | Cable termination kit
FACT-ODF |  | Base Product | FACT® Optical Distribution Frame |  | FACT® | FACT | Frame
FIST-GCO2-B |  | Base Product | FIST® GC02 Round Fiber Optic Splice Closure |  | FIST® | FIST-GCO2 | Single-ended ¦ round fiber closure
FPCA |  | Base Product | Fiber Optic Patch Cord, Simplex, Singlemode, 1.2 mm OFNP and LSZH jacket | CommScope® |  | FPCA | Fiber patch cord ¦ simplex
LSX-ODF |  | Base Product | LSX Fiber Optic Distribution Frame |  |  | LSX | Frame
LSX-CHASSIS |  | Base Product | LSX Fiber Optic Termination/Splice/VAM Chassis Series for LSX ODF | CommScope® |  | LSX | Fiber VAM chassis ¦ Fiber patch chassis ¦ Fiber patch chassis ¦ with IFC cable ¦ Fiber patch chassis ¦ with OSP cable ¦ Fiber patch chassis ¦ with indoor cable ¦ Fiber patch chassis ¦ with indoor/outdoor cable ¦ Fiber patch/splice chassis ¦ Fiber splice chassis
MFPS-PANELS |  | Base Product | MFPS (Modular Front Patching System) Fiber Optic panels | CommScope® |  | MFPS | Fiber patch panel ¦ Fiber patch panel ¦ with indoor/outdoor cable ¦ Fiber patch/splice panel
NG4-CABLED-MODULES |  | Base Product | NG4access® Cabled Modules available in all module sizes and fiber counts up to 864 fibers |  | NG4access® | LSX ¦ NG4 | Fiber cabled module
NG4-ODF |  | Base Product | NG4access® ODF Skeleton Frame for holding NG4access fiber panels |  | NG4access® | NG4 | Frame
NG4-CHASSIS-ACCESSORIES |  | Base Product | NG4access® Fiber Chassis Accessories such as trays, panel door kits and cable clamps | CommScope® | NG4access® | NG4 | Door kit ¦ Fiber cable clamp ¦ Tray
NG4-ADAPTER-PACKS |  | Base Product | NG4access® Adapter Pack Universal Kit | CommScope® | NG4access® | FACT ¦ NG4 | Fiber adapter pack
OCJ |  | Base Product | OCJ Series Singlemode Fiber Optic Patch Cord |  |  | OCJ | Fiber patch cord ¦ duplex ¦ Fiber patch cord ¦ simplex
UQGQPQXJ8 |  | Base Product | Ultra Low Loss (ULL) Singlemode MPO8 (Unpinned) to MPO8 (Pinned), Fiber Extension Cable Assembly, 8-Fiber, Plenum | CommScope® | SYSTIMAX ULL |  | Fiber array cable assembly
UQGMPMXGD |  | Base Product | Ultra Low Loss (ULL) Singlemode MPO12 (Unpinned) to MPO12 (Pinned), Fiber Extension Cable Assembly, 12-Fiber, Plenum | CommScope® | SYSTIMAX ULL |  | Fiber array cable assembly
UQX2XLCHF |  | Base Product | Ultra Low Loss OM4 MPO24 Pinned to LC/UPC 24-Fiber Plenum Array Cord | CommScope® | SYSTIMAX ULL |  | Fiber array cable assembly
UQGQXLUJ8 |  | Base Product | Ultra Low Loss (ULL) Singlemode MPO8 (Pinned) to LC/UPC Uniboot, Fiber Extension Cable Assembly, 8-Fiber, Plenum | CommScope® | SYSTIMAX ULL |  | Fiber array cable assembly
UQX2XLUHF |  | Base Product | Ultra Low Loss OM4 MPO24 Pinned to LC/UPC Uniboot 24-Fiber Plenum Array Cord | CommScope® | SYSTIMAX ULL |  | Fiber array cable assembly
UQXQPQPHF |  | Base Product | Ultra Low Loss (ULL) LazrSPEED® 550 OM4, MPO/8 (Unpinned) to MPO/8 (Unpinned), 24-Fiber, Plenum array cord | CommScope® | SYSTIMAX ULL |  | Fiber array cable assembly
UQXMXLCGD |  | Base Product | Ultra Low Loss (ULL) OM4 MPO12 (Pinned) to LC/UPC, Fiber Extension Cable Assembly, 12-Fiber, Plenum | CommScope® | SYSTIMAX ULL |  | Fiber array cable assembly
UQX2CMPHF |  | Base Product | Ultra Low Loss OM4, MPO24 (Unpinned) to MPO12 (Unpinned), Fiber Extension Cable Assembly, 24-Fiber, Plenum | CommScope® | SYSTIMAX ULL |  | Fiber array cable assembly
URGMPMPGD |  | Base Product | Ultra Low Loss (ULL) Singlemode MPO12 (Unpinned) to MPO12 (Unpinned), Fiber Trunk Cable Assembly, 12-Fiber, Low Smoke Zero Halogen (LSZH) | CommScope® | SYSTIMAX ULL |  | Fiber array cable assembly
UQXMXLUGD |  | Base Product | Ultra Low Loss OM4 MPO12 Pinned to LC/UPC Uniboot 12-Fiber Plenum Array Cord | CommScope® | SYSTIMAX ULL |  | Fiber array cable assembly
UQXQPQXHF |  | Base Product | Ultra Low Loss (ULL) LazrSPEED® 550 OM4, MPO/8 (Unpinned) to MPO/8 (Pinned), 24-Fiber, Plenum array cord | CommScope® | SYSTIMAX ULL |  | Fiber array cable assembly
UQX2P2PHF |  | Base Product | Ultra Low Loss (ULL) OM4 MPO24 (Unpinned) to MPO24 (Unpinned), Fiber Trunk Cable Assembly, 24-Fiber, Plenum | CommScope® | SYSTIMAX ULL |  | Fiber array cable assembly
UQXQPQXJ8 |  | Base Product | Ultra Low Loss (ULL) OM4 MPO8 (Unpinned) to MPO8 (Pinned), Fiber Extension Cable Assembly, 8-Fiber, Plenum | CommScope® | SYSTIMAX ULL |  | Fiber array cable assembly
URGQPQPJ8 |  | Base Product | Ultra Low Loss (ULL) Singlemode MPO8 (Unpinned) to MPO8 (Unpinned), Fiber Extension Cable Assembly, 8-Fiber, Low Smoke Zero Halogen | CommScope® | SYSTIMAX ULL |  | Fiber array cable assembly
UQXMPLCGD |  | Base Product | Ultra Low Loss (ULL) OM4 MPO12 (Unpinned) to LC/UPC, Fiber Extension Cable Assembly, 12-Fiber, Plenum | CommScope® | SYSTIMAX ULL |  | Fiber array cable assembly
UQXMXMXHF |  | Base Product | Ultra Low Loss (ULL) LazrSPEED® 550 OM4, MPO/12(Pinned) to MPO/12(Pinned), 24-Fiber, Plenum array cord | CommScope® | SYSTIMAX ULL |  | Fiber array cable assembly
URGMXLUGD |  | Base Product | Ultra Low Loss (ULL) Singlemode MPO/12 (Pinned) to LC/UPC Uniboot, 12-Fiber, Low Smoke Zero Halogen (LSZH)/Riser | CommScope® | SYSTIMAX ULL |  | Fiber array cable assembly
UQX2PLCHF |  | Base Product | Ultra Low Loss OM4 MPO24 Unpinned to LC/UPC 24-Fiber Plenum Array Cord | CommScope® | SYSTIMAX ULL |  | Fiber array cable assembly
UQXQFQFJ8 |  | Base Product | Ultra Low Loss (ULL) OM4 unpinned MPO-08 Polarity and Gender Changeable Patchcord, Plenum | CommScope® | SYSTIMAX ULL |  | Fiber array cable assembly
UQXQXLUJ8 |  | Base Product | Ultra Low Loss OM4 MPO8 Pinned to LC/UPC Uniboot 8-Fiber Plenum Array Cord | CommScope® | SYSTIMAX ULL |  | Fiber array cable assembly
URGQXLCJ8 |  | Base Product | Ultra Low Loss Singlemode MPO8 Pinned to LC/UPC 8-Fiber Low Smoke Zero Halogen Array Cord | CommScope® | SYSTIMAX ULL |  | Fiber array cable assembly
UQXQXQXHF |  | Base Product | Ultra Low Loss (ULL) LazrSPEED® 550 OM4, MPO/8 (Pinned) to MPO/8 (Pinned), 24-Fiber, Plenum array cord | CommScope® | SYSTIMAX ULL |  | Fiber array cable assembly
UQX2PLUHF |  | Base Product | Ultra Low Loss OM4 MPO24 Unpinned to LC/UPC Uniboot 24-Fiber Plenum Array Cord | CommScope® | SYSTIMAX ULL |  | Fiber array cable assembly
URGMXMXGD |  | Base Product | Ultra Low Loss (ULL) Singlemode MPO12 (Pinned) to MPO12 (Pinned), Fiber Extension Cable Assembly, 12-Fiber, Low Smoke Zero Halogen | CommScope® | SYSTIMAX ULL |  | Fiber array cable assembly
URGQXLUHF |  | Base Product | Ultra Low Loss Singlemode, MPO8 QSFP (Pinned) to LC/UPC Uniboot, Fiber Extension Cable Assembly, 24-Fiber, Low Smoke Zero Halogen | CommScope® | SYSTIMAX ULL |  | Fiber array cable assembly
UQX2PQPHF |  | Base Product | Ultra Low Loss OM4, MPO24 (Unpinned) to MPO8 QSFP (Unpinned), Fiber Extension Cable Assembly, 24-Fiber, Plenum | CommScope® | SYSTIMAX ULL |  | Fiber array cable assembly
URGQPLCJ8 |  | Base Product | Ultra Low Loss Singlemode MPO8 Unpinned to LC/UPC 8-Fiber Low Smoke Zero Halogen Array Cord | CommScope® | SYSTIMAX ULL |  | Fiber array cable assembly
URGMPLCGD |  | Base Product | Ultra Low Loss (ULL) Singlemode MPO12 (Unpinned) to LC/UPC, Fiber Extension Cable Assembly, 12-Fiber, Low Smoke Zero Halogen | CommScope® | SYSTIMAX ULL |  | Fiber array cable assembly
UQXQPMPHF |  | Base Product | Ultra Low Loss OM4, MPO8 QSFP (Unpinned) to MPO12 (Unpinned), Fiber Extension Cable Assembly, 24-Fiber, Plenum | CommScope® | SYSTIMAX ULL |  | Fiber array cable assembly
URGQXLUJ8 |  | Base Product | Ultra Low Loss (ULL) Singlemode, MPO8 Pinned to LC/UPC Uniboot, 8-Fiber Array Cord, Low Smoke Zero Halogen (LSZH)/Riser | CommScope® | SYSTIMAX ULL |  | Fiber array cable assembly
UQX2X2XHF |  | Base Product | Ultra Low Loss (ULL) OM4, MPO24 (Pinned) to MPO24 (Pinned), 24-Fiber, Plenum Patchcord | CommScope® | SYSTIMAX ULL |  | Fiber array cable assembly
URGQXQXJ8 |  | Base Product | Ultra Low Loss (ULL) Singlemode MPO8 (Pinned) to MPO8 (Pinned), Fiber Extension Cable Assembly, 8-Fiber, Low Smoke Zero Halogen | CommScope® | SYSTIMAX ULL |  | Fiber array cable assembly
UQXQPMXHF |  | Base Product | Ultra Low Loss OM4, MPO8 QSFP (Unpinned) to MPO12 (Pinned), Fiber Extension Cable Assembly, 24-Fiber, Plenum | CommScope® | SYSTIMAX ULL |  | Fiber array cable assembly
URXMPLCGD |  | Base Product | Ultra Low Loss (ULL) OM4 MPO12 (Unpinned) to LC/UPC, Fiber Extension Cable Assembly, 12-Fiber, Low Smoke Zero Halogen | CommScope® | SYSTIMAX ULL |  | Fiber array cable assembly
URX2PLCHF |  | Base Product | Ultra Low Loss OM4 MPO24 Unpinned to LC/UPC 24-Fiber Low Smoke Zero Halogen Array Cord | CommScope® | SYSTIMAX ULL |  | Fiber array cable assembly
URXQPLUJ8 |  | Base Product | Ultra Low Loss OM4 MPO8 Unpinned to LC/UPC Uniboot 8-Fiber Low Smoke Zero Halogen/Riser Array Cord | CommScope® | SYSTIMAX ULL |  | Fiber array cable assembly
URX2X2XHF |  | Base Product | Ultra Low Loss (ULL) OM4 MPO/24 (Pinned) to MPO/24 (Pinned), 24-Fiber, Low Smoke Zero Halogen (LSZH) / Riser | CommScope® | SYSTIMAX ULL |  | Fiber array cable assembly
URXMPMXGD |  | Base Product | Ultra Low Loss (ULL) OM4 MPO12 (Unpinned) to MPO12 (Pinned), Fiber Extension Cable Assembly, 12-Fiber, Low Smoke Zero Halogen | CommScope® | SYSTIMAX ULL |  | Fiber array cable assembly
URX2C2PHF |  | Base Product | Ultra Low Loss (ULL) OM4, MPO24 (Unpinned) to MPO24 (Unpinned), 24-Fiber, Low Smoke Zero Halogen (LSZH) Patchcord | CommScope® | SYSTIMAX ULL |  | Fiber array cable assembly
URX2C2XHF |  | Base Product | Ultra Low Loss (ULL) OM4, MPO24 (Unpinned) to MPO24 (Pinned), 24-Fiber, Low Smoke Zero Halogen (LSZH) Patchcord | CommScope® | SYSTIMAX ULL |  | Fiber array cable assembly
URXMXLCGD |  | Base Product | Ultra Low Loss (ULL) OM4 MPO12 (Pinned) to LC/UPC, Fiber Extension Cable Assembly, 12-Fiber, Low Smoke Zero Halogen | CommScope® | SYSTIMAX ULL |  | Fiber array cable assembly
URXQPQPHF |  | Base Product | Ultra Low Loss (ULL) LazrSPEED® 550 OM4, MPO/8 (Unpinned) to MPO/8 (Unpinned), 24-Fiber, LSZH array cord | CommScope® | SYSTIMAX ULL |  | Fiber array cable assembly
URXMXLUGD |  | Base Product | Ultra Low Loss OM4 MPO12 Pinned to LC/UPC Uniboot 12-Fiber Low Smoke Zero Halogen/Riser Array Cord | CommScope® | SYSTIMAX ULL |  | Fiber array cable assembly
URXMXMXGD |  | Base Product | Ultra Low Loss (ULL) OM4 MPO12 (Pinned) to MPO12 (Pinned), Fiber Extension Cable Assembly, 12-Fiber, Low Smoke Zero Halogen | CommScope® | SYSTIMAX ULL |  | Fiber array cable assembly
URXQPQXHF |  | Base Product | Ultra Low Loss (ULL) LazrSPEED® 550 OM4, MPO/8 (Unpinned) to MPO/8 (Pinned), 24-Fiber,LSZH array cord | CommScope® | SYSTIMAX ULL |  | Fiber array cable assembly
URXMXMXHF |  | Base Product | Ultra Low Loss (ULL) LazrSPEED® 550 OM4, MPO/12(Pinned) to MPO/12(Pinned), 24-Fiber, LSZH array cord | CommScope® | SYSTIMAX ULL |  | Fiber array cable assembly
URXQPQXJ8 |  | Base Product | Ultra Low Loss (ULL) OM4 MPO8 (Unpinned) to MPO8 (Pinned), Fiber Extension Cable Assembly, 8-Fiber, Low Smoke Zero Halogen | CommScope® | SYSTIMAX ULL |  | Fiber array cable assembly
URXQXLCJ8 |  | Base Product | Ultra Low Loss (ULL) OM4 MPO8 (Pinned) to LC/UPC, Fiber Extension Cable Assembly, 8-Fiber, Low Smoke Zero Halogen | CommScope® | SYSTIMAX ULL |  | Fiber array cable assembly
ACGSGUCN1 |  | Base Product | Singlemode SC/APC to Stub, Fiber Pigtail, Simplex 0.6 mm, Low Smoke Zero Halogen | CommScope® |  | ACG | Fiber pigtail ¦ jacketed
AGGMPMPCD |  | Base Product | Ultra Low Loss ULL TeraSPEED® MPO(Unpinned) to MPO(Unpinned) Pre-terminated Trunk Cable, MPO12, 12-Fiber, Plenum, 12 fiber PmP 2.0 mm Dca, Method A | CommScope® |  |  | Fiber trunk cable assembly
AGGMXMPAM |  | Base Product | Singlemode MPO12 (Pinned) to MPO12 (Unpinned), Fiber Trunk Cable Assembly, 144-Fiber, Method A, Plenum | CommScope® |  |  | Fiber trunk cable assembly
AGGMPMPCF |  | Base Product | Ultra Low Loss ULL TeraSPEED® MPO(Unpinned) to MPO(Unpinned) Pre-terminated Trunk Cable, MPO12, 24-Fiber, Plenum, 12 fiber PmP 2.0 mm Dca, Method A | CommScope® |  |  | Fiber trunk cable assembly
AGGMXMXAD |  | Base Product | Singlemode MPO12 (Pinned) to MPO12 (Pinned), Fiber Trunk Cable Assembly, 12-Fiber, Method A, Plenum | CommScope® |  |  | Fiber trunk cable assembly
AGGMPMPCG |  | Base Product | Ultra Low Loss ULL TeraSPEED® MPO(Unpinned) to MPO(Unpinned) Pre-terminated Trunk Cable, MPO12, 36-Fiber, Plenum, 12 fiber PmP 2.0 mm Dca, Method A | CommScope® |  |  | Fiber trunk cable assembly
ACGLFUCN1 |  | Base Product | Singlemode LC/UPC to Stub, Fiber Pigtail, Simplex 0.6 mm, Low Smoke Zero Halogen | CommScope® |  | ACG | Fiber pigtail ¦ unjacketed
AGGMPMPAD |  | Base Product | Singlemode MPO12 (Unpinned) to MPO12 (Unpinned), Fiber Trunk Cable Assembly, 12-Fiber, Method A, Plenum | CommScope® |  |  | Fiber trunk cable assembly
AGGMPMXCM |  | Base Product | Ultra Low Loss ULL TeraSPEED® MPO(Unpinned) to MPO(Pinned) Pre-terminated Trunk Cable, MPO12, 144-Fiber, Plenum, 12 fiber PmP 2.0 mm Dca, Method A | CommScope® |  |  | Fiber trunk cable assembly
ACGLFUCNC |  | Base Product | Singlemode LC/UPC to Stub, Fiber Pigtail 0.6 mm, 12-Fiber, Low Smoke Zero Halogen | CommScope® |  | ACG | Fiber pigtail ¦ unjacketed
AGGMPMPCK |  | Base Product | Ultra Low Loss ULL TeraSPEED® MPO(Unpinned) to MPO(Unpinned) Pre-terminated Trunk Cable, MPO12, 72-Fiber, Plenum, 12 fiber PmP 2.0 mm Dca, Method A | CommScope® |  |  | Fiber trunk cable assembly
AGGMXMPAD |  | Base Product | Singlemode MPO12 (Pinned) to MPO12 (Unpinned), Fiber Trunk Cable Assembly, 12-Fiber, Method A, Plenum | CommScope® |  |  | Fiber trunk cable assembly
AGGMPMPAG |  | Base Product | Singlemode MPO12 (Unpinned) to MPO12 (Unpinned), Fiber Trunk Cable Assembly, 36-Fiber, Method A, Plenum | CommScope® |  |  | Fiber trunk cable assembly
FEWLASA21 |  | Base Product | Singlemode LC APC to SC APC, Fiber Patch Cord, 1.6 mm Simplex, Riser | CommScope® | SYSTIMAX InstaPATCH® 360 | FEW | Fiber patch cord ¦ simplex
FEWLCSA21 |  | Base Product | Singlemode LC/UPC to SC/APC, Fiber Patch Cord, 1.6 mm Simplex, Riser | CommScope® | SYSTIMAX InstaPATCH® 360 | FEW | Fiber patch cord ¦ simplex
FEWLCLA21 |  | Base Product | Singlemode LC/UPC to LC/APC, Fiber Patch Cord, 1.6 mm Simplex, Riser | CommScope® | SYSTIMAX InstaPATCH® 360 | FEW | Fiber patch cord ¦ simplex
FEWSCSA21 |  | Base Product | Singlemode SC/UPC to SC/APC, Fiber Patch Cord, 1.6 mm Simplex, Riser | CommScope® | SYSTIMAX InstaPATCH® 360 | FEW | Fiber patch cord ¦ simplex
FEWLCSC21 |  | Base Product | Singlemode LC/UPC to SC/UPC, Fiber Patch Cord, 1.6 mm Simplex, Riser | CommScope® | SYSTIMAX InstaPATCH® 360 | FEW | Fiber patch cord ¦ simplex
FEWSCSA42 |  | Base Product | Singlemode SC/UPC to SC/APC, Fiber Patch Cord, 1.6 mm Duplex, Riser | CommScope® | SYSTIMAX InstaPATCH® 360 | FEW | Fiber patch cord ¦ duplex
FEWSASA21 |  | Base Product | Singlemode SC APC to SC APC, Fiber Patch Cord, 1.6 mm Simplex, Riser | CommScope® | SYSTIMAX InstaPATCH® 360 | FEW | Fiber patch cord ¦ simplex
FEWLCLA42 |  | Base Product | Singlemode LC/UPC to LC/APC, Fiber Patch Cord, 1.6 mm Duplex, Riser | CommScope® | SYSTIMAX InstaPATCH® 360 | FEW | Fiber patch cord ¦ duplex
FEWSCLA21 |  | Base Product | Singlemode SC/UPC to LC/APC, Fiber Patch Cord, 1.6 mm Simplex, Riser | CommScope® | SYSTIMAX InstaPATCH® 360 | FEW | Fiber patch cord ¦ simplex
FEWSCSC21 |  | Base Product | Singlemode SC/UPC to SC/UPC, Fiber Patch Cord, 1.6 mm Simplex, Riser | CommScope® | SYSTIMAX InstaPATCH® 360 | FEW | Fiber patch cord ¦ simplex
FEWSCLA42 |  | Base Product | Singlemode SC/UPC to LC/APC, Fiber Patch Cord, 1.6 mm Duplex, Riser | CommScope® | SYSTIMAX InstaPATCH® 360 | FEW | Fiber patch cord ¦ duplex
FEXLCLC42 |  | Base Product | OM4 LC/UPC to LC/UPC, Fiber Patch Cord, 1.6 mm Duplex, Riser | CommScope® | SYSTIMAX InstaPATCH® 360 | FEX | Fiber patch cord ¦ duplex
FEXLCSC21 |  | Base Product | OM4 LC/UPC to SC/UPC Fiber Patch Cord, 1.6 mm Simplex, Riser | CommScope® | SYSTIMAX InstaPATCH® 360 | FEX | Fiber patch cord ¦ simplex
FEXLCSC42 |  | Base Product | OM4 LC/UPC to SC/UPC, Fiber Patch Cord, 1.6 mm Duplex, Riser | CommScope® | SYSTIMAX InstaPATCH® 360 | FEX | Fiber patch cord ¦ duplex
FEXSCSC42 |  | Base Product | OM4 SC/UPC to SC/UPC, Fiber Patch Cord, 1.6 mm Duplex, Riser | CommScope® | SYSTIMAX InstaPATCH® 360 | FEX | Fiber patch cord ¦ duplex
FGWMPMPAG |  | Base Product | Singlemode MPO (Unpinned) to MPO (Unpinned), InstaPATCH® 360 Pre-terminated Trunk Cable, 36-Fiber, Plenum | CommScope® | SYSTIMAX InstaPATCH® 360 |  | Fiber trunk cable assembly
FGWMPMPAK |  | Base Product | Singlemode MPO (Unpinned) to MPO (Unpinned), InstaPATCH® 360 Pre-terminated Trunk Cable, 72-Fiber, Plenum | CommScope® | SYSTIMAX InstaPATCH® 360 |  | Fiber trunk cable assembly
FGWMPMXAL |  | Base Product | Singlemode MPO (Unpinned) to MPO (Pinned), InstaPATCH® 360 Pre-terminated Trunk Cable, 96-Fiber, Plenum | CommScope® | SYSTIMAX InstaPATCH® 360 |  | Fiber trunk cable assembly
FGWMPMPAM |  | Base Product | Singlemode MPO (Unpinned) to MPO (Unpinned), InstaPATCH® 360 Pre-terminated Trunk Cable, 144-Fiber, Plenum | CommScope® | SYSTIMAX InstaPATCH® 360 |  | Fiber trunk cable assembly
FGXMPMPAL |  | Base Product | OM4 MPO (Unpinned) to MPO (Unpinned), InstaPATCH® 360 Pre-terminated Trunk Cable, 96-Fiber, Plenum | CommScope® | SYSTIMAX InstaPATCH® 360 |  | Fiber trunk cable assembly
FGXMXMXAD |  | Base Product | LazrSPEED® 550 MPO (Pinned) to MPO (Pinned), InstaPATCH® 360 Pre-terminated Cross Connect Cable, 12-Fiber, Plenum | CommScope® | SYSTIMAX InstaPATCH® 360 |  | Fiber trunk cable assembly
FGXMPMPAM |  | Base Product | OM4 MPO (Unpinned) to MPO (Unpinned), InstaPATCH® 360 Pre-terminated Trunk Cable, 144-Fiber, Plenum | CommScope® | SYSTIMAX InstaPATCH® 360 |  | Fiber trunk cable assembly
FGWMPMXAF |  | Base Product | Singlemode MPO (Unpinned) to MPO (Pinned), InstaPATCH® 360 Pre-terminated Trunk Cable, 24-Fiber, Plenum | CommScope® | SYSTIMAX InstaPATCH® 360 |  | Fiber trunk cable assembly
FGXMXMXAF |  | Base Product | LazrSPEED® 550 MPO (Pinned) to MPO (Pinned), InstaPATCH® 360 Pre-terminated Cross Connect Cable, 24-Fiber, Plenum | CommScope® | SYSTIMAX InstaPATCH® 360 |  | Fiber trunk cable assembly
FGXMPMXAF |  | Base Product | OM4 MPO (Unpinned) to MPO (Pinned), InstaPATCH® 360 Pre-terminated Trunk Cable, 24-Fiber, Plenum | CommScope® | SYSTIMAX InstaPATCH® 360 |  | Fiber trunk cable assembly
FGXMPMXAG |  | Base Product | OM4 MPO (Unpinned) to MPO (Pinned), InstaPATCH® 360 Pre-terminated Trunk Cable, 36-Fiber, Plenum | CommScope® | SYSTIMAX InstaPATCH® 360 |  | Fiber trunk cable assembly
FGXMPMPAG |  | Base Product | OM4 MPO (Unpinned) to MPO (Unpinned), InstaPATCH® 360 Pre-terminated Trunk Cable, 36-Fiber, Plenum | CommScope® | SYSTIMAX InstaPATCH® 360 |  | Fiber trunk cable assembly
FGXMPMXAH |  | Base Product | LazrSPEED® 550 MPO (Unpinned) to MPO (Pinned), InstaPATCH® 360 Pre-terminated Extension Cable, 48-Fiber, Plenum | CommScope® | SYSTIMAX InstaPATCH® 360 |  | Fiber trunk cable assembly
FGXMPMXAM |  | Base Product | OM4 MPO (Unpinned) to MPO (Pinned), InstaPATCH® 360 Pre-terminated Trunk Cable, 144-Fiber, Plenum | CommScope® | SYSTIMAX InstaPATCH® 360 |  | Fiber trunk cable assembly
AJXMPMXCD |  | Base Product | Ultra Low Loss ULL LazrSPEED® 550 MPO(Unpinned) to MPO(Pinned) Pre-terminated Trunk Cable, MPO12, 12-Fiber, LSZH, 12 fiber PmP 2.0 mm Dca, Method A | CommScope® |  |  | Fiber trunk cable assembly
AQGMXMXGD |  | Base Product | Singlemode MPO12 (Pinned) to MPO12 (Pinned), Fiber Patch Cord, 12-Fiber, Method A, Plenum | CommScope® |  |  | Fiber array cable assembly
AJXMXMXAL |  | Base Product | OM4 MPO-12 (Pinned) to MPO-12 (Pinned), Pre-terminated Trunk Cable, 96-Fiber, LSZH, Method A | CommScope® |  |  | Fiber trunk cable assembly
AJXMPMXCF |  | Base Product | Ultra Low Loss ULL LazrSPEED® 550 MPO(Unpinned) to MPO(Pinned) Pre-terminated Trunk Cable, MPO12, 24-Fiber, LSZH, 12 fiber PmP 2.0 mm Dca, Method A | CommScope® |  |  | Fiber trunk cable assembly
AQX2P2PHF |  | Base Product | OM4 MPO24 (Unpinned) to MPO24 (Unpinned), Fiber Patch Cord, 24-Fiber, Method A, Plenum | CommScope® |  |  | Fiber array cable assembly
ARX2X2PHF |  | Base Product | OM4 MPO24 (Pinned) to MPO24 (Unpinned), Fiber Patch Cord, 24-Fiber, Method A, Low Smoke Zero Halogen | CommScope® |  |  | Fiber array cable assembly
AJXMPMXCG |  | Base Product | Ultra Low Loss ULL LazrSPEED® 550 MPO(Unpinned) to MPO(Pinned) Pre-terminated Trunk Cable, MPO12, 36-Fiber, LSZH, 12 fiber PmP 2.0 mm Dca, Method A | CommScope® |  |  | Fiber trunk cable assembly
AQX2X2PHF |  | Base Product | OM4 MPO24 (Pinned) to MPO24 (Unpinned), Fiber Patch Cord, 24-Fiber, Method A, Plenum | CommScope® |  |  | Fiber array cable assembly
AQX2X2XHF |  | Base Product | OM4 MPO24 (Pinned) to MPO24 (Pinned), Fiber Patch Cord, 24-Fiber, Method A, Plenum | CommScope® |  |  | Fiber array cable assembly
AJXMPMXCH |  | Base Product | Ultra Low Loss ULL LazrSPEED® 550 MPO(Unpinned) to MPO(Pinned) Pre-terminated Trunk Cable, MPO12, 48-Fiber, LSZH, 12 fiber PmP 2.0 mm Dca, Method A | CommScope® |  |  | Fiber trunk cable assembly
AJXMXMXCF |  | Base Product | Ultra Low Loss ULL LazrSPEED® 550 MPO(Pinned) to MPO(Pinned) Pre-terminated Trunk Cable, MPO12, 24-Fiber, LSZH, 12 fiber PmP 2.0 mm Dca, Method A | CommScope® |  |  | Fiber trunk cable assembly
AJXMXMPAL |  | Base Product | OM4 MPO12 (Pinned) to MPO12 (Unpinned), Fiber Trunk Cable Assembly, 96-Fiber, Method A, Low Smoke Zero Halogen | CommScope® |  |  | Fiber trunk cable assembly
ARXMPMPGD |  | Base Product | OM4 MPO12 (Unpinned) to MPO12 (Unpinned), Fiber Patch Cord, 12-Fiber, Method A, Low Smoke Zero Halogen | CommScope® |  |  | Fiber array cable assembly
AQXMXMPGD |  | Base Product | OM4 MPO12 (Pinned) to MPO12 (Unpinned), Fiber Patch Cord, 12-Fiber, Method A, Plenum | CommScope® |  |  | Fiber array cable assembly
AJXMXMPAM |  | Base Product | OM4 MPO12 (Pinned) to MPO12 (Unpinned), Fiber Trunk Cable Assembly, 144-Fiber, Method A, Low Smoke Zero Halogen | CommScope® |  |  | Fiber trunk cable assembly
ARXMXMXGD |  | Base Product | OM4 MPO12 (Pinned) to MPO12 (Pinned), Fiber Patch Cord, 12-Fiber, Method A, Low Smoke Zero Halogen | CommScope® |  |  | Fiber array cable assembly
AGGMPMPCL |  | Base Product | Ultra Low Loss ULL TeraSPEED® MPO(Unpinned) to MPO(Unpinned) Pre-terminated Trunk Cable, MPO12, 96-Fiber, Plenum, 12 fiber PmP 2.0 mm Dca, Method A | CommScope® |  |  | Fiber trunk cable assembly
AGGMXMXAK |  | Base Product | Singlemode MPO12 (Pinned) to MPO12 (Pinned), Fiber Trunk Cable Assembly, 72-Fiber, Method A, Plenum | CommScope® |  |  | Fiber trunk cable assembly
AGGMPMPCM |  | Base Product | Ultra Low Loss ULL TeraSPEED® MPO(Unpinned) to MPO(Unpinned) Pre-terminated Trunk Cable, MPO12, 144-Fiber, Plenum, 12 fiber PmP 2.0 mm Dca, Method A | CommScope® |  |  | Fiber trunk cable assembly
AGGMPMPAH |  | Base Product | Singlemode MPO12 (Unpinned) to MPO12 (Unpinned), Fiber Trunk Cable Assembly, 48-Fiber, Method A, Plenum | CommScope® |  |  | Fiber trunk cable assembly
AGGMXMPAH |  | Base Product | Singlemode MPO12 (Pinned) to MPO12 (Unpinned), Fiber Trunk Cable Assembly, 48-Fiber, Method A, Plenum | CommScope® |  |  | Fiber trunk cable assembly
AGGMPMXCF |  | Base Product | Ultra Low Loss ULL TeraSPEED® MPO(Unpinned) to MPO(Pinned) Pre-terminated Trunk Cable, MPO12, 24-Fiber, Plenum, 12 fiber PmP 2.0 mm Dca, Method A | CommScope® |  |  | Fiber trunk cable assembly
AGGMPMPAL |  | Base Product | Singlemode MPO12 (Unpinned) to MPO12 (Unpinned), Fiber Trunk Cable Assembly, 96-Fiber, Method A, Plenum | CommScope® |  |  | Fiber trunk cable assembly
AGGMXMXCL |  | Base Product | Ultra Low Loss ULL TeraSPEED® MPO(Pinned) to MPO(Pinned) Pre-terminated Trunk Cable, MPO12, 96-Fiber, Plenum, 12 fiber PmP 2.0 mm Dca, Method A | CommScope® |  |  | Fiber trunk cable assembly
AGGMXMXCD |  | Base Product | Ultra Low Loss ULL TeraSPEED® MPO(Pinned) to MPO(Pinned) Pre-terminated Trunk Cable, MPO12, 12-Fiber, Plenum, 12 fiber PmP 2.0 mm Dca, Method A | CommScope® |  |  | Fiber trunk cable assembly
AGXMPMPAH |  | Base Product | OM4 MPO12 (Unpinned) to MPO12 (Unpinned), Fiber Trunk Cable Assembly, 48-Fiber, Method A, Plenum | CommScope® |  |  | Fiber trunk cable assembly
ACGSFUCNC |  | Base Product | Singlemode SC/UPC to Stub, Fiber Pigtail 0.6mm, 12-Fiber, Low Smoke Zero Halogen | CommScope® |  | ACG | Fiber pigtail ¦ unjacketed
AGGMXMXCF |  | Base Product | Ultra Low Loss ULL TeraSPEED® MPO(Pinned) to MPO(Pinned) Pre-terminated Trunk Cable, MPO12, 24-Fiber, Plenum, 12 fiber PmP 2.0 mm Dca, Method A | CommScope® |  |  | Fiber trunk cable assembly
AGXMPMPAK |  | Base Product | OM4 MPO12 (Unpinned) to MPO12 (Unpinned), Fiber Trunk Cable Assembly, 72-Fiber, Method A, Plenum | CommScope® |  |  | Fiber trunk cable assembly
AGXMXUCCF |  | Base Product | Ultra Low Loss ULL LazrSPEED® 550 MPO(Pinned) to Unconnectorized Pre-terminated Trunk Cable, MPO12, 24-Fiber, Plenum, 12 fiber PmP 2.0 mm Dca, Method A | CommScope® |  |  | Fiber trunk cable assembly
AGXMXMPAH |  | Base Product | OM4 MPO12 (Pinned) to MPO12 (Unpinned), Fiber Trunk Cable Assembly, 48-Fiber, Method A, Plenum | CommScope® |  |  | Fiber trunk cable assembly
AGXMXUCCG |  | Base Product | Ultra Low Loss ULL LazrSPEED® 550 MPO(Pinned) to Unconnectorized Pre-terminated Trunk Cable, MPO12, 36-Fiber, Plenum, 12 fiber PmP 2.0 mm Dca, Method A | CommScope® |  |  | Fiber trunk cable assembly
AGXMPMXCF |  | Base Product | Ultra Low Loss ULL LazrSPEED® 550 MPO(Unpinned) to MPO(Pinned) Pre-terminated Trunk Cable, MPO12, 24-Fiber, Plenum, 12 fiber PmP 2.0 mm Dca, Method A | CommScope® |  |  | Fiber trunk cable assembly
AGXMXMPAK |  | Base Product | OM4 MPO12 (Pinned) to MPO12 (Unpinned), Fiber Trunk Cable Assembly, 72-Fiber, Method A, Plenum | CommScope® |  |  | Fiber trunk cable assembly
AGXMXMXAM |  | Base Product | OM4 MPO12 (Pinned) to MPO12 (Pinned), Fiber Trunk Cable Assembly, 144-Fiber, Method A, Plenum | CommScope® |  |  | Fiber trunk cable assembly
AGXMXMPAL |  | Base Product | OM4 MPO-12 (Pinned) to MPO-12 (Unpinned), Pre-terminated Trunk Cable, 96-Fiber, Plenum, Method A | CommScope® |  |  | Fiber trunk cable assembly
AGXMPMPCD |  | Base Product | Ultra Low Loss ULL LazrSPEED® 550 MPO(Unpinned) to MPO(Unpinned) Pre-terminated Trunk Cable, MPO12, 12-Fiber, Plenum, 12 fiber PmP 2.0 mm Dca, Method A | CommScope® |  |  | Fiber trunk cable assembly
AGXMXMXCD |  | Base Product | Ultra Low Loss ULL LazrSPEED® 550 MPO(Pinned) to MPO(Pinned) Pre-terminated Trunk Cable, MPO12, 12-Fiber, Plenum, 12 fiber PmP 2.0 mm Dca, Method A | CommScope® |  |  | Fiber trunk cable assembly
AGXMPMXCH |  | Base Product | Ultra Low Loss ULL LazrSPEED® 550 MPO(Unpinned) to MPO(Pinned) Pre-terminated Trunk Cable, MPO12, 48-Fiber, Plenum, 12 fiber PmP 2.0 mm Dca, Method A | CommScope® |  |  | Fiber trunk cable assembly
AGXMPMPCF |  | Base Product | Ultra Low Loss ULL LazrSPEED® 550 MPO(Unpinned) to MPO(Unpinned) Pre-terminated Trunk Cable, MPO12, 24-Fiber, Plenum, 12 fiber PmP 2.0 mm Dca, Method A | CommScope® |  |  | Fiber trunk cable assembly
AGXMXUCCK |  | Base Product | Ultra Low Loss ULL LazrSPEED® 550 MPO(Pinned) to Unconnectorized Pre-terminated Trunk Cable, MPO12, 72-Fiber, Plenum, 12 fiber PmP 2.0 mm Dca, Method A | CommScope® |  |  | Fiber trunk cable assembly
AGXMPMXCK |  | Base Product | Ultra Low Loss ULL LazrSPEED® 550 MPO(Unpinned) to MPO(Pinned) Pre-terminated Trunk Cable, MPO12, 72-Fiber, Plenum, 12 fiber PmP 2.0 mm Dca, Method A | CommScope® |  |  | Fiber trunk cable assembly
AGXMXUCCL |  | Base Product | Ultra Low Loss ULL LazrSPEED® 550 MPO(Pinned) to Unconnectorized Pre-terminated Trunk Cable, MPO12, 96-Fiber, Plenum, 12 fiber PmP 2.0 mm Dca, Method A | CommScope® |  |  | Fiber trunk cable assembly
AGXMXMXCG |  | Base Product | Ultra Low Loss ULL LazrSPEED® 550 MPO(Pinned) to MPO(Pinned) Pre-terminated Trunk Cable, MPO12, 36-Fiber, Plenum, 12 fiber PmP 2.0 mm Dca, Method A | CommScope® |  |  | Fiber trunk cable assembly
AGXMPMXCL |  | Base Product | Ultra Low Loss ULL LazrSPEED® 550 MPO(Unpinned) to MPO(Pinned) Pre-terminated Trunk Cable, MPO12, 96-Fiber, Plenum, 12 fiber PmP 2.0 mm Dca, Method A | CommScope® |  |  | Fiber trunk cable assembly
AGXMXUCCM |  | Base Product | Ultra Low Loss ULL LazrSPEED® 550 MPO(Pinned) to Unconnectorized Pre-terminated Trunk Cable, MPO12, 144-Fiber, Plenum, 12 fiber PmP 2.0 mm Dca, Method A | CommScope® |  |  | Fiber trunk cable assembly
AGXMXMXCH |  | Base Product | Ultra Low Loss ULL LazrSPEED® 550 MPO(Pinned) to MPO(Pinned) Pre-terminated Trunk Cable, MPO12, 48-Fiber, Plenum, 12 fiber PmP 2.0 mm Dca, Method A | CommScope® |  |  | Fiber trunk cable assembly
AGXMXMXAG |  | Base Product | OM4 MPO12 (Pinned) to MPO12 (Pinned), Fiber Trunk Cable Assembly, 36-Fiber, Method A, Plenum | CommScope® |  |  | Fiber trunk cable assembly
AJGMPMPAD |  | Base Product | Singlemode MPO12 (Unpinned) to MPO12 (Unpinned), Fiber Trunk Cable Assembly, 12-Fiber, Method A, Low Smoke Zero Halogen | CommScope® |  |  | Fiber trunk cable assembly
AJGMPMPAL |  | Base Product | Singlemode MPO12 (Unpinned) to MPO12 (Unpinned), Fiber Trunk Cable Assembly, 96-Fiber, Method A, Low Smoke Zero Halogen | CommScope® |  |  | Fiber trunk cable assembly
AGXMPMPCL |  | Base Product | Ultra Low Loss ULL LazrSPEED® 550 MPO(Unpinned) to MPO(Unpinned) Pre-terminated Trunk Cable, MPO12, 96-Fiber, Plenum, 12 fiber PmP 2.0 mm Dca, Method A | CommScope® |  |  | Fiber trunk cable assembly
AGXMXMXAH |  | Base Product | OM4 MPO12 (Pinned) to MPO12 (Pinned), Fiber Trunk Cable Assembly, 48-Fiber, Method A, Plenum | CommScope® |  |  | Fiber trunk cable assembly
AJGMPMPAF |  | Base Product | Singlemode MPO12 (Unpinned) to MPO12 (Unpinned), Fiber Trunk Cable Assembly, 24-Fiber, Method A, Low Smoke Zero Halogen | CommScope® |  |  | Fiber trunk cable assembly
AGXMXMPAD |  | Base Product | OM4 MPO12 (Pinned) to MPO12 (Unpinned), Fiber Trunk Cable Assembly, 12-Fiber, Method A, Plenum | CommScope® |  |  | Fiber trunk cable assembly
AGXMPMPAG |  | Base Product | OM4 MPO12 (Unpinned) to MPO12 (Unpinned), Fiber Trunk Cable Assembly, 36-Fiber, Method A, Plenum | CommScope® |  |  | Fiber trunk cable assembly
AJGMXMPAH |  | Base Product | Singlemode MPO12 (Pinned) to MPO12 (Unpinned), Fiber Trunk Cable Assembly, 48-Fiber, Method A, Low Smoke Zero Halogen | CommScope® |  |  | Fiber trunk cable assembly
AGXMXMXAK |  | Base Product | OM4 MPO12 (Pinned) to MPO12 (Pinned), Fiber Trunk Cable Assembly, 72-Fiber, Method A, Plenum | CommScope® |  |  | Fiber trunk cable assembly
AJGMPMPAH |  | Base Product | Singlemode MPO12 (Unpinned) to MPO12 (Unpinned), Fiber Trunk Cable Assembly 48-Fiber, Method A, Low Smoke Zero Halogen | CommScope® |  |  | Fiber trunk cable assembly
AJGMPMXCK |  | Base Product | Ultra Low Loss ULL TeraSPEED® MPO(Unpinned) to MPO(Pinned) Pre-terminated Trunk Cable, MPO12, 72-Fiber, LSZH, 12 fiber PmP 2.0 mm Dca, Method A | CommScope® |  |  | Fiber trunk cable assembly
AJGMXMPAL |  | Base Product | Singlemode MPO12 (Pinned) to MPO12 (Unpinned), Fiber Trunk Cable Assembly, 96-Fiber, Method A, Low Smoke Zero Halogen | CommScope® |  |  | Fiber trunk cable assembly
AGXMXMXCL |  | Base Product | Ultra Low Loss ULL LazrSPEED® 550 MPO(Pinned) to MPO(Pinned) Pre-terminated Trunk Cable, MPO12, 96-Fiber, Plenum, 12 fiber PmP 2.0 mm Dca, Method A | CommScope® |  |  | Fiber trunk cable assembly
AJGMPMPCD |  | Base Product | Ultra Low Loss ULL TeraSPEED® MPO(Unpinned) to MPO(Unpinned) Pre-terminated Trunk Cable, MPO12, 12-Fiber, LSZH, 12 fiber PmP 2.0 mm Dca, Method A | CommScope® |  |  | Fiber trunk cable assembly
AJGMXMXCG |  | Base Product | Ultra Low Loss ULL TeraSPEED® MPO(Pinned) to MPO(Pinned) Pre-terminated Trunk Cable, MPO12, 36-Fiber, LSZH, 12 fiber PmP 2.0 mm Dca, Method A | CommScope® |  |  | Fiber trunk cable assembly
AJGMXMXAD |  | Base Product | Singlemode MPO12 (Pinned) to MPO12 (Pinned), Fiber Trunk Cable Assembly, 12-Fiber, Method A, Low Smoke Zero Halogen | CommScope® |  |  | Fiber trunk cable assembly
AJXMPMPAD |  | Base Product | OM4 MPO12 (Unpinned) to MPO12 (Unpinned), Fiber Trunk Cable Assembly, 12-Fiber, Method A, Low Smoke Zero Halogen | CommScope® |  |  | Fiber trunk cable assembly
AJGMXMPAD |  | Base Product | Singlemode MPO-12 (Pinned) to MPO-12 (Unpinned), Pre-terminated Trunk Cable, 12-Fiber, LSZH, Method A | CommScope® |  |  | Fiber trunk cable assembly
AJGMXMXAF |  | Base Product | Singlemode MPO12 (Pinned) to MPO12 (Pinned), Fiber Trunk Cable Assembly, 24-Fiber, Method A, Low Smoke Zero Halogen | CommScope® |  |  | Fiber trunk cable assembly
AJGMXMXCH |  | Base Product | Ultra Low Loss ULL TeraSPEED® MPO(Pinned) to MPO(Pinned) Pre-terminated Trunk Cable, MPO12, 48-Fiber, LSZH, 12 fiber PmP 2.0 mm Dca, Method A | CommScope® |  |  | Fiber trunk cable assembly
AGXMXUCCD |  | Base Product | Ultra Low Loss ULL LazrSPEED® 550 MPO(Pinned) to Unconnectorized Pre-terminated Trunk Cable, MPO12, 12-Fiber, Plenum, 12 fiber PmP 2.0 mm Dca, Method A | CommScope® |  |  | Fiber trunk cable assembly
AJXMPMPAK |  | Base Product | OM4 MPO12 (Unpinned) to MPO12 (Unpinned), Fiber Trunk Cable Assembly, 72-Fiber, Method A, Low Smoke Zero Halogen | CommScope® |  |  | Fiber trunk cable assembly
AJGMPMPCG |  | Base Product | Ultra Low Loss ULL TeraSPEED® MPO(Unpinned) to MPO(Unpinned) Pre-terminated Trunk Cable, MPO12, 36-Fiber, LSZH, 12 fiber PmP 2.0 mm Dca, Method A | CommScope® |  |  | Fiber trunk cable assembly
AJGMXMXCM |  | Base Product | Ultra Low Loss ULL TeraSPEED® MPO(Pinned) to MPO(Pinned) Pre-terminated Trunk Cable, MPO12, 144-Fiber, LSZH, 12 fiber PmP 2.0 mm Dca, Method A | CommScope® |  |  | Fiber trunk cable assembly
AJXMPMPCG |  | Base Product | Ultra Low Loss ULL LazrSPEED® 550 MPO(Unpinned) to MPO(Unpinned) Pre-terminated Trunk Cable, MPO12, 36-Fiber, LSZH, 12 fiber PmP 2.0 mm Dca, Method A | CommScope® |  |  | Fiber trunk cable assembly
AJGMXMXAL |  | Base Product | Singlemode MPO12 (Pinned) to MPO12 (Pinned), Fiber Trunk Cable Assembly, 96-Fiber, Method A, Low Smoke Zero Halogen | CommScope® |  |  | Fiber trunk cable assembly
AJGMPMPCH |  | Base Product | Ultra Low Loss ULL TeraSPEED® MPO(Unpinned) to MPO(Unpinned) Pre-terminated Trunk Cable, MPO12, 48-Fiber, LSZH, 12 fiber PmP 2.0 mm Dca, Method A | CommScope® |  |  | Fiber trunk cable assembly
AJXMPMXCL |  | Base Product | Ultra Low Loss ULL LazrSPEED® 550 MPO(Unpinned) to MPO(Pinned) Pre-terminated Trunk Cable, MPO12, 96-Fiber, LSZH, 12 fiber PmP 2.0 mm Dca, Method A | CommScope® |  |  | Fiber trunk cable assembly
AJXMPMPCH |  | Base Product | Ultra Low Loss ULL LazrSPEED® 550 MPO(Unpinned) to MPO(Unpinned) Pre-terminated Trunk Cable, MPO12, 48-Fiber, LSZH, 12 fiber PmP 2.0 mm Dca, Method A | CommScope® |  |  | Fiber trunk cable assembly
AJXMXMXAD |  | Base Product | OM4 MPO12 (Pinned) to MPO12 (Pinned), Fiber Trunk Cable Assembly, 12-Fiber, Method A, Low Smoke Zero Halogen | CommScope® |  |  | Fiber trunk cable assembly
AJXMPMPAM |  | Base Product | OM4 MPO12 (Unpinned) to MPO12 (Unpinned), Fiber Trunk Cable Assembly, 144-Fiber, Method A, Low Smoke Zero Halogen | CommScope® |  |  | Fiber trunk cable assembly
AJGMPMPCK |  | Base Product | Ultra Low Loss ULL TeraSPEED® MPO(Unpinned) to MPO(Unpinned) Pre-terminated Trunk Cable, MPO12, 72-Fiber, LSZH, 12 fiber PmP 2.0 mm Dca, Method A | CommScope® |  |  | Fiber trunk cable assembly
AJXMPMPCD |  | Base Product | Ultra Low Loss ULL LazrSPEED® 550 MPO(Unpinned) to MPO(Unpinned) Pre-terminated Trunk Cable, MPO12, 12-Fiber, LSZH, 12 fiber PmP 2.0 mm Dca, Method A | CommScope® |  |  | Fiber trunk cable assembly
AJXMPMPCL |  | Base Product | Ultra Low Loss ULL LazrSPEED® 550 MPO(Unpinned) to MPO(Unpinned) Pre-terminated Trunk Cable, MPO12, 96-Fiber, LSZH, 12 fiber PmP 2.0 mm Dca, Method A | CommScope® |  |  | Fiber trunk cable assembly
AJXMXMXAG |  | Base Product | OM4 MPO12 (Pinned) to MPO12 (Pinned), Fiber Trunk Cable Assembly, 36-Fiber, Method A, Low Smoke Zero Halogen | CommScope® |  |  | Fiber trunk cable assembly
AJXMXMPAD |  | Base Product | OM4 MPO12 (Pinned) to MPO12 (Unpinned), Fiber Trunk Cable Assembly, 12-Fiber, Method A, Low Smoke Zero Halogen | CommScope® |  |  | Fiber trunk cable assembly
ARGMXMPGD |  | Base Product | Singlemode MPO12 (Pinned) to MPO12 (Unpinned), Fiber Patch Cord, 12-Fiber, Method A, Low Smoke Zero Halogen | CommScope® |  |  | Fiber array cable assembly
AJXMXMXAH |  | Base Product | OM4 MPO12 (Pinned) to MPO12 (Pinned), Fiber Trunk Cable Assembly, 48-Fiber, Method A, Low Smoke Zero Halogen | CommScope® |  |  | Fiber trunk cable assembly
AJXMXMXCL |  | Base Product | Ultra Low Loss ULL LazrSPEED® 550 MPO(Pinned) to MPO(Pinned) Pre-terminated Trunk Cable, MPO12, 96-Fiber, LSZH, 12 fiber PmP 2.0 mm Dca, Method A | CommScope® |  |  | Fiber trunk cable assembly
AQGMXMPGD |  | Base Product | Singlemode MPO12 (Pinned) to MPO12 (Unpinned), Fiber Patch Cord, 12-Fiber, Method A, Plenum | CommScope® |  |  | Fiber array cable assembly
FJWMPMXAM |  | Base Product | Singlemode MPO (Unpinned) to MPO (Pinned), InstaPATCH® 360 Pre-terminated Trunk Cable, 144-Fiber, Low Smoke Zero Halogen | CommScope® | SYSTIMAX InstaPATCH® 360 |  | Fiber trunk cable assembly
FJWMPMPAF |  | Base Product | Singlemode MPO (Unpinned) to MPO (Unpinned), InstaPATCH® 360 Pre-terminated Trunk Cable, 24-Fiber, Low Smoke Zero Halogen | CommScope® | SYSTIMAX InstaPATCH® 360 |  | Fiber trunk cable assembly
FJWMPMPAG |  | Base Product | Singlemode MPO (Unpinned) to MPO (Unpinned), InstaPATCH® 360 Pre-terminated Trunk Cable, 36-Fiber, Low Smoke Zero Halogen | CommScope® | SYSTIMAX InstaPATCH® 360 |  | Fiber trunk cable assembly
FJWMPMPAH |  | Base Product | Singlemode MPO (Unpinned) to MPO (Unpinned), InstaPATCH® 360 Pre-terminated Trunk Cable, 48-Fiber, Low Smoke Zero Halogen | CommScope® | SYSTIMAX InstaPATCH® 360 |  | Fiber trunk cable assembly
FJWMPMXAD |  | Base Product | Singlemode MPO (Unpinned) to MPO (Pinned), InstaPATCH® 360 Pre-terminated Trunk Cable, 12-Fiber, Low Smoke Zero Halogen | CommScope® | SYSTIMAX InstaPATCH® 360 |  | Fiber trunk cable assembly
FJWMPMPAM |  | Base Product | Singlemode MPO (Unpinned) to MPO (Unpinned), InstaPATCH® 360 Pre-terminated Trunk Cable, 144-Fiber, Low Smoke Zero Halogen | CommScope® | SYSTIMAX InstaPATCH® 360 |  | Fiber trunk cable assembly
FJXMPMPAD |  | Base Product | OM4 MPO (Unpinned) to MPO (Unpinned), InstaPATCH® 360 Pre-terminated Trunk Cable, 12-Fiber, Low Smoke Zero Halogen | CommScope® | SYSTIMAX InstaPATCH® 360 |  | Fiber trunk cable assembly
FJWMPMXAH |  | Base Product | Singlemode MPO (Unpinned) to MPO (Pinned), InstaPATCH® 360 Pre-terminated Trunk Cable, 48-Fiber, Low Smoke Zero Halogen | CommScope® | SYSTIMAX InstaPATCH® 360 |  | Fiber trunk cable assembly
FJXMPMXAL |  | Base Product | OM4 MPO (Unpinned) to MPO (Pinned), InstaPATCH® 360 Pre-terminated Trunk Cable, 96-Fiber, Low Smoke Zero Halogen | CommScope® | SYSTIMAX InstaPATCH® 360 |  | Fiber trunk cable assembly
FJXMPMXAM |  | Base Product | OM4 MPO (Unpinned) to MPO (Pinned), InstaPATCH® 360 Pre-terminated Trunk Cable, 144-Fiber, Low Smoke Zero Halogen | CommScope® | SYSTIMAX InstaPATCH® 360 |  | Fiber trunk cable assembly
FJWMPMXAL |  | Base Product | Singlemode MPO (Unpinned) to MPO (Pinned), InstaPATCH® 360 Pre-terminated Trunk Cable, 96-Fiber, Low Smoke Zero Halogen | CommScope® | SYSTIMAX InstaPATCH® 360 |  | Fiber trunk cable assembly
FJXMPMPAG |  | Base Product | OM4 MPO (Unpinned) to MPO (Unpinned), InstaPATCH® 360 Pre-terminated Trunk Cable, 36-Fiber, Low Smoke Zero Halogen | CommScope® | SYSTIMAX InstaPATCH® 360 |  | Fiber trunk cable assembly
FJXMPMPAK |  | Base Product | OM4 MPO (Unpinned) to MPO (Unpinned), InstaPATCH® 360 Pre-terminated Trunk Cable, 72-Fiber, Low Smoke Zero Halogen | CommScope® | SYSTIMAX InstaPATCH® 360 |  | Fiber trunk cable assembly
FJXMPMPAL |  | Base Product | OM4 MPO (Unpinned) to MPO (Unpinned), InstaPATCH® 360 Pre-terminated Trunk Cable, 96-Fiber, Low Smoke Zero Halogen | CommScope® | SYSTIMAX InstaPATCH® 360 |  | Fiber trunk cable assembly
FJXMPMXAF |  | Base Product | OM4 MPO (Unpinned) to MPO (Pinned), InstaPATCH® 360 Pre-terminated Trunk Cable, 24-Fiber, Low Smoke Zero Halogen | CommScope® | SYSTIMAX InstaPATCH® 360 |  | Fiber trunk cable assembly
FJXMPMXAG |  | Base Product | OM4 MPO (Unpinned) to MPO (Pinned), InstaPATCH® 360 Pre-terminated Trunk Cable, 36-Fiber, Low Smoke Zero Halogen | CommScope® | SYSTIMAX InstaPATCH® 360 |  | Fiber trunk cable assembly
FJXMPMXAK |  | Base Product | OM4 MPO (Unpinned) to MPO (Pinned), InstaPATCH® 360 Pre-terminated Trunk Cable, 72-Fiber, Low Smoke Zero Halogen | CommScope® | SYSTIMAX InstaPATCH® 360 |  | Fiber trunk cable assembly
153396-000 | FIST-GCO2-BD16-GV | Variant of FIST-GCO2-B | FIST® GC02 Fiber Optic Splice Closure, Heat Shrink or Gold Gel Cable sealing, size BD, no pre-installed fiber trays, 16 round ports + 1 oval port, with test valve |  | FIST® | FIST-GCO2 | Single-ended ¦ round fiber closure
1920533-5 | OCJ-L1-05MASIA-S2 | Variant of OCJ | Fiber Optic Patch Cord, Simplex, Singlemode, LC/UPC to SC/APC, yellow, 5 m |  |  | OCJ | Fiber patch cord ¦ simplex
1920720-3 | OCJ-L2-03MASHA-L2 | Variant of OCJ | Fiber Optic Patch Cord, Duplex, Singlemode, LC/APC to LC/APC, yellow, 3 m |  |  | OCJ | Fiber patch cord ¦ duplex
1920604-3 | OCJ-S1-03MASHA-S1 | Variant of OCJ | Fiber Optic Patch Cord, Duplex, Singlemode, SC/UPC to SC/UPC, yellow, 3 m |  |  | OCJ | Fiber patch cord ¦ duplex
1920618-6 | OCP-L2-06MASIA-XX | Variant of OCP | Fiber Optic Pigtail, Simplex, Singlemode, LC/APC to Stub, yellow, 6 m |  |  | OCP | Fiber pigtail ¦ jacketed
1920720-5 | OCJ-L2-05MASHA-L2 | Variant of OCJ | Fiber Optic Patch Cord, Duplex, Singlemode, LC/APC to LC/APC, yellow, 5 m |  |  | OCJ | Fiber patch cord ¦ duplex
1920533-2 | OCJ-L1-02MASIA-S2 | Variant of OCJ | Fiber Optic Patch Cord, Simplex, Singlemode, LC/UPC to SC/APC, yellow, 2 m |  |  | OCJ | Fiber patch cord ¦ simplex
1920606-1 | OCJ-L1-01MASHA-L1 | Variant of OCJ | Fiber Optic Patch Cord, Duplex, Singlemode, LC/UPC to LC/UPC, yellow, 1 m |  |  | OCJ | Fiber patch cord ¦ duplex
1920750-5 | OCJ-L2-05MASIA-S2 | Variant of OCJ | Fiber Optic Patch Cord, Simplex, Singlemode, LC/APC to SC/APC, yellow, 5 m |  |  | OCJ | Fiber patch cord ¦ simplex
1920751-1 | OCJ-S1-01MASIA-S1 | Variant of OCJ | Fiber Optic Patch Cord, Simplex, Singlemode, SC/UPC to SC/UPC, yellow, 1 m |  |  | OCJ | Fiber patch cord ¦ simplex
1920751-2 | OCJ-S1-02MASIA-S1 | Variant of OCJ | Fiber Optic Patch Cord, Simplex, Singlemode, SC/UPC to SC/UPC, yellow, 2 m |  |  | OCJ | Fiber patch cord ¦ simplex
1920751-3 | OCJ-S1-03MASIA-S1 | Variant of OCJ | Fiber Optic Patch Cord, Simplex, Singlemode, SC/UPC to SC/UPC, yellow, 3 m |  |  | OCJ | Fiber patch cord ¦ simplex
1920779-2 | OCJ-L2-02MASIA-L2 | Variant of OCJ | Fiber Optic Patch Cord, Simplex, Singlemode, LC/APC to LC/APC, yellow, 2 m |  |  | OCJ | Fiber patch cord ¦ simplex
1920606-5 | OCJ-L1-05MASHA-L1 | Variant of OCJ | Fiber Optic Patch Cord, Duplex, Singlemode, LC/UPC to LC/UPC, yellow, 5 m |  |  | OCJ | Fiber patch cord ¦ duplex
1920779-3 | OCJ-L2-03MASIA-L2 | Variant of OCJ | Fiber Optic Patch Cord, Simplex, Singlemode, LC/APC to LC/APC, yellow, 3 m |  |  | OCJ | Fiber patch cord ¦ simplex
1920838-3 | OCJ-L1-03MASHA-S3 | Variant of OCJ | Fiber Optic Patch Cord, Duplex, Singlemode, LC/UPC to SC/APC 9°, yellow, 3 m |  |  | OCJ | Fiber patch cord ¦ duplex
760262482 | PPL-SH-8AU-8AP-222-SM-BEU | Variant of PROPEL-MODULES | Propel ULL Singlemode MPO-8 2x2 Shuffle Module, 4x8f MPO/APC non-pinned rear to 4X8f MPO/APC pinned front | CommScope® | Propel | PPL | Fiber module
XP-CMJ/00AS0160000 |  | Variant of XPND-CABLED-MODULES | CommScope XPND Cabled Module 12 Stranded, indoor/outdoor, SC APC - STUB, 16M |  | CommScope XPND™ | XPND | Fiber cabled module
XP-CMJ/00AS0310000 |  | Variant of XPND-CABLED-MODULES | CommScope XPND Cabled Module 12 Stranded, indoor/outdoor, SC APC - STUB, 31M |  | CommScope XPND™ | XPND | Fiber cabled module
XP-CMJ/00AS0610000 |  | Variant of XPND-CABLED-MODULES | CommScope XPND Cabled Module 12 Stranded, indoor/outdoor, SC APC - STUB, 61M |  | CommScope XPND™ | XPND | Fiber cabled module
XP-CMJ/00AS0920000 |  | Variant of XPND-CABLED-MODULES | CommScope XPND Cabled Module 12 Stranded, indoor/outdoor, SC APC - STUB, 92M |  | CommScope XPND™ | XPND | Fiber cabled module
XP-CMM/00FS0920000 |  | Variant of XPND-CABLED-MODULES | CommScope XPND Cabled Module 144 Stranded, indoor/outdoor, LC APC - STUB, 92M |  | CommScope XPND™ | XPND | Fiber cabled module
XP-CMJ/00BS0160000 |  | Variant of XPND-CABLED-MODULES | CommScope XPND Cabled Module 24 Stranded, indoor/outdoor, SC APC - STUB, 16M |  | CommScope XPND™ | XPND | Fiber cabled module
XP-CMJ/00BS0770000 |  | Variant of XPND-CABLED-MODULES | CommScope XPND Cabled Module 24 Stranded, indoor/outdoor, SC APC - STUB, 77M |  | CommScope XPND™ | XPND | Fiber cabled module
XP-CMJ/00BS0920000 |  | Variant of XPND-CABLED-MODULES | CommScope XPND Cabled Module 24 Stranded, indoor/outdoor, SC APC - STUB, 92M |  | CommScope XPND™ | XPND | Fiber cabled module
XP-CMJ/00CS0460000 |  | Variant of XPND-CABLED-MODULES | CommScope XPND Cabled Module 48 Stranded, indoor/outdoor, SC APC - STUB, 46M |  | CommScope XPND™ | XPND | Fiber cabled module
XP-CMJ/00CS0770000 |  | Variant of XPND-CABLED-MODULES | CommScope XPND Cabled Module 48 Stranded, indoor/outdoor, SC APC - STUB, 77M |  | CommScope XPND™ | XPND | Fiber cabled module
XP-CMJ/00DS0160000 |  | Variant of XPND-CABLED-MODULES | CommScope XPND Cabled Module 72 Stranded, indoor/outdoor, SC APC - STUB, 16M |  | CommScope XPND™ | XPND | Fiber cabled module
XP-CMJ/00DS0610000 |  | Variant of XPND-CABLED-MODULES | CommScope XPND Cabled Module 72 Stranded, indoor/outdoor, SC APC - STUB, 61M |  | CommScope XPND™ | XPND | Fiber cabled module
XP-CMJ/00DS0770000 |  | Variant of XPND-CABLED-MODULES | CommScope XPND Cabled Module 72 Stranded, indoor/outdoor, SC APC - STUB, 77M |  | CommScope XPND™ | XPND | Fiber cabled module
XP-CMJ/00DS0920000 |  | Variant of XPND-CABLED-MODULES | CommScope XPND Cabled Module 72 Stranded, indoor/outdoor, SC APC - STUB, 92M |  | CommScope XPND™ | XPND | Fiber cabled module
XP-CMJ/00FR0310000 |  | Variant of XPND-CABLED-MODULES | CommScope XPND Cabled Module 144 Rollable Ribbon, indoor/outdoor, SC APC - STUB, 31M |  | CommScope XPND™ | XPND | Fiber cabled module
XP-CMJ/00FR0460000 |  | Variant of XPND-CABLED-MODULES | CommScope XPND Cabled Module 144 Rollable Ribbon, indoor/outdoor, SC APC - STUB, 46M |  | CommScope XPND™ | XPND | Fiber cabled module
XP-CMJ/00FR0920000 |  | Variant of XPND-CABLED-MODULES | CommScope XPND Cabled Module 144 Stranded, indoor/outdoor, SC APC - STUB, 92M |  | CommScope XPND™ | XPND | Fiber cabled module
XP-CMJ/00FS0160000 |  | Variant of XPND-CABLED-MODULES | CommScope XPND Cabled Module 144 Stranded, indoor/outdoor, SC APC - STUB, 16M |  | CommScope XPND™ | XPND | Fiber cabled module
XP-CMJ/00FS0610000 |  | Variant of XPND-CABLED-MODULES | CommScope XPND Cabled Module 144 Stranded, indoor/outdoor, SC APC - STUB, 61M |  | CommScope XPND™ | XPND | Fiber cabled module
XP-CMJ/00FS0770000 |  | Variant of XPND-CABLED-MODULES | CommScope XPND Cabled Module 144 Stranded, indoor/outdoor, SC APC - STUB, 77M |  | CommScope XPND™ | XPND | Fiber cabled module
XP-CMM/00BS0310000 |  | Variant of XPND-CABLED-MODULES | CommScope XPND Cabled Module 24 Stranded, indoor/outdoor, LC APC - STUB, 31M |  | CommScope XPND™ | XPND | Fiber cabled module
XP-CMM/00BS0460000 |  | Variant of XPND-CABLED-MODULES | CommScope XPND Cabled Module 24 Stranded, indoor/outdoor, LC APC - STUB, 46M |  | CommScope XPND™ | XPND | Fiber cabled module
XP-CMM/00BS0610000 |  | Variant of XPND-CABLED-MODULES | CommScope XPND Cabled Module 24 Stranded, indoor/outdoor, LC APC - STUB, 61M |  | CommScope XPND™ | XPND | Fiber cabled module
XP-CMM/00BS0920000 |  | Variant of XPND-CABLED-MODULES | CommScope XPND Cabled Module 24 Stranded, indoor/outdoor, LC APC - STUB, 92M |  | CommScope XPND™ | XPND | Fiber cabled module
XP-CMM/00CS0310000 |  | Variant of XPND-CABLED-MODULES | CommScope XPND Cabled Module 48 Stranded, indoor/outdoor, LC APC - STUB, 31M |  | CommScope XPND™ | XPND | Fiber cabled module
XP-CMM/00CS0920000 |  | Variant of XPND-CABLED-MODULES | CommScope XPND Cabled Module 48 Stranded, indoor/outdoor, LC APC - STUB, 92M |  | CommScope XPND™ | XPND | Fiber cabled module
XP-CMM/00ES0160000 |  | Variant of XPND-CABLED-MODULES | CommScope XPND Cabled Module 96 Stranded, indoor/outdoor, LC APC - STUB, 16M |  | CommScope XPND™ | XPND | Fiber cabled module
XP-CMM/00ES0460000 |  | Variant of XPND-CABLED-MODULES | CommScope XPND Cabled Module 96 Stranded, indoor/outdoor, LC APC - STUB, 46M |  | CommScope XPND™ | XPND | Fiber cabled module
XP-CMM/00ES0610000 |  | Variant of XPND-CABLED-MODULES | CommScope XPND Cabled Module 96 Stranded, indoor/outdoor, LC APC - STUB, 61M |  | CommScope XPND™ | XPND | Fiber cabled module
XP-CMM/00ES0920000 |  | Variant of XPND-CABLED-MODULES | CommScope XPND Cabled Module 96 Stranded, indoor/outdoor, LC APC - STUB, 92M |  | CommScope XPND™ | XPND | Fiber cabled module
XP-CMM/00FR0310000 |  | Variant of XPND-CABLED-MODULES | CommScope XPND Cabled Module 144 Rollable Ribbon, indoor/outdoor, LC APC - STUB, 31M |  | CommScope XPND™ | XPND | Fiber cabled module
XP-CMM/00FR0610000 |  | Variant of XPND-CABLED-MODULES | CommScope XPND Cabled Module 144 Rollable Ribbon, indoor/outdoor, LC APC - STUB, 61M |  | CommScope XPND™ | XPND | Fiber cabled module
XP-CMM/00FR0770000 |  | Variant of XPND-CABLED-MODULES | CommScope XPND Cabled Module 144 Rollable Ribbon, indoor/outdoor, LC APC - STUB, 77M |  | CommScope XPND™ | XPND | Fiber cabled module
XP-CMM/00FS0160000 |  | Variant of XPND-CABLED-MODULES | CommScope XPND Cabled Module 144 Stranded, indoor/outdoor, LC APC - STUB, 16M |  | CommScope XPND™ | XPND | Fiber cabled module
XP-CMM/00FS0310000 |  | Variant of XPND-CABLED-MODULES | CommScope XPND Cabled Module 144 Stranded, indoor/outdoor, LC APC - STUB, 31M |  | CommScope XPND™ | XPND | Fiber cabled module
XP-CMM/00FS0460000 |  | Variant of XPND-CABLED-MODULES | CommScope XPND Cabled Module 144 Stranded, indoor/outdoor, LC APC - STUB, 46M |  | CommScope XPND™ | XPND | Fiber cabled module
XP-CMM/00FS0770000 |  | Variant of XPND-CABLED-MODULES | CommScope XPND Cabled Module 144 Stranded, indoor/outdoor, LC APC - STUB, 77M |  | CommScope XPND™ | XPND | Fiber cabled module
760262942 | MFPS-KHD-P-CRS2-48-30-OF | Variant of MFPS-PANELS | MFPS Fiber Optic panel, 1RU, 48 fibers/RU, pre-cabled I/O LSZH, 30m, front patch cords orientation to the left, 48 SC/APC, grade C | CommScope® |  | MFPS | Fiber patch panel ¦ with indoor/outdoor cable
760263037 | PPL-SH-8AP-8AP-4x4-OM4-BEU | Variant of PROPEL-MODULES | Propel ULL Multimode OM4 MPO-8 4x4 Shuffle Module, 4x8f MPO/APC pinned rear to 4X8f MPO/APC pinned front | CommScope® | Propel | PPL | Fiber module
XP-RR8/M2A1M060031 |  | Variant of XPND-RAPID-REEL-MODULES | CommScope XPND Rapid Reel Cassette 24F, LC/UPC to 2-MPO12, Polarity A, 31M |  | CommScope XPND™ | XPND | Fiber cabled module
XP-RR7/FJA1PSA1092 |  | Variant of XPND-RAPID-REEL-MODULES | CommScope XPND Rapid Reel Cassette 12F, SC/UPC to SC/APC, Polarity A, 92M |  | CommScope XPND™ | XPND | Fiber cabled module
XP-RR7/F7A1PSA1031 |  | Variant of XPND-RAPID-REEL-MODULES | CommScope XPND Rapid Reel Cassette 12F, SC/UPC to SC/UPC, Polarity A, 31M |  | CommScope XPND™ | XPND | Fiber cabled module
XP-RR7/F7A1PSA1092 |  | Variant of XPND-RAPID-REEL-MODULES | CommScope XPND Rapid Reel Cassette 12F, SC/UPC to SC/UPC, Polarity A, 92M |  | CommScope XPND™ | XPND | Fiber cabled module
760251885 | FACT-FRICLHP22 | Variant of FACT-ODF | FACT® Interconnect frame, for patching on the left |  | FACT® | FACT | Frame
392494-000 | FIST-GCO2-BC16-GN | Variant of FIST-GCO2-B | FIST® GC02 Fiber Optic Splice Closure, Heat Shrink or Gold Gel Cable sealing, size BC, no pre-installed fiber trays, 16 round ports + 1 oval port with grounding |  | FIST® | FIST-GCO2 | Single-ended ¦ round fiber closure
2055025-5 | OCJ-S2-05MASHA-S2 | Variant of OCJ | Fiber Optic Patch Cord, Duplex, Singlemode, SC/APC to SC/APC, yellow, 5 m |  |  | OCJ | Fiber patch cord ¦ duplex
2055457-3 | OCJ-S1-03MASIA-S3 | Variant of OCJ | Fiber Optic Patch Cord, Simplex, Singlemode, SC/UPC to SC/APC 9°, yellow, 3 m |  |  | OCJ | Fiber patch cord ¦ simplex
2055096-3 | OCJ-L2-03MASIA-S1 | Variant of OCJ | Fiber Optic Patch Cord, Simplex, Singlemode, LC/APC to SC/UPC, yellow, 3 m |  |  | OCJ | Fiber patch cord ¦ simplex
2055253-1 | OCJ-S2-01MASIA-S2 | Variant of OCJ | Fiber Optic Patch Cord, Simplex, Singlemode, SC/APC to SC/APC, yellow, 1 m |  |  | OCJ | Fiber patch cord ¦ simplex
2055371-3 | OCJ-S3-03MASHA-S3 | Variant of OCJ | Fiber Optic Patch Cord, Duplex, Singlemode, SC/APC 9° to SC/APC 9°, yellow, 3 m |  |  | OCJ | Fiber patch cord ¦ duplex
2055554-5 | OCJ-S3-05MASIA-S3 | Variant of OCJ | Fiber Optic Patch Cord, Simplex, Singlemode, SC/APC 9° to SC/APC 9°, yellow, 5 m |  |  | OCJ | Fiber patch cord ¦ simplex
2055025-1 | OCJ-S2-01MASHA-S2 | Variant of OCJ | Fiber Optic Patch Cord, Duplex, Singlemode, SC/APC to SC/APC, yellow, 1 m |  |  | OCJ | Fiber patch cord ¦ duplex
2055582-2 | OCJ-L1-02MASHA-S2 | Variant of OCJ | Fiber Optic Patch Cord, Duplex, Singlemode, LC/UPC to SC/APC, yellow, 2 m |  |  | OCJ | Fiber patch cord ¦ duplex
2055664-2 | OCJ-S3-02MASEN-S3 | Variant of OCJ | Fiber Optic Patch Cord, Simplex, Singlemode, SC/APC 9° to SC/APC 9°, white, 2 m |  |  | OCJ | Fiber patch cord ¦ simplex
2055664-5 | OCJ-S3-05MASEN-S3 | Variant of OCJ | Fiber Optic Patch Cord, Simplex, Singlemode, SC/APC 9° to SC/APC 9°, white, 5 m |  |  | OCJ | Fiber patch cord ¦ simplex
3-1920720-0 | OCJ-L2-30MASHA-L2 | Variant of OCJ | Fiber Optic Patch Cord, Duplex, Singlemode, LC/APC to LC/APC, yellow, 30 m |  |  | OCJ | Fiber patch cord ¦ duplex
3-2055442-0 | OCJ-L1-30MASHA-S1 | Variant of OCJ | Fiber Optic Patch Cord, Duplex, Singlemode, LC/UPC to SC/UPC, yellow, 30 m |  |  | OCJ | Fiber patch cord ¦ duplex
337058-000 | FIST-GCO2-BE16-GV | Variant of FIST-GCO2-B | FIST® GC02 Fiber Optic Splice Closure, Heat Shrink or Gold Gel Cable sealing, size BE, no pre-installed fiber trays, 16 round ports + 1 oval port, with test valve |  | FIST® | FIST-GCO2 | Single-ended ¦ round fiber closure
2160363-5 | OCJ-S1-05MASIA-S2 | Variant of OCJ | Fiber Optic Patch Cord, Simplex, Singlemode, SC/UPC to SC/APC, yellow, 5 m |  |  | OCJ | Fiber patch cord ¦ simplex
2160485-2 | OCJ-LG-02MASIA-SG | Variant of OCJ | Fiber Optic Patch Cord, Simplex, Singlemode, LC/APC to SC/APC, yellow, 2 m |  |  | OCJ | Fiber patch cord ¦ simplex
2160669-6 | OCP-S2-06MASCA-XX | Variant of OCP | Fiber Optic Pigtail, Simplex, Singlemode, SC/APC to Stub, yellow, 6 m |  |  | OCP | Fiber pigtail ¦ jacketed
2160872-2 | OCJ-SF-02MASIA-SG | Variant of OCJ | Fiber Optic Patch Cord, Simplex, Singlemode, SC/UPC to SC/APC, yellow, 2 m |  |  | OCJ | Fiber patch cord ¦ simplex
241835-000 | OCFPS1U-DMQ1204L1-2T-U23 | Variant | OCFPS Fiber Optic DWDM Panel, mux, 40 channels, 1561.42 nm starting wavelength, 100 GHz channel spacing, upgrade port, LC/UPC, 1U, 19 in, gray |  |  | OCFPS | DWDM patch panel
278734-000 | FIST-GCO2-BD16-NV | Variant of FIST-GCO2-B | FIST® GC02 Fiber Optic Splice Closure, Heat Shrink or Gold Gel Cable sealing, size BD, no pre-installed fiber trays, 16 round ports + 1 oval port, with test valve |  | FIST® | FIST-GCO2 | Single-ended ¦ round fiber closure
2-1920604-0 | OCJ-S1-20MASHA-S1 | Variant of OCJ | Fiber Optic Patch Cord, Duplex, Singlemode, SC/UPC to SC/UPC, yellow, 20 m |  |  | OCJ | Fiber patch cord ¦ duplex
2-1920720-0 | OCJ-L2-20MASHA-L2 | Variant of OCJ | Fiber Optic Patch Cord, Duplex, Singlemode, LC/APC to LC/APC, yellow, 20 m |  |  | OCJ | Fiber patch cord ¦ duplex
2-1920604-5 | OCJ-S1-25MASHA-S1 | Variant of OCJ | Fiber Optic Patch Cord, Duplex, Singlemode, SC/UPC to SC/UPC, yellow, 25 m |  |  | OCJ | Fiber patch cord ¦ duplex
2-1920779-0 | OCJ-L2-20MASIA-L2 | Variant of OCJ | Fiber Optic Patch Cord, Simplex, Singlemode, LC/APC to LC/APC, yellow, 20 m |  |  | OCJ | Fiber patch cord ¦ simplex
2-2055025-0 | OCJ-S2-20MASHA-S2 | Variant of OCJ | Fiber Optic Patch Cord, Duplex, Singlemode, SC/APC to SC/APC, yellow, 20 m |  |  | OCJ | Fiber patch cord ¦ duplex
2-2055554-5 | OCJ-S3-25MASIA-S3 | Variant of OCJ | Fiber Optic Patch Cord, Simplex, Singlemode, SC/APC 9° to SC/APC 9°, yellow, 25 m |  |  | OCJ | Fiber patch cord ¦ simplex
2-2055582-0 | OCJ-L1-20MASHA-S2 | Variant of OCJ | Fiber Optic Patch Cord, Duplex, Singlemode, LC/UPC to SC/APC, yellow, 20 m |  |  | OCJ | Fiber patch cord ¦ duplex
2-2160565-0 | OCP-SF-20MASIA-XX | Variant of OCP | Fiber Optic Pigtail, Simplex, Singlemode, SC/UPC to Stub, yellow, 20 m |  |  | OCP | Fiber pigtail ¦ jacketed
2-2160363-5 | OCJ-S1-25MASIA-S2 | Variant of OCJ | Fiber Optic Patch Cord, Simplex, Singlemode, SC/UPC to SC/APC, yellow, 25 m |  |  | OCJ | Fiber patch cord ¦ simplex
2-2160564-0 | OCP-LG-20MASIA-XX | Variant of OCP | Fiber Optic Pigtail, Simplex, Singlemode, LC/APC to Stub, yellow, 20 m |  |  | OCP | Fiber pigtail ¦ jacketed
760253288 | EPX-1U-MOD-ENC-W | Variant of EPX-PANELS | EPX 1U sliding panel, accepts (4) G2 style splice cassettes, modules or adapter packs, providing up to 48 duplex LC ports, white | CommScope® |  | EPX | Fiber patch panel ¦ Fiber patch/splice panel
760253291 | EPX-2U-MOD-ENC-FX-W | Variant of EPX-PANELS | EPX 2U fixed panel, accepts (8) G2 style splice cassettes, modules or adapter packs, providing up to 96 duplex LC ports, white | CommScope® |  | EPX | Fiber patch panel ¦ Fiber patch/splice panel
760253292 | EPX-4U-MOD-ENC-W | Variant of EPX-PANELS | EPX 4U sliding panel, accepts (16) G2 style splice cassettes, modules or adapter packs, providing up to 192 duplex LC ports, white | CommScope® |  | EPX | Fiber patch panel ¦ Fiber patch/splice panel
760260282 | BUDI-FS-TS212-SL | Variant of BUDI-FS | BUDI™ Fiber Optic Wall Mount Enclosure for Splice/Patch, 12 SC/APC Sliding adapters, C-Tray | CommScope® | BUDI™ | BUDI-FS | Fiber wall box
760260284 | BUDI-FS-TS236-SL | Variant of BUDI-FS | BUDI™ Fiber Optic Wall Mount Enclosure for Splice/Patch, 36 SC/APC Sliding adapters, C-Tray | CommScope® | BUDI™ | BUDI-FS | Fiber wall box
FGSB-MEXP-E-ABF-NC |  | Variant | FiberGuide® 4-Inch Express Exit™, Cover Not Included, 4x4, 4x6, 4x12in, Black |  | FiberGuide® |  | Express exit
760249505 |  | Variant of OCP | Fiber Optic Pigtail, Simplex, Singlemode, SC/APC to Stub, 0.9 mm diameter, 2 m, loose buffered cable |  |  | OCP | Fiber pigtail ¦ jacketed
XP-PSM-S |  | Variant of XPND-SPLICE-CASSETTES | CommScope XPND™ Singlemode Splice Cassette, stranded, 24 LC/APC |  | CommScope XPND™ |  | Fiber cassette with pigtails
XP-PSM-R |  | Variant of XPND-SPLICE-CASSETTES | CommScope XPND™ Singlemode Splice Cassette, ribbon, 24 LC/APC |  | CommScope XPND™ |  | Fiber cassette with ribbon pigtail
760260550 | MFPS-KED-P-SKLF-072 | Variant of MFPS-PANELS | MFPS Fiber Optic panel, 1RU, 72 fibers/RU, splice/patch, SMOUV/front patch cords orientation to the left, 72 LC/UPC, grade B | CommScope® |  | MFPS | Fiber patch/splice panel
FGS-MHIS-JIG-M/H |  | Variant | FiberGuide® Cut-in T Fixture, 4x18, and 4x24in |  | FiberGuide® |  | Cutting tool
FGS-MDSA-MB-L |  | Variant | FiberGuide® Left Reducer, 4x18 to 4x6in, Yellow |  | FiberGuide® |  | Reducer
FGS-MDSA-MB-R |  | Variant | FiberGuide® Right Reducer, 4x18 to 4x6in, Yellow |  | FiberGuide® |  | Reducer
760254297 | FACT-2ERHPL1S-075CK | Variant of FACT-CABLED-CHASSIS | FACT® Fiber Optic Pre-cabled Chassis, gray, 2E high, 96-port, singlemode, loaded with LC/UPC Duplex adapters and C-grade pigtails, SMOUV splice tray type, 75m indoor Micro-Tube cable, G657A1, yellow jacket, CPR EuroClass Cca, right-hand patch | CommScope® | FACT® | FACT | Fiber patch chassis ¦ with indoor cable
760254301 | FACT-2ERHPL2S-075CK | Variant of FACT-CABLED-CHASSIS | FACT® Fiber Optic Pre-cabled Chassis, gray, 2E high, 96-port, singlemode, loaded with LC/APC Duplex adapters and C-grade pigtails, SMOUV splice tray type, 75m indoor Micro-Tube cable, G657A1, yellow jacket, CPR EuroClass Cca, right-hand patch | CommScope® | FACT® | FACT | Fiber patch chassis ¦ with indoor cable
760255781 | FACT-2ERHPL1S-075CK-HR04 | Variant of FACT-CABLED-CHASSIS | FACT® Fiber Optic Pre-cabled Chassis, gray, 2E high, 96-port, singlemode, loaded with LC/UPC Duplex adapters and C-grade pigtails, SMOUV splice tray type, 75m indoor Micro-Tube cable, G657A1, yellow jacket, CPR EuroClass Cca, right-hand patch | CommScope® | FACT® | FACT | Fiber patch chassis ¦ with indoor cable
760255787 | FACT-2ERHPL2S-100CK-HR04 | Variant of FACT-CABLED-CHASSIS | FACT® Fiber Optic Pre-cabled Chassis, gray, 2E high, 96-port, singlemode, loaded with LC/APC Duplex adapters and C-grade pigtails, SMOUV splice tray type, 100m indoor Micro-Tube cable, G657A1, yellow jacket, CPR EuroClass Cca, right-hand patch | CommScope® | FACT® | FACT | Fiber patch chassis ¦ with indoor cable
760255788 | FACT-2ERHPL2S-150CK-HR04 | Variant of FACT-CABLED-CHASSIS | FACT® Fiber Optic Pre-cabled Chassis, gray, 2E high, 96-port, singlemode, loaded with LC/APC Duplex adapters and C-grade pigtails, SMOUV splice tray type, 150m indoor Micro-Tube cable, G657A1, yellow jacket, CPR EuroClass Cca, right-hand patch | CommScope® | FACT® | FACT | Fiber patch chassis ¦ with indoor cable
EK0600-000 | MFPS-CABLE-KIT-L | Variant | Cable termination bracket (Large) to be used when a second cable enters the MFPS panel |  | FACT® | MFPS | Cable termination bracket
FGS-MHRT-M/F |  | Variant of FGS-MHRT | FiberGuide® Horizontal T, 4x18in, 4x12in Exit, Yellow |  | FiberGuide® |  | Tee
FGSB-MSHS-M12 |  | Variant of FGS-MSHS | FiberGuide® Horizontal Straight Section, 4x18 in, 12ft Long, Black |  | FiberGuide® |  | Straight section
760257078 | MFPS-KED-P-PNL2-072 | Variant of MFPS-PANELS | MFPS Fiber Optic panel, 1RU, 72 fibers/RU, patch/patch, front patch cords orientation to the right, 72 LC/APC | CommScope® |  | MFPS | Fiber patch panel
760256099 | OCJ-EC-10MASIA-LF | Variant of OCJ | Fiber Optic Patch Cord, Simplex, Singlemode, LSH/APC to LC/UPC, 1.8 mm diameter, yellow, 10m |  |  | OCJ | Fiber patch cord ¦ simplex
760245277 | BUDI-FM-TS272-US00 | Variant of BUDI-FM | BUDI™ Fiber Optic Wall Mount Enclosure for Splice/Patch, 72 SC/APC adapters | CommScope® | BUDI™ | BUDI-FM | Fiber wall box
760256382 | FACT-1ELHPLFR | Variant of FACT-PATCH-SPLICE-CHASSIS | FACT® Fiber Optic Patch/Splice Chassis, gray, 1E high, 48-port, single mode, loaded with LC/UPC adapters and B-grade pigtails, ribbonized for splicing with 12f RR, left-hand patch | CommScope® | FACT® | FACT | Fiber patch/splice chassis
760257048 | PPL-CM-12AU-8AP-2X3-SM-BEU | Variant of PROPEL-MODULES | Propel ULL Singlemode Conversion Module, (2) MPO-12/APC non-pinned ports rear, (3) MPO-8/APC pinned ports front | SYSTIMAX® | Propel | PPL | Fiber module
760257062 | PPL-CM-16AU-8P-2X4-OM5-BEU | Variant of PROPEL-MODULES | Propel ULL Multimode OM5 Conversion Module, (2) MPO-16/APC non-pinned ports rear, (4) MPO-8/UPC pinned ports front | SYSTIMAX® | Propel | PPL | Fiber module
760257053 | PPL-CM-24U-16AP-2X3-OM5-BEU | Variant of PROPEL-MODULES | Propel ULL Multimode OM5 Conversion Module, (2) MPO-24/UPC non-pinned ports rear, (3) MPO-16/APC pinned ports front | SYSTIMAX® | Propel | PPL | Fiber module
760257066 | PPL-CM-12AU-16AP-4X3-SM-BEU | Variant of PROPEL-MODULES | Propel ULL Singlemode Conversion Module, (4) MPO-12/APC non-pinned ports rear, (3) MPO-16/APC pinned ports front | SYSTIMAX® | Propel | PPL | Fiber module
760257069 | PPL-CM-12AU-24AP-4X3-SM-BOU | Variant of PROPEL-MODULES | Propel ULL Singlemode Conversion Module, (4) MPO-12/APC non-pinned ports rear, (3) MPO-24/APC (16 fiber) pinned ports front, OSFP | SYSTIMAX® | Propel | PPL | Fiber module
760257067 | PPL-CM-12U-16AP-4X3-OM4-BEU | Variant of PROPEL-MODULES | Propel ULL Multimode OM4 Conversion Module, (4) MPO-12/UPC non-pinned ports rear, (3) MPO-16/APC pinned ports front | SYSTIMAX® | Propel | PPL | Fiber module
760257068 | PPL-CM-12U-16AP-4X3-OM5-BEU | Variant of PROPEL-MODULES | Propel ULL Multimode OM5 Conversion Module, (4) MPO-12/UPC non-pinned ports rear, (3) MPO-16/APC pinned ports front | SYSTIMAX® | Propel | PPL | Fiber module
760257070 | PPL-CM-12U-24P-4X3-OM4-BOU | Variant of PROPEL-MODULES | Propel ULL Multimode OM4 Conversion Module, (4) MPO-12/UPC non-pinned ports rear, (3) MPO-24/UPC (16 fiber) pinned ports front, OSFP | SYSTIMAX® | Propel | PPL | Fiber module
760257074 | PPL-CM-12U-24P-4X3-OM5-BQU | Variant of PROPEL-MODULES | Propel ULL Multimode OM5 Conversion Module, (4) MPO-12/UPC non-pinned ports rear, (3) MPO-24/UPC (16 fiber) pinned ports front, QSFP-DD | SYSTIMAX® | Propel | PPL | Fiber module
760257065 | PPL-CM-24U-8P-2X6-OM5-BEU | Variant of PROPEL-MODULES | Propel ULL Multimode OM5 Conversion Module, (2) MPO-24/UPC non-pinned ports rear, (6) MPO-8/UPC pinned ports front | SYSTIMAX® | Propel | PPL | Fiber module
FGS-MDSA-MF |  | Variant | FiberGuide® Straight Reducer, 4x18 to 4x12in, Yellow |  | FiberGuide® |  | Reducer
760257063 | PPL-CM-24AU-8AP-2X6-SM-BEU | Variant of PROPEL-MODULES | Propel ULL Singlemode Conversion Module, (2) MPO-24/APC non-pinned ports rear, (6) MPO-8/APC pinned ports front | SYSTIMAX® | Propel | PPL | Fiber module
FGSB-MSHS-B12 |  | Variant of FGS-MSHS | FiberGuide® Horizontal Straight Section, 4x6in, 12ft Length, Black |  | FiberGuide® |  | Straight section
LSX-ACCVCGKIT |  | Variant | LSX Fiber Jumper Kit | CommScope® |  | LGX | Jumper kit
NG4-ACCEGDB1 |  | Variant of NG4-ODF-ACCESSORIES | NG4access® End Guard, mounts on NG4access frame 7 ft x 2.5 in x 24 in |  | NG4access® | NG4 | End guard
NG4-ACCFR1EXT-24 |  | Variant of NG4-ODF-ACCESSORIES | NG4access® Rack Extender Kit, 24 inch |  | NG4access® | NG4 | Extender kit
NG4-ACCFR1EXT-54 |  | Variant of NG4-ODF-ACCESSORIES | NG4access® Rack Extender Kit, 54 inch (Black) |  | NG4access® | NG4 | Extender kit
NG4-ACCISOPEGD |  | Variant of NG4-ODF-ACCESSORIES | NG4access® Fiber Optic End Guard, isolation pad |  | NG4access® | NG4 | Isolation pad
NG4-ACCISOPFOTSP |  | Variant of NG4-ODF-ACCESSORIES | NG4access® Fiber Optic Terminal Storage Panel, FOTSP isolation pad |  | NG4access® | NG4 | Isolation pad
760239954 | FACT-ACCBPL2E | Variant of FACT-ODF-ACCESSORIES | FACT® back plate, for mounting up to 2 FACT elements in GR3 frame |  | FACT® | FACT | Back plate
760239955 | FACT-ACCBPL4E | Variant of FACT-ODF-ACCESSORIES | FACT® back plate, for mounting up to 4 FACT elements in GR3 frame |  | FACT® | FACT | Back plate
760239956 | FACT-ACCBPL28E | Variant of FACT-ODF-ACCESSORIES | FACT® back plate, for mounting up to 28 FACT elements in GR3 frame |  | FACT® | FACT | Back plate
760243097 | FACT-FROLB22 | Variant of FACT-ODF-ACCESSORIES | FACT® Path cord overlength management bay |  | FACT® | FACT | Frame
760243098 | FACT-FRCCD22 | Variant of FACT-ODF-ACCESSORIES | FACT® Cross-connect door kit. Set of two doors with one door handle per frame (positioned in the right door). The door handle is comes with a factory installed lock. |  | FACT® | FACT | Door kit
760243100 | FACT-FRICD22 | Variant of FACT-ODF-ACCESSORIES | FACT® Inter-connect door kit. Set of two doors with one door handle per frame (positioned in the right door). The door handle comes with a factory installed lock. |  | FACT® | FACT | Door kit
760243109 | FACT-FRACCFOPL | Variant of FACT-ODF-ACCESSORIES | FACT® fan out fixation plate for frame side duct & Eight fan out fixation component sets |  | FACT® | FACT | Mounting plate
CU0593-000 | BUDI-LOCK-B-(20) | Variant | BUDI™ Fiber Optic Enclosure Lock kit for BUDI™-S and -M series |  | BUDI™ ¦ FIST® | BUDI | Lock kit
FGS-MEXP-LP-ABF-NC |  | Variant | FiberGuide® 2-Inch Low profile ( 2-inch Depth ) Express Exit™, 4x4in, 4x6in, 4x12in, 4x24in, Yellow |  | FiberGuide® |  | Express exit
FGSB-MHIS-B/H |  | Variant | FiberGuide® 6in Cut-in T for 4x18 and 4x24in, Black |  | FiberGuide® |  | Tee
NG4-VMMLF4J |  | Variant of NG4-MON-MODULES | NG4access® Module VAM, Monitoring, 60/40, singlemode, LC/APC, front, left, 4 circuits |  | NG4access® | FACT ¦ NG4 | Monitoring module | Build America Buy America (BABA) compliant*
NG4-VMMRF4J |  | Variant of NG4-MON-MODULES | NG4access® Module VAM, Monitoring, 60/40, singlemode, LC/APC, front, right, 4 circuits |  | NG4access® | FACT ¦ NG4 | Monitoring module | Build America Buy America (BABA) compliant*
NG4-VMMRF4H |  | Variant of NG4-MON-MODULES | NG4access® Module VAM, Monitoring, 70/30, singlemode, LC/APC, front, right, 4 circuits |  | NG4access® | FACT ¦ NG4 | Monitoring module | Build America Buy America (BABA) compliant*
760259047 | MFPS-KED-P-YLLG-01164P | Variant of MFPS-PANELS | MFPS Fiber Optic panel, 1RU, 1 splitter 1x64, left side orientation, LC/APC grade B | CommScope® |  | MFPS | Splitter patch panel
760259685 | MFPS-KED-P-YRLG-04116P | Variant of MFPS-PANELS | MFPS Fiber Optic panel, 1RU, 4 splitters 1x16, right side orientation, LC/APC grade B | CommScope® |  | MFPS | Splitter patch panel
760259687 | MFPS-KED-P-YRLG-02132P | Variant of MFPS-PANELS | MFPS Fiber Optic panel, 1RU, 2 splitters 1x32, right side orientation, LC/APC grade B | CommScope® |  | MFPS | Splitter patch panel
760259686 | MFPS-KED-P-YLLG-04116P | Variant of MFPS-PANELS | MFPS Fiber Optic panel, 1RU, 4 splitters 1x16, left side orientation, LC/APC grade B | CommScope® |  | MFPS | Splitter patch panel
760259232 | EPX-1U-MOD-ENC-REAR-ENTRY | Variant of EPX-PANELS | EPX 1U sliding panel, accepts (4) G2 style splice cassettes, modules or adapter packs, providing up to 48 duplex LC ports. Rear cable entry only | CommScope® |  | EPX | Fiber patch panel ¦ Fiber patch/splice panel
FGS-MSHS-B10 |  | Variant of FGS-MSHS | FiberGuide® Horizontal Straight Section, 4x6in, 10ft Length Yellow |  | FiberGuide® |  | Straight section
FGSB-MSHS-M10 |  | Variant of FGS-MSHS | FiberGuide® Horizontal Straight Section, 4x18 in, 10ft Long, Black |  | FiberGuide® |  | Straight section
FGS-MSHS-M |  | Variant of FGS-MSHS | FiberGuide® Horizontal Straight Section, 4x18 in, Yellow |  | FiberGuide® |  | Straight section
FGS-MSHS-M10 |  | Variant of FGS-MSHS | FiberGuide® Horizontal Straight Section, 4x18 in, 10ft Long, Yellow |  | FiberGuide® |  | Straight section
760253214 | FACT-2EPATHDSC | Variant of FACT-PATCH-CHASSIS | FACT® Fiber Optic High Density Patch Chassis, gray, 2E high, 72-port, singlemode, holding 4 hinged trays (2 per Element) loaded with SC adapterpacks | CommScope® | FACT® | FACT | Fiber patch chassis
760253215 | FACT-3EPATHDSC | Variant of FACT-PATCH-CHASSIS | FACT® Fiber Optic High Density Patch Chassis, gray, 3E high, 108-port, singlemode, holding 6 hinged trays (2 per Element) loaded with SC adapterpacks | CommScope® | FACT® | FACT | Fiber patch chassis
760253216 | FACT-4EPATHDSC | Variant of FACT-PATCH-CHASSIS | FACT® Fiber Optic High Density Patch Chassis, gray, 4E high, 144-port, singlemode, holding 8 hinged trays (2 per Element) loaded with SC adapterpacks | CommScope® | FACT® | FACT | Fiber patch chassis
760253217 | FACT-5EPATHDSC | Variant of FACT-PATCH-CHASSIS | FACT® Fiber Optic High Density Patch Chassis, gray, 5E high, 180-port, singlemode, holding 10 hinged trays (2 per Element) loaded with SC adapterpacks | CommScope® | FACT® | FACT | Fiber patch chassis
760253210 | FACT-4EPATHDLCS | Variant of FACT-PATCH-CHASSIS | FACT® Fiber Optic High Density Patch Chassis, gray, 4E high, 288-port, singlemode, holding 8 hinged trays (2 per Element) loaded with LC adapterpacks to be used with 1.2 mm simplex patch cords | CommScope® | FACT® | FACT | Fiber patch chassis
760253363 | FACT-2EPATHDLCD | Variant of FACT-PATCH-CHASSIS | FACT® Fiber Optic High Density Patch Chassis, gray, 2E high, 144-port, singlemode, holding 4 hinged trays (2 per Element) loaded with LC adapterpacks to be used with 1.6 mm duplex patch cords | CommScope® | FACT® | FACT | Fiber patch chassis
760257871 | PPL-AP-4-MPO-ALL-AM | Variant of PROPEL-ADAPTER-PACKS | Propel pass-through adapter pack, 4 MPO8-12-24 ports, Type A | CommScope® | Propel | PPL | Fiber adapter pack
UQXMPMXUD |  | Base Product | Ultra Low Loss (ULL) OM4 MPO12 (Non-Pinned) to MPO12 (Pinned), Fiber Array Cable Assembly, 12-Fiber, Plenum | CommScope® | Propel ¦ SYSTIMAX ULL |  | Fiber array cable assembly
UJGQPQPTS |  | Base Product | Ultra Low Loss (ULL) Singlemode MPO8 (Unpinned) to MPO8 (Unpinned), Fiber Trunk Cable Assembly, 32-Fiber, Dual Rated (OFNR/LSZH) | CommScope® | Propel ¦ SYSTIMAX ULL |  | Fiber trunk cable assembly
UQGRWUC3R |  | Base Product | Ultra Low Loss (ULL) Singlemode G.657.A2 MPO16 (Non-Pinned) Push Pull to Unconnectorized, Fiber Array Cable Assembly, 16-Fiber, Plenum | CommScope® | Propel |  | Fiber array cable assembly
UQGRYUC3R |  | Base Product | Ultra Low Loss (ULL) Singlemode G.657.A2 MPO16 (Pinned) Push Pull to Unconnectorized, Fiber Array Cable Assembly, 16-Fiber, Plenum | CommScope® | Propel |  | Fiber array cable assembly
URGRWRW3R |  | Base Product | Ultra Low Loss (ULL) Singlemode G.657.A2 MPO16 (Non-Pinned) Push Pull to MPO16 (Non-Pinned) Push Pull, Fiber Array Cable Assembly, 16-Fiber, Dual Rated (OFNR/LSZH) | CommScope® | Propel |  | Fiber array cable assembly
URGRWRY3R |  | Base Product | Ultra Low Loss (ULL) Singlemode G.657.A2 MPO16 (Non-Pinned) Push Pull to MPO16 (Pinned) Push Pull, Fiber Array Cable Assembly, 16-Fiber, Dual Rated (OFNR/LSZH) | CommScope® | Propel |  | Fiber array cable assembly
AQGRWRW3R |  | Base Product | Ultra Low Loss (ULL) Singlemode G.657.A2 MPO16 (Non-Pinned) Push Pull to MPO16 (Non-Pinned) Push Pull, Fiber Array Cable Assembly, 16-Fiber, Plenum, Method A | CommScope® | Propel |  | Fiber array cable assembly
AQGRYUC3R |  | Base Product | Ultra Low Loss (ULL) Singlemode G.657.A2 MPO16 (Pinned) Push Pull to Unconnectorized, Fiber Array Cable Assembly, 16-Fiber, Plenum, Method A | CommScope® | Propel |  | Fiber array cable assembly
ARGRWRW3R |  | Base Product | Ultra Low Loss (ULL) Singlemode G.657.A2 MPO16 (Non-Pinned) Push Pull to MPO16 (Non-Pinned) Push Pull, Fiber Array Cable Assembly, 16-Fiber, Dual Rated (OFNR/LSZH), Method A | CommScope® | Propel |  | Fiber array cable assembly
ARGRYRY3R |  | Base Product | Ultra Low Loss (ULL) Singlemode G.657.A2 MPO16 (Pinned) Push Pull to MPO16 (Pinned) Push Pull, Fiber Array Cable Assembly, 16-Fiber, Dual Rated (OFNR/LSZH), Method A | CommScope® | Propel |  | Fiber array cable assembly
ARGRWRY3R |  | Base Product | Ultra Low Loss (ULL) Singlemode G.657.A2 MPO16 (Non-Pinned) Push Pull to MPO16 (Pinned) Push Pull, Fiber Array Cable Assembly, 16-Fiber, Dual Rated (OFNR/LSZH), Method A | CommScope® | Propel |  | Fiber array cable assembly
ARGRWUC3R |  | Base Product | Ultra Low Loss (ULL) Singlemode G.657.A2 MPO16 (Non-Pinned) Push Pull to Unconnectorized, Fiber Array Cable Assembly, 16-Fiber, Dual Rated (OFNR/LSZH), Method A | CommScope® | Propel |  | Fiber array cable assembly
UQGRWLU7R |  | Base Product | Ultra Low Loss (ULL) Singlemode G.657.A2 MPO16 (Non-Pinned) Push Pull to LC Uniboot, Fiber Array Cable Assembly, 16-Fiber, Plenum | CommScope® | Propel |  | Fiber array cable assembly
URGRWLU7R |  | Base Product | Ultra Low Loss (ULL) Singlemode G.657.A2 MPO16 (Non-Pinned) Push Pull to LC Uniboot, Fiber Array Cable Assembly, 16-Fiber, Dual Rated (OFNR/LSZH) | CommScope® | Propel |  | Fiber array cable assembly
URGRYLU7R |  | Base Product | Ultra Low Loss (ULL) Singlemode G.657.A2 MPO16 (Pinned) Push Pull to LC Uniboot, Fiber Array Cable Assembly, 16-Fiber, Dual Rated (OFNR/LSZH) | CommScope® | Propel |  | Fiber array cable assembly
ARGRWLU7R |  | Base Product | Ultra Low Loss (ULL) Singlemode, MPO16 (Non-Pinned) Push Pull to LC Uniboot, Fiber Array Cable Assembly, 16-Fiber, Dual Rated (OFNR/LSZH), Method A | CommScope® | Propel |  | Fiber array cable assembly
AQGRWLU7R |  | Base Product | Ultra Low Loss (ULL) Singlemode, MPO16 (Non-Pinned) Push Pull to LC Uniboot, Fiber Array Cable Assembly, 16-Fiber, Plenum, Method A | CommScope® | Propel |  | Fiber array cable assembly
FPM-0M/0-M003M |  | Variant | Fiber Optic Pigtail, OS2, LC/APC-stub, 12F soft wall 900 μm buffered fiber, 3 m, yellow, 12" breakout |  |  | FPM | Fiber pigtail ¦ multi-fiber
FPM-0K/0-M003M |  | Variant | Fiber Optic Pigtail, Multi-fiber, Singlemode, 12 fibers, LC/UPC to Stub, yellow, 3 m |  |  | FPM | Fiber pigtail ¦ multi-fiber
FPM-0E/0-M005F |  | Variant | Fiber Optic Pigtail, Multi-fiber, Singlemode, 12 fibers, SC/UPC to stub, yellow, 5 ft |  |  | FPM | Fiber pigtail ¦ multi-fiber
FPM-0E/0-P030M |  | Variant | Fiber Optic Pigtail, Multi-fiber, Singlemode, 6 fibers, SC/APC to Stub, yellow, 30 m |  |  | FPM | Fiber pigtail ¦ multi-fiber
1-1920675-0 | OCJ-L1-10MASIA-S3 | Variant of OCJ | Fiber Optic Patch Cord, Simplex, Singlemode, LC/UPC to SC/APC 9°, yellow, 10 m |  |  | OCJ | Fiber patch cord ¦ simplex
1-1920604-0 | OCJ-S1-10MASHA-S1 | Variant of OCJ | Fiber Optic Patch Cord, Duplex, Singlemode, SC/UPC to SC/UPC, yellow, 10 m |  |  | OCJ | Fiber patch cord ¦ duplex
1-1920675-5 | OCJ-L1-15MASIA-S3 | Variant of OCJ | Fiber Optic Patch Cord, Simplex, Singlemode, LC/UPC to SC/APC 9°, yellow, 15 m |  |  | OCJ | Fiber patch cord ¦ simplex
1-1920751-0 | OCJ-S1-10MASIA-S1 | Variant of OCJ | Fiber Optic Patch Cord, Simplex, Singlemode, SC/UPC to SC/UPC, yellow, 10 m |  |  | OCJ | Fiber patch cord ¦ simplex
1-1920779-0 | OCJ-L2-10MASIA-L2 | Variant of OCJ | Fiber Optic Patch Cord, Simplex, Singlemode, LC/APC to LC/APC, yellow, 10 m |  |  | OCJ | Fiber patch cord ¦ simplex
1-1920606-5 | OCJ-L1-15MASHA-L1 | Variant of OCJ | Fiber Optic Patch Cord, Duplex, Singlemode, LC/UPC to LC/UPC, yellow, 15 m |  |  | OCJ | Fiber patch cord ¦ duplex
1-1920721-5 | OCJ-L2-15MASHA-S2 | Variant of OCJ | Fiber Optic Patch Cord, Duplex, Singlemode, LC/APC to SC/APC, yellow, 15 m |  |  | OCJ | Fiber patch cord ¦ duplex
1-1920838-0 | OCJ-L1-10MASHA-S3 | Variant of OCJ | Fiber Optic Patch Cord, Duplex, Singlemode, LC/UPC to SC/APC 9°, yellow, 10 m |  |  | OCJ | Fiber patch cord ¦ duplex
1-1920533-5 | OCJ-L1-15MASIA-S2 | Variant of OCJ | Fiber Optic Patch Cord, Simplex, Singlemode, LC/UPC to SC/APC, yellow, 15 m |  |  | OCJ | Fiber patch cord ¦ simplex
1-2055554-0 | OCJ-S3-10MASIA-S3 | Variant of OCJ | Fiber Optic Patch Cord, Simplex, Singlemode, SC/APC to SC/APC 9°, yellow, 10 m |  |  | OCJ | Fiber patch cord ¦ simplex
1-2055372-0 | OCJ-L1-10MASIA-L2 | Variant of OCJ | Fiber Optic Patch Cord, Simplex, Singlemode, LC/UPC to LC/APC, yellow, 10 m |  |  | OCJ | Fiber patch cord ¦ simplex
1-2055554-5 | OCJ-S3-15MASIA-S3 | Variant of OCJ | Fiber Optic Patch Cord, Simplex, Singlemode, SC/APC to SC/APC 9°, yellow, 15 m |  |  | OCJ | Fiber patch cord ¦ simplex
1-2055025-5 | OCJ-S2-15MASHA-S2 | Variant of OCJ | Fiber Optic Patch Cord, Simplex, Singlemode, SC/APC to SC/APC, yellow, 15 m |  |  | OCJ | Fiber patch cord ¦ simplex
1-2055253-0 | OCJ-S2-10MASIA-S2 | Variant of OCJ | Fiber Optic Patch Cord, Simplex, Singlemode, SC/APC to SC/APC, yellow, 10 m |  |  | OCJ | Fiber patch cord ¦ simplex
1-2055315-0 | OCJ-L1-10MASHA-L2 | Variant of OCJ | Fiber Optic Patch Cord, Duplex, Singlemode, LC/UPC to LC/APC, yellow, 10 m |  |  | OCJ | Fiber patch cord ¦ duplex
1-2160363-5 | OCJ-S1-15MASIA-S2 | Variant of OCJ | Fiber Optic Patch Cord, Simplex, Singlemode, SC/UPC to SC/APC, yellow, 15 m |  |  | OCJ | Fiber patch cord ¦ simplex
VLM-27U7U2800B0000 |  | Variant of LSX-SPLTR-MODULES | LGX VAM Fiber Optic Splitter Module, two 1x2 splitters, singlemode, SC/UPC, 90/10 split ratio |  |  | LGX | Splitter module
VLM-27U7U3900A0000 |  | Variant of LSX-SPLTR-MODULES | LGX VAM Fiber Optic Splitter Module, one 1x3 splitter, singlemode, SC/UPC, symmetrical split ratio |  |  | LGX | Splitter module
VLM-2KAKA2000B0000 |  | Variant of LSX-SPLTR-MODULES | LGX VAM Fiber Optic Splitter Module, two 1x2 splitters, singlemode, LC/APC, 50/50 split ratio |  |  | LGX | Splitter module
VLM-2KUKU8000A0000 |  | Variant of LSX-SPLTR-MODULES | LGX VAM Fiber Optic Splitter Module, one 1x8 splitter, singlemode, LC/UPC, symmetrical split ratio |  |  | LGX | Splitter module
VLM-57A7A8000A00 |  | Variant of LSX-SPLTR-MODULES | LGX VAM Fiber Optic Splitter Module, one 1x8 splitter, singlemode, SC/APC, symmetrical split ratio |  |  | LGX | Splitter module
VLM-27U7U2400B0000 |  | Variant of LSX-SPLTR-MODULES | LGX VAM Fiber Optic Splitter Module, two 1x2 splitters, singlemode, SC/UPC, 70/30 split ratio |  |  | LGX | Splitter module
NG4-ACCCLMPEXP1 |  | Variant of NG4-CHASSIS-ACCESSORIES | NG4access® Cable Clamp Kit, for securing 6 OSP or IFC cables at the top of the frame |  | NG4access® | NG4 | Cable clamp
NG4-ACCCLMPEXP2 |  | Variant of NG4-CHASSIS-ACCESSORIES | NG4access® Cable Clamp Kit, for securing 4 OSP or IFC cables at the top of the frame |  | NG4access® | NG4 | Cable clamp
NG4-CBOUT-288 |  | Variant of NG4-CHASSIS-ACCESSORIES | Fiber Optic Ribbon Breakout Kit, High Density, 1:3, 288f in - 96f x 3 out |  |  |  | Fiber breakout kit ¦ rectangular
NG4-CBOUT-BULK |  | Variant of NG4-CHASSIS-ACCESSORIES | Fiber Optic Ribbon Breakout Kit, High Density, 1:3, 288f in - 96f x 3 out; 24 kits |  |  |  | Fiber breakout kit ¦ rectangular
NG4-CH100000 |  | Variant of NG4-CHASSIS | NG4access® Universal Chassis, 24 access trays, front door and designation cards | CommScope® | NG4access® | NG4 | Fiber patch chassis
NG4-ACCWHSFS |  | Variant of NG4-SPLICE-TRAYS | NG4access® Splice Tray, single fusion, up to 24 protection sleeves, 148 mm x 191 mm x 19 mm |  | NG4access® | NG4 | Fiber splice tray
NG4-APLC120000 |  | Variant of NG4-ADAPTER-PACKS | NG4access® Adapter Pack Universal Kit, 2 blocks with 12 LC Adapter positions each |  | NG4access® | FACT ¦ NG4 | Fiber adapter pack
NG4-MMD7E0R000 |  | Variant of NG4-MODULES | NG4access® MPO Module, singlemode, SC/UPC-MPO 12 fiber, right exit (for MPO module) | CommScope® | NG4access® | NG4 | Fiber module
NG4-MMDCM0L000 |  | Variant of NG4-MODULES | NG4access® MPO Module, multimode, LC/UPC-MPO 24 fiber, left exit (for MPO module) | CommScope® | NG4access® | NG4 | Fiber module
NG4-MMDME0L000 |  | Variant of NG4-MODULES | NG4access® MPO Module, singlemode, LC/APC-MPO 24 fiber, left exit (for MPO module) | CommScope® | NG4access® | NG4 | Fiber module
NG4-MMDKE0L000 |  | Variant of NG4-MODULES | NG4access® MPO Module, singlemode, LC/UPC-MPO 24 fiber, left exit (for MPO module) | CommScope® | NG4access® | NG4 | Fiber module
NG4-VCKL2Q430000 |  | Variant of NG4-WDM-MODULES | NG4access® Module VAM, CWDM, 10 channels, 1310 nm port, 2 circuits, LC/UPC, left, 1431 nm starting channel, no test ports |  | NG4access® | FACT ¦ NG4 | CWDM module | Build America Buy America (BABA) compliant*
NG4-MMDTM0L000 |  | Variant of NG4-MODULES | NG4access® MPO Module, multimode, SC/UPC-MPO 12 fiber, left exit (for MPO module) | CommScope® | NG4access® | NG4 | Fiber module
NG4-MMDKE0R000 |  | Variant of NG4-MODULES | NG4access® MPO Module, singlemode, LC/UPC-MPO 24 fiber, right exit (for MPO module) | CommScope® | NG4access® | NG4 | Fiber module
NG4-VDML1MBA20BA00 |  | Variant of NG4-WDM-MODULES | NG4access® Module VAM, DWDM, 8 channels, upgrade port, 100 GHz channel spacing, starting channel 20, 1 circuit, Mux, LC/APC, left, no test ports |  | NG4access® | FACT ¦ NG4 | DWDM module | Build America Buy America (BABA) compliant*
NG4-MMDLE0L000 |  | Variant of NG4-MODULES | NG4access® MPO Module, singlemode, SC/APC-MPO 12 fiber, left exit (for MPO module) | CommScope® | NG4access® | NG4 | Fiber module
NG4-VCML2B43AC2K |  | Variant of NG4-WDM-MODULES | NG4access® Module VAM, CWDM, 8 channels, upgrade port, 2 circuits, LC/APC, left, 1431 nm starting channel, 2 test ports |  | NG4access® | FACT ¦ NG4 | CWDM module | Build America Buy America (BABA) compliant*
NG4-MMDTM0R000 |  | Variant of NG4-MODULES | NG4access® MPO Module, multimode, SC/UPC-MPO 12 fiber, right exit (for MPO module) | CommScope® | NG4access® | NG4 | Fiber module
NG4-VDKR1DQA20001L |  | Variant of NG4-WDM-MODULES | NG4access® Module VAM, DWDM, 40 channels, 100 GHz channel spacing, starting channel 20, 1 circuit, Demux, LC/UPC, right, 1 test port |  | NG4access® | FACT ¦ NG4 | DWDM module | Build America Buy America (BABA) compliant*
NG4-VDML1MDA200C2K |  | Variant of NG4-WDM-MODULES | NG4access® Module VAM, DWDM, 8 channels, upgrade port, EXP port, 100 GHz channel spacing, starting channel 20, 1 circuit, Mux, LC/APC, left, 2 test ports |  | NG4access® | FACT ¦ NG4 | DWDM module | Build America Buy America (BABA) compliant*
NG4-VDKL1DQA20001L |  | Variant of NG4-WDM-MODULES | NG4access® Module VAM, DWDM, 40 channels, 100 GHz channel spacing, starting channel 20, 1 circuit, Demux, LC/UPC, left, 1 test port |  | NG4access® | FACT ¦ NG4 | DWDM module | Build America Buy America (BABA) compliant*
NG4-VCMR1Q430000 |  | Variant of NG4-WDM-MODULES | NG4access® Module VAM, CWDM, 10 channels, 1310 nm port, 1 circuit, LC/APC, right, 1431 nm starting channel, no test ports |  | NG4access® | FACT ¦ NG4 | CWDM module | Build America Buy America (BABA) compliant*
NG4-VCKR2B470C2K |  | Variant of NG4-WDM-MODULES | NG4access® Module VAM, CWDM, 8 channels, upgrade port, 2 circuits, LC/UPC, right, 1471 nm starting channel, 2 test ports |  | NG4access® | FACT ¦ NG4 | CWDM module | Build America Buy America (BABA) compliant*
NG4-VDKL1DQA21001L |  | Variant of NG4-WDM-MODULES | NG4access® Module VAM, DWDM, 40 channels, 100 GHz channel spacing, starting channel 21, 1 circuit, Demux, LC/UPC, left, 1 test port |  | NG4access® | FACT ¦ NG4 | DWDM module | Build America Buy America (BABA) compliant*
NG4-VDKR1MQA20001L |  | Variant of NG4-WDM-MODULES | NG4access® Module VAM, DWDM, 40 channels, 100 GHz channel spacing, starting channel 20, 1 circuit, Mux, LC/UPC, right, 1 test port |  | NG4access® | FACT ¦ NG4 | DWDM module | Build America Buy America (BABA) compliant*
NG4-VDML1MGA500C2K |  | Variant of NG4-WDM-MODULES | NG4access® Module VAM, DWDM, 12 channels, 100 GHz channel spacing, starting channel 50, 1 circuit, Mux, LC/APC, left, 2 test ports |  | NG4access® | FACT ¦ NG4 | DWDM module | Build America Buy America (BABA) compliant*
NG4-VCKL2455001K |  | Variant of NG4-WDM-MODULES | NG4access® Module VAM, CWDM, 4 channels, 2 circuits, LC/UPC, left, 1551 nm starting channel, 1 test port |  | NG4access® | FACT ¦ NG4 | CWDM module | Build America Buy America (BABA) compliant*
NG4-VCKR2C470B1K |  | Variant of NG4-WDM-MODULES | NG4access® Module VAM, CWDM, 4 channels, upgrade port, 1310 nm port, 2 circuits, LC/UPC, right, 1471 nm starting channel, 1 test port |  | NG4access® | FACT ¦ NG4 | CWDM module | Build America Buy America (BABA) compliant*
NG4-VDKR2MDA280C1K |  | Variant of NG4-WDM-MODULES | NG4access® Module VAM, DWDM, 8 channels, upgrade port, EXP port, 100 GHz channel spacing, starting channel 28, 2 circuits, Mux, LC/UPC, right, 1 test port |  | NG4access® | FACT ¦ NG4 | DWDM module | Build America Buy America (BABA) compliant*
NG4-VDKL1MQA20001L |  | Variant of NG4-WDM-MODULES | NG4access® Module VAM, DWDM, 40 channels, 100 GHz channel spacing, starting channel 20, 1 circuit, Mux, LC/UPC, left, 1 test port |  | NG4access® | FACT ¦ NG4 | DWDM module | Build America Buy America (BABA) compliant*
NG4-VDKL1MQA21001L |  | Variant of NG4-WDM-MODULES | NG4access® Module VAM, DWDM, 40 channels, 100 GHz channel spacing, starting channel 21, 1 circuit, Mux, LC/UPC, left, 1 test port |  | NG4access® | FACT ¦ NG4 | DWDM module | Build America Buy America (BABA) compliant*
NG4-VDML1MQA200C2K |  | Variant of NG4-WDM-MODULES | NG4access® Module VAM, DWDM, 40 channels, 100 GHz channel spacing, starting channel 20, 1 circuit, Mux, LC/APC, left, 2 test ports |  | NG4access® | FACT ¦ NG4 | DWDM module | Build America Buy America (BABA) compliant*
NG4-VCMR2B43AB00 |  | Variant of NG4-WDM-MODULES | NG4access® Module VAM, CWDM, 8 channels, upgrade port, 2 circuits, LC/APC, right, 1431 nm starting channel, no test ports |  | NG4access® | FACT ¦ NG4 | CWDM module | Build America Buy America (BABA) compliant*
MRGQW2QW28R |  | Base Product | Ultra Low Loss (ULL) Singlemode G.657.A2, MPO8 (Unpinned) to MPO8 (Unpinned), 2x2 Shuffle Cable Assembly, LSZH | CommScope® | SYSTIMAX ULL ¦ Propel |  | Fiber array cable assembly
MJGQW2QW23M |  | Base Product | Ultra Low Loss (ULL) Singlemode G.657.A2, MPO8 (Unpinned) to MPO8 (Unpinned), 2x2 Shuffle Cable Assembly, 144-Fiber, LSZH | CommScope® | Propel ¦ SYSTIMAX ULL |  | Fiber trunk cable assembly
URGQWLUF8 |  | Base Product | Ultra Low Loss (ULL) Singlemode MPO8 (Non-Pinned) Push Pull to LC/UPC Uniboot, Fiber Array Cable Assembly, 8-Fiber, Dual Rated (OFNR/LSZH) | CommScope® | Propel |  | Fiber array cable assembly
UQGQWLUF8 |  | Base Product | Ultra Low Loss (ULL) Singlemode MPO8 (Non-Pinned) Push Pull to LC/UPC Uniboot, Fiber Array Cable Assembly, 8-Fiber, Plenum | CommScope® | Propel |  | Fiber array cable assembly
URGQWQWF8 |  | Base Product | Ultra Low Loss (ULL) Singlemode MPO8 (Non-Pinned) Push Pull to MPO8 (Non-Pinned) Push Pull, Fiber Array Cable Assembly, 8-Fiber, Dual Rated (OFNR/LSZH) | CommScope® | Propel |  | Fiber array cable assembly
UQGQWQWF8 |  | Base Product | Ultra Low Loss (ULL) Singlemode MPO8 (Non-Pinned) Push Pull to MPO8 (Non-Pinned) Push Pull, Fiber Array Cable Assembly, 8-Fiber, Plenum | CommScope® | Propel |  | Fiber array cable assembly
UJGQYQYT8 |  | Base Product | Ultra Low Loss (ULL) Singlemode MPO8 (Pinned) Push Pull to MPO8 (Pinned) Push Pull, Fiber Trunk Cable Assembly, 8-Fiber, Dual Rated (OFNR/LSZH) | CommScope® | Propel |  | Fiber trunk cable assembly
UJGQYQYTH |  | Base Product | Ultra Low Loss (ULL) Singlemode MPO8 (Pinned) Push Pull to MPO8 (Pinned) Push Pull, Fiber Trunk Cable Assembly, 48-Fiber, Dual Rated (OFNR/LSZH) | CommScope® | Propel |  | Fiber trunk cable assembly
UJGQYQYTM |  | Base Product | Ultra Low Loss (ULL) Singlemode MPO8 (Pinned) Push Pull to MPO8 (Pinned) Push Pull, Fiber Trunk Cable Assembly, 144-Fiber, Dual Rated (OFNR/LSZH) | CommScope® | Propel |  | Fiber trunk cable assembly
UJGQYQYTN |  | Base Product | Ultra Low Loss (ULL) Singlemode MPO8 (Pinned) Push Pull to MPO8 (Pinned) Push Pull, Fiber Trunk Cable Assembly, 192-Fiber, Dual Rated (OFNR/LSZH) | CommScope® | Propel |  | Fiber trunk cable assembly
UJGQYQYTU |  | Base Product | Ultra Low Loss (ULL) Singlemode MPO8 (Pinned) Push Pull to MPO8 (Pinned) Push Pull, Fiber Trunk Cable Assembly, 64-Fiber, Dual Rated (OFNR/LSZH) | CommScope® | Propel |  | Fiber trunk cable assembly
UJGQYQYTQ |  | Base Product | Ultra Low Loss (ULL) Singlemode MPO8 (Pinned) Push Pull to MPO8 (Pinned) Push Pull, Fiber Trunk Cable Assembly,128-Fiber, Dual Rated (OFNR/LSZH) | CommScope® | Propel |  | Fiber trunk cable assembly
UGGQYQYT8 |  | Base Product | Ultra Low Loss (ULL) Singlemode MPO8 (Pinned) Push Pull to MPO8 (Pinned) Push Pull, Fiber Trunk Cable Assembly, 8-Fiber, Plenum | CommScope® | Propel |  | Fiber trunk cable assembly
UGGQYQYTF |  | Base Product | Ultra Low Loss (ULL) Singlemode MPO8 (Pinned) Push Pull to MPO8 (Pinned) Push Pull, Fiber Trunk Cable Assembly, 24-Fiber, Plenum | CommScope® | Propel |  | Fiber trunk cable assembly
UGGQYQYTN |  | Base Product | Ultra Low Loss (ULL) Singlemode MPO8 (Pinned) Push Pull to MPO8 (Pinned) Push Pull, Fiber Trunk Cable Assembly, 192-Fiber, Plenum | CommScope® | Propel |  | Fiber trunk cable assembly
UGGQYQYTR |  | Base Product | Ultra Low Loss (ULL) Singlemode MPO8 (Pinned) Push Pull to MPO8 (Pinned) Push Pull, Fiber Trunk Cable Assembly, 16-Fiber, Plenum | CommScope® | Propel |  | Fiber trunk cable assembly
UGGQYQYTS |  | Base Product | Ultra Low Loss (ULL) Singlemode MPO8 (Pinned) Push Pull to MPO8 (Pinned) Push Pull, Fiber Trunk Cable Assembly,32-Fiber, Plenum | CommScope® | Propel |  | Fiber trunk cable assembly
UGGQYQYTU |  | Base Product | Ultra Low Loss (ULL) Singlemode MPO8 (Pinned) Push Pull to MPO8 (Pinned) Push Pull, Fiber Trunk Cable Assembly,64-Fiber, Plenum | CommScope® | Propel |  | Fiber trunk cable assembly
UGGQWQWTH |  | Base Product | Ultra Low Loss (ULL) Singlemode MPO8 (Non-Pinned) Push Pull to MPO8 (Non-Pinned) Push Pull, Fiber Trunk Cable Assembly, 48-Fiber, Plenum | CommScope® | Propel |  | Fiber trunk cable assembly
UGGQWQWTK |  | Base Product | Ultra Low Loss (ULL) Singlemode MPO8 (Non-Pinned) Push Pull to MPO8 (Non-Pinned) Push Pull, Fiber Trunk Cable Assembly, 72-Fiber, Plenum | CommScope® | Propel |  | Fiber trunk cable assembly
UGGQWQWTL |  | Base Product | Ultra Low Loss (ULL) Singlemode MPO8 (Non-Pinned) Push Pull to MPO8 (Non-Pinned) Push Pull, Fiber Trunk Cable Assembly, 96-Fiber, Plenum | CommScope® | Propel |  | Fiber trunk cable assembly
UGGQWQWTM |  | Base Product | Ultra Low Loss (ULL) Singlemode MPO8 (Non-Pinned) Push Pull to MPO8 (Non-Pinned) Push Pull, Fiber Trunk Cable Assembly, 144-Fiber, Plenum | CommScope® | Propel |  | Fiber trunk cable assembly
UGGQWQWTS |  | Base Product | Ultra Low Loss (ULL) Singlemode MPO8 (Non-Pinned) Push Pull to MPO8 (Non-Pinned) Push Pull, Fiber Trunk Cable Assembly, 32-Fiber, Plenum | CommScope® | Propel |  | Fiber trunk cable assembly
UGGQWQWTU |  | Base Product | Ultra Low Loss (ULL) Singlemode MPO8 (Non-Pinned) Push Pull to MPO8 (Non-Pinned) Push Pull, Fiber Trunk Cable Assembly, 64-Fiber, Plenum | CommScope® | Propel |  | Fiber trunk cable assembly
UJGQWQWT8 |  | Base Product | Ultra Low Loss (ULL) Singlemode MPO8 (Non-Pinned) Push Pull to MPO8 (Non-Pinned) Push Pull, Fiber Trunk Cable Assembly, 8-Fiber, Dual Rated (OFNR/LSZH) | CommScope® | Propel |  | Fiber trunk cable assembly
UJGQWQWTM |  | Base Product | Ultra Low Loss (ULL) Singlemode MPO8 (Non-Pinned) Push Pull to MPO8 (Non-Pinned) Push Pull, Fiber Trunk Cable Assembly, 144-Fiber, Dual Rated (OFNR/LSZH) | CommScope® | Propel |  | Fiber trunk cable assembly
UJGQWQWTN |  | Base Product | Ultra Low Loss (ULL) Singlemode MPO8 (Non-Pinned) Push Pull to MPO8 (Non-Pinned) Push Pull, Fiber Trunk Cable Assembly, 192-Fiber, Dual Rated (OFNR/LSZH) | CommScope® | Propel |  | Fiber trunk cable assembly
UJGQWQWTR |  | Base Product | Ultra Low Loss (ULL) Singlemode MPO8 (Non-Pinned) Push Pull to MPO8 (Non-Pinned) Push Pull, Fiber Trunk Cable Assembly, 16-Fiber, Dual Rated (OFNR/LSZH) | CommScope® | Propel |  | Fiber trunk cable assembly
UJGQWQWTS |  | Base Product | Ultra Low Loss (ULL) Singlemode MPO8 (Non-Pinned) Push Pull to MPO8 (Non-Pinned) Push Pull, Fiber Trunk Cable Assembly, 32-Fiber, Dual Rated (OFNR/LSZH) | CommScope® | Propel |  | Fiber trunk cable assembly
UJGQWQWTQ |  | Base Product | Ultra Low Loss (ULL) Singlemode MPO8 (Non-Pinned) Push Pull to MPO8 (Non-Pinned) Push Pull, Fiber Trunk Cable Assembly, 128-Fiber, Dual Rated (OFNR/LSZH) | CommScope® | Propel |  | Fiber trunk cable assembly
UGGMWMWCM |  | Base Product | Ultra Low Loss (ULL) Singlemode MPO12 (Non-Pinned) Push Pull to MPO12 (Non-Pinned) Push Pull, Fiber Trunk Cable Assembly, 144-Fiber, Plenum | CommScope® | Propel |  | Fiber trunk cable assembly
UGGMWMWCD |  | Base Product | Ultra Low Loss (ULL) Singlemode MPO12 (Non-Pinned) Push Pull to MPO12 (Non-Pinned) Push Pull, Fiber Trunk Cable Assembly, 12-Fiber, Plenum | CommScope® | Propel |  | Fiber trunk cable assembly
UGGMWMWCG |  | Base Product | Ultra Low Loss (ULL) Singlemode MPO12 (Non-Pinned) Push Pull to MPO12 (Non-Pinned) Push Pull, Fiber Trunk Cable Assembly, 36-Fiber, Plenum | CommScope® | Propel |  | Fiber trunk cable assembly
UGGMWMWCH |  | Base Product | Ultra Low Loss (ULL) Singlemode MPO12 (Non-Pinned) Push Pull to MPO12 (Non-Pinned) Push Pull, Fiber Trunk Cable Assembly, 48-Fiber, Plenum | CommScope® | Propel |  | Fiber trunk cable assembly
UGGMWMWCN |  | Base Product | Ultra Low Loss (ULL) Singlemode MPO12 (Non-Pinned) Push Pull to MPO12 (Non-Pinned) Push Pull, Fiber Trunk Cable Assembly, 192-Fiber, Plenum | CommScope® | Propel |  | Fiber trunk cable assembly
UGGMYMYCL |  | Base Product | Ultra Low Loss (ULL) Singlemode MPO12 (Pinned) Push Pull to MPO12 (Pinned) Push Pull, Fiber Trunk Cable Assembly, 96-Fiber, Plenum | CommScope® | Propel |  | Fiber trunk cable assembly
UGGMYMYCM |  | Base Product | Ultra Low Loss (ULL) Singlemode MPO12 (Pinned) Push Pull to MPO12 (Pinned) Push Pull, Fiber Trunk Cable Assembly, 144-Fiber, Plenum | CommScope® | Propel |  | Fiber trunk cable assembly
UGGMYMYCF |  | Base Product | Ultra Low Loss (ULL) Singlemode MPO12 (Pinned) Push Pull to MPO12 (Pinned) Push Pull, Fiber Trunk Cable Assembly, 24-Fiber, Plenum | CommScope® | Propel |  | Fiber trunk cable assembly
UGGMYMYCK |  | Base Product | Ultra Low Loss (ULL) Singlemode MPO12 (Pinned) Push Pull to MPO12 (Pinned) Push Pull, Fiber Trunk Cable Assembly, 72-Fiber, Plenum | CommScope® | Propel |  | Fiber trunk cable assembly
RCP-171DUE15300 |  | Variant of RAPID-FIBER-PANELS | RapidFiber® Termination Panel, 12-Position 1RU, singlemode, SC/UPC to MPO, 53 m | CommScope® | RapidFiber® | RCP | Fiber patch panel ¦ with rapid cable
RCP-172PU712225 |  | Variant of RAPID-FIBER-PANELS | RapidFiber® Termination Panel, 24-Position 1RU, singlemode, dual 12-fiber 3 mm plenum-rated, 122 m, 25 in breakout | CommScope® | RapidFiber® | RCP | Fiber patch panel ¦ with rapid cable
RCP-171PUE12200 |  | Variant of RAPID-FIBER-PANELS | RapidFiber® Termination Panel, 12-Position 1RU, singlemode, SC/UPC to MPO, 122 m | CommScope® | RapidFiber® | RCP | Fiber patch panel ¦ with rapid cable
RCP-172PUE06100 |  | Variant of RAPID-FIBER-PANELS | RapidFiber® Termination Panel, 24-Position 1RU, singlemode, SC/UPC to MPO, 61 m | CommScope® | RapidFiber® | RCP | Fiber patch panel ¦ with rapid cable
RCP-1J2PUJ09267 |  | Variant of RAPID-FIBER-PANELS | RapidFiber® Termination Panel, 24-Position 1RU, singlemode, 92 m, 67 in single-fiber breakout | CommScope® | RapidFiber® | RCP | Fiber patch panel ¦ with rapid cable
RCP-171PUE18300 |  | Variant of RAPID-FIBER-PANELS | RapidFiber® Termination Panel, 12-Position 1RU, singlemode, SC/UPC to MPO, 183 m | CommScope® | RapidFiber® | RCP | Fiber patch panel ¦ with rapid cable
RCP-172PUJ03167 |  | Variant of RAPID-FIBER-PANELS | RapidFiber® Termination Panel, 24-Position 1RU, singlemode, SC/UPC to SC/APC, 31 m | CommScope® | RapidFiber® | RCP | Fiber patch panel ¦ with rapid cable
RCP-172PUK03167 |  | Variant of RAPID-FIBER-PANELS | RapidFiber® Termination Panel, 24-Position 1RU, singlemode, SC/UPC to LC/UPC, 61 m | CommScope® | RapidFiber® | RCP | Fiber patch panel ¦ with rapid cable
RCP-172DU006100 |  | Variant of RAPID-FIBER-PANELS | RapidFiber® Termination Panel, 24-Position 1RU, singlemode, SC/UPC to stub, 61 m | CommScope® | RapidFiber® | RCP | Fiber patch panel ¦ with rapid cable
RCP-1K2PUE09200 |  | Variant of RAPID-FIBER-PANELS | RapidFiber® Termination Panel, 24-Position 1RU, singlemode, LC/UPC to MPO, 92 m | CommScope® | RapidFiber® | RCP | Fiber patch panel ¦ with rapid cable
RCP-1K1DU015300 |  | Variant of RAPID-FIBER-PANELS | RapidFiber® Termination Panel, 12-Position 1RU, singlemode, stub and pulling eye far end, LC/UPC to stub, 153 m | CommScope® | RapidFiber® | RCP | Fiber patch panel ¦ with rapid cable
RCP-377PU703145 |  | Variant of RAPID-FIBER-PANELS | RapidFiber® Termination Panel, 72-Position 3RU, singlemode, SC/UPC to SC/UPC, 31 m 45 in break out | CommScope® | RapidFiber® | RCP | Fiber patch panel ¦ with rapid cable
RCP-172PU003100 |  | Variant of RAPID-FIBER-PANELS | RapidFiber® Termination Panel, 24-Position 1RU, singlemode, SC/UPC to stub, 31 m | CommScope® | RapidFiber® | RCP | Fiber patch panel ¦ with rapid cable
RCP-1K2PUK03167 |  | Variant of RAPID-FIBER-PANELS | RapidFiber® Termination Panel, 24-Position 1RU, singlemode, LC/UPC to LC/UPC, 31 m, 67 in single-fiber breakout | CommScope® | RapidFiber® | RCP | Fiber patch panel ¦ with rapid cable
RCP-1K2DUE06100 |  | Variant of RAPID-FIBER-PANELS | RapidFiber® Termination Panel, 24-Position 1RU, singlemode, LC/UPC to MPO, 61 m | CommScope® | RapidFiber® | RCP | Fiber patch panel ¦ with rapid cable
RCP-3J7PUE03100 |  | Variant of RAPID-FIBER-PANELS | RapidFiber® Termination Panel, 72-Position 3RU, singlemode, SC/APC to MPO, 31 m | CommScope® | RapidFiber® | RCP | Fiber patch panel ¦ with rapid cable
RCP-1K4PUE03100 |  | Variant of RAPID-FIBER-PANELS | RapidFiber® Termination Panel, 48-Position 1RU, singlemode, LC/UPC to MPO, 31 m | CommScope® | RapidFiber® | RCP | Fiber patch panel ¦ with rapid cable
RCP-1K2DUE12200 |  | Variant of RAPID-FIBER-PANELS | RapidFiber® Termination Panel, 24-Position 1RU, singlemode, LC/UPC to MPO, 122 m | CommScope® | RapidFiber® | RCP | Fiber patch panel ¦ with rapid cable
RCP-1K4PUE06100 |  | Variant of RAPID-FIBER-PANELS | RapidFiber® Termination Panel, 48-Position 1RU, singlemode, LC/UPC to MPO, 61 m | CommScope® | RapidFiber® | RCP | Fiber patch panel ¦ with rapid cable
RCP-171DU006100 |  | Variant of RAPID-FIBER-PANELS | RapidFiber® Termination Panel, 12-Position 1RU, singlemode, SC/UPC to stub, 61 m | CommScope® | RapidFiber® | RCP | Fiber patch panel ¦ with rapid cable
RCP-3J7PUE06100 |  | Variant of RAPID-FIBER-PANELS | RapidFiber® Termination Panel, 72-Position 3RU, singlemode, SC/APC to MPO, 61 m | CommScope® | RapidFiber® | RCP | Fiber patch panel ¦ with rapid cable
RCP-172PU703139 |  | Variant of RAPID-FIBER-PANELS | RapidFiber® Termination Panel, 24-Position 1RU, singlemode, dual 12-fiber 3 mm plenum-rated, 31 m, 39 in breakout | CommScope® | RapidFiber® | RCP | Fiber patch panel ¦ with rapid cable
RCP-377PU706167 |  | Variant of RAPID-FIBER-PANELS | RapidFiber® Termination Panel, 72-Position 3RU, singlemode, SC/UPC to SC/UPC, 61 m 67 in breakout | CommScope® | RapidFiber® | RCP | Fiber patch panel ¦ with rapid cable
RCP-1J2PUE06100 |  | Variant of RAPID-FIBER-PANELS | RapidFiber® Termination Panel, 24-Position 1RU, singlemode, SC/APC to MPO, 61 m | CommScope® | RapidFiber® | RCP | Fiber patch panel ¦ with rapid cable
RCP-3J7PUJ03167 |  | Variant of RAPID-FIBER-PANELS | RapidFiber® Termination Panel, 72-Position 3RU, singlemode, 2 mm single fiber breakouts far end, SC/APC to SC/APC, 31m, 67in breakout | CommScope® | RapidFiber® | RCP | Fiber patch panel ¦ with rapid cable
RCP-1K2PU703167 |  | Variant of RAPID-FIBER-PANELS | RapidFiber® Termination Panel, 24-Position 1RU, singlemode, LC/UPC to SC/UPC, 31m 67in breakout | CommScope® | RapidFiber® | RCP | Fiber patch panel ¦ with rapid cable
RCP-3K7PU703145A |  | Variant of RAPID-FIBER-PANELS | RapidFiber® Termination Panel, 72-Position 3RU, singlemode, LC/UPC to SC/UPC, 31 m | CommScope® | RapidFiber® | RCP | Fiber patch panel ¦ with rapid cable
RCP-1Z4PUE03100 |  | Variant of RAPID-FIBER-PANELS | RapidFiber® Termination Panel, 48-Position 1RU, singlemode, LC/APC to MPO indoor ribbon, 31 m, putty | CommScope® | RapidFiber® | RCP | Fiber patch panel ¦ with rapid cable
RCP-47APU703145 |  | Variant of RAPID-FIBER-PANELS | RapidFiber® Termination Panel, 144-Position 4RU, singlemode, SC/UPC to stub, 31 m 45 in breakout | CommScope® | RapidFiber® | RCP | Fiber patch panel ¦ with rapid cable
RCP-1K2PUE03100 |  | Variant of RAPID-FIBER-PANELS | RapidFiber® Termination Panel, 24-Position 1RU, singlemode, LC/UPC to MPO, 31 m | CommScope® | RapidFiber® | RCP | Fiber patch panel ¦ with rapid cable
RCP-377PUE03100 |  | Variant of RAPID-FIBER-PANELS | RapidFiber® Termination Panel, 72-Position 3RU, singlemode, SC/UPC to MPO, 31 m | CommScope® | RapidFiber® | RCP | Fiber patch panel ¦ with rapid cable
RCP-47APU703145A |  | Variant of RAPID-FIBER-PANELS | RapidFiber® Termination Panel, 144-Position 4RU, singlemode, SC/UPC-SC, 31 m 45 in breakout | CommScope® | RapidFiber® | RCP | Fiber patch panel ¦ with rapid cable
RCP-4JAPUJ06167 |  | Variant of RAPID-FIBER-PANELS | RapidFiber® Termination Panel, 144-Position 4RU, singlemode, SC/APC to SC/APC, 61 m 67 in breakout | CommScope® | RapidFiber® | RCP | Fiber patch panel ¦ with rapid cable
RCP-3K7PUE03100 |  | Variant of RAPID-FIBER-PANELS | RapidFiber® Termination Panel, 72-Position 3RU, singlemode, LC/UPC to MPO, 31 m | CommScope® | RapidFiber® | RCP | Fiber patch panel ¦ with rapid cable
RCP-4KAPUE03100 |  | Variant of RAPID-FIBER-PANELS | RapidFiber® Termination Panel, 144-Position 4RU, singlemode, LC/UPC to MPO, 31 m | CommScope® | RapidFiber® | RCP | Fiber patch panel ¦ with rapid cable
RCP-3KAPUE03100 |  | Variant of RAPID-FIBER-PANELS | RapidFiber® Termination Panel, 144-Position 3RU, singlemode, LC/UPC to MPO, 31 m | CommScope® | RapidFiber® | RCP | Fiber patch panel ¦ with rapid cable
RCPB-1C1DUM06100 |  | Variant of RAPID-FIBER-PANELS | RapidFiber® Termination Panel, 12-Position LC/UPC to MPO, 1RU, indoor/outdoor, multimode (OM4), 61 m, black | CommScope® | RapidFiber® | RCP | Fiber patch panel ¦ with rapid cable
RCP-47APU706125 |  | Variant of RAPID-FIBER-PANELS | RapidFiber® Termination Panel, 144-Position 4RU, singlemode, SC/UPC to SC/UPC, 61 m 125 in breakout | CommScope® | RapidFiber® | RCP | Fiber patch panel ¦ with rapid cable
RCPB-4CAPUM06100 |  | Variant of RAPID-FIBER-PANELS | RapidFiber® Termination Panel, 144-Position LC/UPC to MPO, 4RU, multimode (OM4), 61 m, black | CommScope® | RapidFiber® | RCP | Fiber patch panel ¦ with rapid cable
RCP-47ADU006100 |  | Variant of RAPID-FIBER-PANELS | RapidFiber® Termination Panel, 144-Position 4RU, singlemode, SC/UPC to Stub tail, 61 m | CommScope® | RapidFiber® | RCP | Fiber patch panel ¦ with rapid cable
RCP-3KAPUE03100-L3 |  | Variant of RAPID-FIBER-PANELS | RapidFiber® Termination Panel, 144-Position 3RU, singlemode, LC/UPC to MPO, 31 m | CommScope® | RapidFiber® | RCP | Fiber patch panel ¦ with rapid cable
RCP-C1K4PUJ03100 |  | Variant of RAPID-FIBER-PANELS | RapidFiber® Termination Panel, 48-Position 1RU, singlemode, LC/UPC to SC/APC, spool, 31 m | CommScope® | RapidFiber® | RCP | Fiber patch panel ¦ with rapid cable
RCP-47ADU009200 |  | Variant of RAPID-FIBER-PANELS | RapidFiber® Termination Panel, 144-Position 4RU, singlemode, SC/UPC to Stub tail, 92 m | CommScope® | RapidFiber® | RCP | Fiber patch panel ¦ with rapid cable
RCP-C3K7PUK03100 |  | Variant of RAPID-FIBER-PANELS | RapidFiber® Termination Panel, 72-Position 3RU, singlemode, LC/UPC to 24-fiber and LC cabled module, 31 m | CommScope® | RapidFiber® | RCP | Fiber patch panel ¦ with rapid cable
RCP-47APU709225 |  | Variant of RAPID-FIBER-PANELS | RapidFiber® Termination Panel, 144-Position 4RU, singlemode, SC/UPC to SC/UPC, 92 m 25 in breakout | CommScope® | RapidFiber® | RCP | Fiber patch panel ¦ with rapid cable
RCP-47ADU015300 |  | Variant of RAPID-FIBER-PANELS | RapidFiber® Termination Panel, 144-Position 4RU, singlemode, SC/UPC to Stub tail, 153 m | CommScope® | RapidFiber® | RCP | Fiber patch panel ¦ with rapid cable
RCP-47APU709245A |  | Variant of RAPID-FIBER-PANELS | RapidFiber® Termination Panel, 144-Position 4RU, singlemode, SC/UPC to SC/UPC, 92 m | CommScope® | RapidFiber® | RCP | Fiber patch panel ¦ with rapid cable
RCP-47APU003100 |  | Variant of RAPID-FIBER-PANELS | RapidFiber® Termination Panel, 144-Position 4RU, singlemode, SC/UPC to stub, 31 m | CommScope® | RapidFiber® | RCP | Fiber patch panel ¦ with rapid cable
RCPB-4TAPUT06125 |  | Variant of RAPID-FIBER-PANELS | RapidFiber® Termination Panel, 144-Position SC/UPC to MPO, 4RU, multimode (OM4), 61 m, black | CommScope® | RapidFiber® | RCP | Fiber patch panel ¦ with rapid cable
RCPB-1T2PUM06100 |  | Variant of RAPID-FIBER-PANELS | RapidFiber® Termination Panel, 24-Position SC/UPC to MPO, 1RU, multimode (OM4), 61 m, black | CommScope® | RapidFiber® | RCP | Fiber patch panel ¦ with rapid cable
RCP-C47APUK03100 |  | Variant of RAPID-FIBER-PANELS | RapidFiber® Termination Panel, 144-Position 4RU, singlemode, SC/UPC to 24-fiber and LC cabled module, 31 m | CommScope® | RapidFiber® | RCP | Fiber patch panel ¦ with rapid cable
RCP-4JAPUJ03167 |  | Variant of RAPID-FIBER-PANELS | RapidFiber® Termination Panel, 144-Position 4RU, singlemode, SC/APC to SC/APC, 31 m 67 in breakout | CommScope® | RapidFiber® | RCP | Fiber patch panel ¦ with rapid cable
RCPB-3CAPUM06100 |  | Variant of RAPID-FIBER-PANELS | RapidFiber® Termination Panel, 144-Position LC/UPC to MPO, 3RU, multimode (OM4), 61 m, black | CommScope® | RapidFiber® | RCP | Fiber patch panel ¦ with rapid cable
RCPB-4CAPUM03100 |  | Variant of RAPID-FIBER-PANELS | RapidFiber® Termination Panel, 144-Position LC/UPC to MPO, 4RU, multimode (OM4), 31 m, black | CommScope® | RapidFiber® | RCP | Fiber patch panel ¦ with rapid cable
NG4-VDMR1DQA200C00 |  | Variant of NG4-WDM-MODULES | NG4access® Module VAM, DWDM, 40 channels, 100 GHz channel spacing, starting channel 20, 1 circuit, Demux, LC/APC, right, no test ports |  | NG4access® | FACT ¦ NG4 | DWDM module | Build America Buy America (BABA) compliant*
NG4-VDKR2MDA440C1K |  | Variant of NG4-WDM-MODULES | NG4access® Module VAM, DWDM, 8 channels, upgrade port, EXP port, 100 GHz channel spacing, starting channel 44, 2 circuits, Mux, LC/UPC, right, 1 test port |  | NG4access® | FACT ¦ NG4 | DWDM module | Build America Buy America (BABA) compliant*
NG4-VDML2DDA200C1K |  | Variant of NG4-WDM-MODULES | NG4access® Module VAM, DWDM, 8 channels, upgrade port, EXP port, 100 GHz channel spacing, starting channel 20, 2 circuits, Demux, LC/APC, left, 1 test port |  | NG4access® | FACT ¦ NG4 | DWDM module | Build America Buy America (BABA) compliant*
NG4-VDML1MSA200C2K |  | Variant of NG4-WDM-MODULES | NG4access® Module VAM, DWDM, 16 channels, 100 GHz channel spacing, starting channel 20, 1 circuit, Mux, LC/APC, left, 2 test ports |  | NG4access® | FACT ¦ NG4 | DWDM module | Build America Buy America (BABA) compliant*
NG4-VDKR2MDA520C1K |  | Variant of NG4-WDM-MODULES | NG4access® Module VAM, DWDM, 8 channels, upgrade port, EXP port, 100 GHz channel spacing, starting channel 52, 2 circuits, Mux, LC/UPC, right, 1 test port |  | NG4access® | FACT ¦ NG4 | DWDM module | Build America Buy America (BABA) compliant*
NG4-VDML1MSA20B000 |  | Variant of NG4-WDM-MODULES | NG4access® Module VAM, DWDM, 16 channels, 100 GHz channel spacing, starting channel 20, 1 circuit, Mux, LC/APC, left, no test ports |  | NG4access® | FACT ¦ NG4 | DWDM module | Build America Buy America (BABA) compliant*
NG4-VDML2DDB211C1K |  | Variant of NG4-WDM-MODULES | NG4access® Module VAM, DWDM, 8 channels, upgrade port, EXP port, 200 GHz channel spacing, starting channel 21, 2 circuits, Demux, LC/APC, left, 1 test port |  | NG4access® | FACT ¦ NG4 | DWDM module | Build America Buy America (BABA) compliant*
NG4-VDMR1MSA250C2K |  | Variant of NG4-WDM-MODULES | NG4access® Module VAM, DWDM, 16 channels, 100 GHz channel spacing, starting channel 25, 1 circuit, Mux, LC/APC, right, 2 test ports |  | NG4access® | FACT ¦ NG4 | DWDM module | Build America Buy America (BABA) compliant*
NG4-VCMR2B470C2K |  | Variant of NG4-WDM-MODULES | NG4access® Module VAM, CWDM, 8 channels, upgrade port, 2 circuits, LC/APC, right, 1471 nm starting channel, 2 test ports |  | NG4access® | FACT ¦ NG4 | CWDM module | Build America Buy America (BABA) compliant*
NG4-VDML1DQA200C00 |  | Variant of NG4-WDM-MODULES | NG4access® Module VAM, DWDM, 40 channels, 100 GHz channel spacing, starting channel 20, 1 circuit, Demux, LC/APC, left, no test ports |  | NG4access® | FACT ¦ NG4 | DWDM module | Build America Buy America (BABA) compliant*
NG4-VDKL2MDA360C1K |  | Variant of NG4-WDM-MODULES | NG4access® Module VAM, DWDM, 8 channels, upgrade port, EXP port, 100 GHz channel spacing, starting channel 36, 2 circuits, Mux, LC/UPC, left, 1 test port |  | NG4access® | FACT ¦ NG4 | DWDM module | Build America Buy America (BABA) compliant*
NG4-VDMR1MDA200C2K |  | Variant of NG4-WDM-MODULES | NG4access® Module VAM, DWDM, 8 channels, upgrade port, EXP port, 100 GHz channel spacing, starting channel 20, 1 circuit, Mux, LC/APC, right, 2 test ports |  | NG4access® | FACT ¦ NG4 | DWDM module | Build America Buy America (BABA) compliant*
NG4-VDKL2MDA440C1K |  | Variant of NG4-WDM-MODULES | NG4access® Module VAM, DWDM, 8 channels, upgrade port, EXP port, 100 GHz channel spacing, starting channel 44, 2 circuits, Mux, LC/UPC, left, 1 test port |  | NG4access® | FACT ¦ NG4 | DWDM module | Build America Buy America (BABA) compliant*
NG4-VDML1MSB211C2K |  | Variant of NG4-WDM-MODULES | NG4access® Module VAM, DWDM, 16 channels, 200 GHz channel spacing, starting channel 21, 1 circuit, Mux, LC/APC, left, 2 test ports |  | NG4access® | FACT ¦ NG4 | DWDM module | Build America Buy America (BABA) compliant*
NG4-VDMR2MDA440C1K |  | Variant of NG4-WDM-MODULES | NG4access® Module VAM, DWDM, 8 channels, upgrade port, EXP port, 100 GHz channel spacing, starting channel 44, 2 circuits, Mux, LC/APC, right, 1 test port |  | NG4access® | FACT ¦ NG4 | DWDM module | Build America Buy America (BABA) compliant*
NG4-VSMRF116 |  | Variant of NG4-SPLTR-MODULES | NG4access® Module VAM, Splitter, 1x16, symmetrical split, singlemode, LC/APC, right, 1 circuit |  | NG4access® | FACT ¦ NG4 | Splitter module | Build America Buy America (BABA) compliant*
NG4-VDMR2MDA520C1K |  | Variant of NG4-WDM-MODULES | NG4access® Module VAM, DWDM, 8 channels, upgrade port, EXP port, 100 GHz channel spacing, starting channel 52, 2 circuits, Mux, LC/APC, right, 1 test port |  | NG4access® | FACT ¦ NG4 | DWDM module | Build America Buy America (BABA) compliant*
NG4-VMKNLF4J010GM |  | Variant of NG4-MON-MODULES | NG4access® Module VAM, Monitoring, 60/40, multimode, LC/UPC, front, left, 4 circuits |  | NG4access® | NG4 | Monitoring module | Build America Buy America (BABA) compliant*
NG4-VDMR4B6A21BA4K |  | Variant of NG4-WDM-MODULES | NG4access® Module VAM, DWDM, 6 channels, 100 GHz channel spacing, starting channel 21, 4 circuits, Mux/Demux, LC/APC, right, 1 test port |  | NG4access® | FACT ¦ NG4 | DWDM module | Build America Buy America (BABA) compliant*
NG4-VDMR1MQA200C2K |  | Variant of NG4-WDM-MODULES | NG4access® Module VAM, DWDM, 40 channels, 100 GHz channel spacing, starting channel 20, 1 circuit, Mux, LC/APC, right, 2 test ports |  | NG4access® | FACT ¦ NG4 | DWDM module | Build America Buy America (BABA) compliant*
NG4-VMKNRF4C010GM |  | Variant of NG4-MON-MODULES | NG4access® Module VAM, Monitoring, 50/50, multimode, LC/UPC, front, right, 4 circuits |  | NG4access® | NG4 | Monitoring module | Build America Buy America (BABA) compliant*
NG4-VSMRF44 |  | Variant of NG4-SPLTR-MODULES | NG4access® Module VAM, Splitter, 1x4, symmetrical split, singlemode, LC/APC, front, right, 4 circuits |  | NG4access® | FACT ¦ NG4 | Splitter module | Build America Buy America (BABA) compliant*
NG4-VSMLF116 |  | Variant of NG4-SPLTR-MODULES | NG4access® Module VAM, Splitter, 1x16, symmetrical split, singlemode, LC/APC, front, left, 1 circuit |  | NG4access® | FACT ¦ NG4 | Splitter module | Build America Buy America (BABA) compliant*
NG4-VDMR1MSA200C2K |  | Variant of NG4-WDM-MODULES | NG4access® Module VAM, DWDM, 16 channels, 100 GHz channel spacing, starting channel 20, 1 circuit, Mux, LC/APC, right, 2 test ports |  | NG4access® | FACT ¦ NG4 | DWDM module | Build America Buy America (BABA) compliant*
NG4-VMKNRF4H010GM |  | Variant of NG4-MON-MODULES | NG4access® Module VAM, Monitoring, 70/30, multimode, LC/UPC, front, right, 4 circuits |  | NG4access® | NG4 | Monitoring module | Build America Buy America (BABA) compliant*
NG4-VSMLF132 |  | Variant of NG4-SPLTR-MODULES | NG4access® Module VAM, Splitter, 1x32, symmetrical split, singlemode, LC/APC, front, left, 1 circuit |  | NG4access® | FACT ¦ NG4 | Splitter module | Build America Buy America (BABA) compliant*
NG4-VSMRF8C |  | Variant of NG4-SPLTR-MODULES | NG4access® Module VAM, Splitter, 1x2, symmetrical split, singlemode, LC/APC, front, right, 8 circuits |  | NG4access® | FACT ¦ NG4 | Splitter module | Build America Buy America (BABA) compliant*
NG4-VSMLF44 |  | Variant of NG4-SPLTR-MODULES | NG4access® Module VAM, Splitter, 1x4, symmetrical split, singlemode, LC/APC, front, left, 4 circuits |  | NG4access® | FACT ¦ NG4 | Splitter module | Build America Buy America (BABA) compliant*
NG4-VM7LF2B |  | Variant of NG4-MON-MODULES | NG4access® Module VAM, Monitoring, 95/5, singlemode, SC/UPC, front, left, 2 circuits |  | NG4access® | NG4 | Monitoring module | Build America Buy America (BABA) compliant*
NG4-VDMR2DDA200C1K |  | Variant of NG4-WDM-MODULES | NG4access® Module VAM, DWDM, 8 channels, upgrade port, EXP port, 100 GHz channel spacing, starting channel 20, 2 circuits, Demux, LC/APC, right, 1 test port |  | NG4access® | FACT ¦ NG4 | DWDM module | Build America Buy America (BABA) compliant*
NG4-VMKRF4C |  | Variant of NG4-MON-MODULES | NG4access® Module VAM, Monitoring, 50/50, singlemode, LC/UPC, front, right, 4 circuits |  | NG4access® | NG4 | Monitoring module | Build America Buy America (BABA) compliant*
NG4-VMKLF4J |  | Variant of NG4-MON-MODULES | NG4access® Module VAM, Monitoring, 60/40, singlemode, LC/UPC, front, left, 4 circuits |  | NG4access® | NG4 | Monitoring module | Build America Buy America (BABA) compliant*
NG4-VMKRF4J |  | Variant of NG4-MON-MODULES | NG4access® Module VAM, Monitoring, 60/40, singlemode, LC/UPC, front, right, 4 circuits |  | NG4access® | NG4 | Monitoring module | Build America Buy America (BABA) compliant*
NG4-VDMR2MDA280C1K |  | Variant of NG4-WDM-MODULES | NG4access® Module VAM, DWDM, 8 channels, upgrade port, EXP port, 100 GHz channel spacing, starting channel 28, 2 circuits, Mux, LC/APC, right, 1 test port |  | NG4access® | FACT ¦ NG4 | DWDM module | Build America Buy America (BABA) compliant*
NG4-VMMLF4A |  | Variant of NG4-MON-MODULES | NG4access® Module VAM, Monitoring, 90/10, singlemode, LC/APC, front, left, 4 circuits |  | NG4access® | FACT ¦ NG4 | Monitoring module | Build America Buy America (BABA) compliant*
HDW-101117 |  | Variant | FiberGuide® Retaining Washer Kit |  | FiberGuide® |  | Fiber raceway hardware
IFC-7/02050-NGF |  | Variant | Intra Facility Fiber Cable, OS2, SC/UPC- stub, 48F, 50 m, NGF breakout 96-, 144-position |  |  | IFC | Fiber distribution cable assembly
IFC-7/02120-NGF |  | Variant | Intra Facility Fiber Cable, OS2, SC/UPC- stub, 48F, 120 m, NGF breakout 96-, 144-position |  |  | IFC | Fiber distribution cable assembly
IFC-7/7VP036-PPV |  | Variant | Intra Facility Fiber Cable, OS2, SC/UPC- SC/UPC, 72-fiber ribbon, 36 m, with LSX pulling socks |  |  | IFC | Fiber distribution cable assembly
LSX-67/0DS061 |  | Variant of LSX-CHASSIS | LSX Fiber Termination Chassis 4 RU, 72 - SC/UPC, Singlemode IFC Ribbon, 61 Meters, Far end connection Stub | CommScope® |  | LSX | Fiber patch chassis ¦ with IFC cable
489476-000 | FIST-GCO2-BD6-GV | Variant of FIST-GCO2-B | FIST® GC02 Fiber Optic Splice Closure, Heat Shrink or Gold Gel Cable sealing, size BD, 6 round ports + 1 oval port, with test valve |  | FIST® | FIST-GCO2 | Single-ended ¦ round fiber closure
498532-000 | FIST-GCO2-BE6-GV | Variant of FIST-GCO2-B | FIST® GC02 Fiber Optic Splice Closure, Heat Shrink or Gold Gel Cable sealing, size BE, no pre-installed fiber trays, 6 round ports + 1 oval port, with test valve |  | FIST® | FIST-GCO2 | Single-ended ¦ round fiber closure
521266-000 | FIST-GCO2-BD16-GN | Variant of FIST-GCO2-B | FIST® GC02 Fiber Optic Splice Closure, Heat Shrink or Gold Gel Cable sealing, size BD, no pre-installed fiber trays, 16 round ports + 1 oval port |  | FIST® | FIST-GCO2 | Single-ended ¦ round fiber closure
FGSB-MHXP-MF |  | Variant of FGS-MHXP | FiberGuide® Horizontal Cross, 4x12in, Black |  | FiberGuide® |  | Cross
760249879 | FACT-1EPATEC | Variant of FACT-PATCH-CHASSIS | FACT® Fiber Optic Patch Chassis, gray, 1E high, 24-port, single mode, holding 2 hinged trays loaded with LSH/APC adapters | CommScope® | FACT® | FACT | Fiber patch chassis
760249880 | FACT-3EPATEC | Variant of FACT-PATCH-CHASSIS | FACT® Fiber Optic Patch Chassis, gray, 3E high, 72-port, singlemode, holding 6 hinged trays loaded with LSH/APC adapters | CommScope® | FACT® | FACT | Fiber patch chassis
760249882 | FACT-6EPATEC | Variant of FACT-PATCH-CHASSIS | FACT® Fiber Optic Patch Chassis, gray, 6E high, 144-port, singlemode, holding 12 hinged trays loaded with LSH/APC adapters | CommScope® | FACT® | FACT | Fiber patch chassis
760249884 | FACT-1ELHPECA | Variant of FACT-PATCH-SPLICE-CHASSIS | FACT® Fiber Optic Patch/Splice Chassis, gray, 1E high, 24-port, singlemode, loaded with LSH/APC adapters and B-grade pigtails, ANT splice tray type, left-hand patch | CommScope® | FACT® | FACT | Fiber patch/splice chassis
760249894 | FACT-1ERHPECS | Variant of FACT-PATCH-SPLICE-CHASSIS | FACT® Fiber Optic Patch/Splice Chassis, gray, 1E high, 24-port, singlemode, loaded with LSH/APC adapters and B-grade pigtails, SMOUV splice tray type, right-hand patch | CommScope® | FACT® | FACT | Fiber patch/splice chassis
760249885 | FACT-2ELHPECS | Variant of FACT-PATCH-SPLICE-CHASSIS | FACT® Fiber Optic Patch/Splice Chassis, gray, 2E high, 48-port, singlemode, loaded with LSH/APC adapters and B-grade pigtails, SMOUV splice tray type, left-hand patch | CommScope® | FACT® | FACT | Fiber patch/splice chassis
760249897 | FACT-2ERHPECA | Variant of FACT-PATCH-SPLICE-CHASSIS | FACT® Fiber Optic Patch/Splice Chassis, gray, 2E high, 48-port, singlemode, loaded with LSH/APC adapters and B-grade pigtails, ANT splice tray type, right-hand patch | CommScope® | FACT® | FACT | Fiber patch/splice chassis
760249865 | FACT-3ERHPECA | Variant of FACT-PATCH-SPLICE-CHASSIS | FACT® Fiber Optic Patch/Splice Chassis, gray, 3E high, 72-port, singlemode, loaded with LSH/APC adapters and B-grade pigtails, ANT splice tray type, right-hand patch | CommScope® | FACT® | FACT | Fiber patch/splice chassis
760249864 | FACT-3ELHPECA | Variant of FACT-PATCH-SPLICE-CHASSIS | FACT® Fiber Optic Patch/Splice Chassis, gray, 3E high, 72-port, singlemode, loaded with LSH/APC adapters and B-grade pigtails, ANT splice tray type, left-hand patch | CommScope® | FACT® | FACT | Fiber patch/splice chassis
760249887 | FACT-3ELHPECS | Variant of FACT-PATCH-SPLICE-CHASSIS | FACT® Fiber Optic Patch/Splice Chassis, gray, 3E high, 72-port, singlemode, loaded with LSH/APC adapters and B-grade pigtails, Smouv splice tray type, left-hand patch | CommScope® | FACT® | FACT | Fiber patch/splice chassis
FPCC-7MYP |  | Variant of FPCC | Fiber Optic Patch Cord, duplex, singlemode, 1.2 mm OFNP jacket, SC/UPC-LC/APC, yellow |  |  | FPCC | Fiber patch cord ¦ duplex
760249888 | FACT-4ELHPECS | Variant of FACT-PATCH-SPLICE-CHASSIS | FACT® Fiber Optic Patch/Splice Chassis, gray, 4E high, 96-port, singlemode, loaded with LSH/APC adapters and B-grade pigtails, SMOUV splice tray type, left-hand patch | CommScope® | FACT® | FACT | Fiber patch/splice chassis
760249900 | FACT-4ERHPECA | Variant of FACT-PATCH-SPLICE-CHASSIS | FACT® Fiber Optic Patch/Splice Chassis, gray, 4E high, 96-port, singlemode, loaded with LSH/APC adapters and B-grade pigtails, ANT splice tray type, right-hand patch | CommScope® | FACT® | FACT | Fiber patch/splice chassis
760249891 | FACT-5ELHPECA | Variant of FACT-PATCH-SPLICE-CHASSIS | FACT® Fiber Optic Patch/Splice Chassis, gray, 5E high, 120-port, singlemode, loaded with LSH/APC adapters and B-grade pigtails, ANT splice tray type, left-hand patch | CommScope® | FACT® | FACT | Fiber patch/splice chassis
760249901 | FACT-5ERHPECS | Variant of FACT-PATCH-SPLICE-CHASSIS | FACT® Fiber Optic Patch/Splice Chassis, gray, 5E high, 120-port, singlemode, loaded with LSH/APC adapters and B-grade pigtails, SMOUV splice tray type, right-hand patch | CommScope® | FACT® | FACT | Fiber patch/splice chassis
760249893 | FACT-6ELHPECA | Variant of FACT-PATCH-SPLICE-CHASSIS | FACT® Fiber Optic Patch/Splice Chassis, gray, 6E high, 144-port, singlemode, loaded with LSH/APC adapters and B-grade pigtails, ANT splice tray type, left-hand patch | CommScope® | FACT® | FACT | Fiber patch/splice chassis
760249866 | FACT-6ERHPECA | Variant of FACT-PATCH-SPLICE-CHASSIS | FACT® Fiber Optic Patch/Splice Chassis, gray, 6E high, 144-port, singlemode, loaded with LSH/APC adapters and B-grade pigtails, ANT splice tray type, right-hand patch | CommScope® | FACT® | FACT | Fiber patch/splice chassis
760249903 | FACT-6ERHPECS | Variant of FACT-PATCH-SPLICE-CHASSIS | FACT® Fiber Optic Patch/Splice Chassis, gray, 6E high, 144-port, singlemode, loaded with LSH/APC adapters and B-grade pigtails, SMOUV splice tray type, right-hand patch | CommScope® | FACT® | FACT | Fiber patch/splice chassis
760260582 | FACT-4ESPLA12HD | Variant of FACT-SPLICE-CHASSIS | FACT® Fiber Optic Splice Chassis, gray, 4E high, loaded with 48 trays for holding up to 12 ANT type splices per tray | CommScope® | FACT® | FACT | Fiber splice chassis
760259715 | FACT-1ELHPSFR | Variant of FACT-PATCH-SPLICE-CHASSIS | FACT® Fiber Optic Patch/Splice Chassis, gray, 1E high, 24-port, singlemode, loaded with SC/UPC adapters and B-grade pigtails, ribbonized for splicing with 12F Rollable Ribbon, Left-hand patch | CommScope® | FACT® | FACT | Fiber patch/splice chassis
760252312 | FACT-1ERHPL2R | Variant of FACT-PATCH-SPLICE-CHASSIS | FACT® Fiber Optic Patch/Splice Chassis, gray, 1E high, 48-port, singlemode, loaded with LC/APC adapters and C-grade pigtails, ribbonized for splicing with 12F Rollable Ribbon, right-hand patch | CommScope® | FACT® | FACT | Fiber patch/splice chassis
760256388 | FACT-1ERHPLGR | Variant of FACT-PATCH-SPLICE-CHASSIS | FACT® Fiber Optic Patch/Splice Chassis, gray, 1E high, 48-port, singlemode, loaded with LC/APC adapters and B-grade pigtails, ribbonized for splicing with 12F Rollable Ribbon, right-hand patch | CommScope® | FACT® | FACT | Fiber patch/splice chassis
760259699 | FACT-1ERHPSGR | Variant of FACT-PATCH-SPLICE-CHASSIS | FACT® Fiber Optic Patch/Splice Chassis, gray, 1E high, 24-port, singlemode, loaded with SC/APC adapters and B-grade pigtails, ribbonized for splicing with 12F Rollable Ribbon, right-hand patch | CommScope® | FACT® | FACT | Fiber patch/splice chassis
760252317 | FACT-2ELHPL2R | Variant of FACT-PATCH-SPLICE-CHASSIS | FACT® Fiber Optic Patch/Splice Chassis, gray, 2E high, 96-port, singlemode, loaded with LC/APC adapters and C-grade pigtails, ribbonized for splicing with 12F Rollable Ribbon, Left-hand patch | CommScope® | FACT® | FACT | Fiber patch/splice chassis
760256383 | FACT-2ELHPLFR | Variant of FACT-PATCH-SPLICE-CHASSIS | FACT® Fiber Optic Patch/Splice Chassis, gray, 2E high, 96-port, singlemode, loaded with LC/UPC adapters and B-grade pigtails, ribbonized for splicing with 12F Rollable Ribbon, Left-hand patch | CommScope® | FACT® | FACT | Fiber patch/splice chassis
760256395 | FACT-2ELHPLGR | Variant of FACT-PATCH-SPLICE-CHASSIS | FACT® Fiber Optic Patch/Splice Chassis, gray, 2E high, 96-port, singlemode, loaded with LC/APC adapters and B-grade pigtails, ribbonized for splicing with 12F Rollable Ribbon, Left-hand patch | CommScope® | FACT® | FACT | Fiber patch/splice chassis
760259716 | FACT-2ELHPSFR | Variant of FACT-PATCH-SPLICE-CHASSIS | FACT® Fiber Optic Patch/Splice Chassis, gray, 2E high, 48-port, singlemode, loaded with SC/UPC adapters and B-grade pigtails, ribbonized for splicing with 12F Rollable Ribbon, Left-hand patch | CommScope® | FACT® | FACT | Fiber patch/splice chassis
760252311 | FACT-2ERHPL2R | Variant of FACT-PATCH-SPLICE-CHASSIS | FACT® Fiber Optic Patch/Splice Chassis, gray, 2E high, 96-port, singlemode, loaded with LC/APC adapters and C-grade pigtails, ribbonized for splicing with 12F Rollable Ribbon, right-hand patch | CommScope® | FACT® | FACT | Fiber patch/splice chassis
760259711 | FACT-2ERHPSFR | Variant of FACT-PATCH-SPLICE-CHASSIS | FACT® Fiber Optic Patch/Splice Chassis, gray, 2E high, 48-port, singlemode, loaded with SC/UPC adapters and B-grade pigtails, ribbonized for splicing with 12F Rollable Ribbon, right-hand patch | CommScope® | FACT® | FACT | Fiber patch/splice chassis
760259700 | FACT-2ERHPSGR | Variant of FACT-PATCH-SPLICE-CHASSIS | FACT® Fiber Optic Patch/Splice Chassis, gray, 2E high, 48-port, singlemode, loaded with SC/APC adapters and B-grade pigtails, ribbonized for splicing with 12F Rollable Ribbon, right-hand patch | CommScope® | FACT® | FACT | Fiber patch/splice chassis
760256396 | FACT-3ELHPLGR | Variant of FACT-PATCH-SPLICE-CHASSIS | FACT® Fiber Optic Patch/Splice Chassis, gray, 3E high, 144-port, singlemode, loaded with LC/APC adapters and B-grade pigtails, ribbonized for splicing with 12F Rollable Ribbon, Left-hand patch | CommScope® | FACT® | FACT | Fiber patch/splice chassis
760259717 | FACT-3ELHPSFR | Variant of FACT-PATCH-SPLICE-CHASSIS | FACT® Fiber Optic Patch/Splice Chassis, gray, 3E high, 72-port, singlemode, loaded with SC/UPC adapters and B-grade pigtails, ribbonized for splicing with 12F Rollable Ribbon, Left-hand patch | CommScope® | FACT® | FACT | Fiber patch/splice chassis
760259707 | FACT-3ELHPSGR | Variant of FACT-PATCH-SPLICE-CHASSIS | FACT® Fiber Optic Patch/Splice Chassis, gray, 3E high, 72-port, singlemode, loaded with SC/APC adapters and B-grade pigtails, ribbonized for splicing with 12F Rollable Ribbon, Left-hand patch | CommScope® | FACT® | FACT | Fiber patch/splice chassis
760256378 | FACT-3ERHPLFR | Variant of FACT-PATCH-SPLICE-CHASSIS | FACT® Fiber Optic Patch/Splice Chassis, gray, 3E high, 144-port, singlemode, loaded with LC/UPC adapters and B-grade pigtails, ribbonized for splicing with 12F Rollable Ribbon, right-hand patch | CommScope® | FACT® | FACT | Fiber patch/splice chassis
760256390 | FACT-3ERHPLGR | Variant of FACT-PATCH-SPLICE-CHASSIS | FACT® Fiber Optic Patch/Splice Chassis, gray, 3E high, 144-port, singlemode, loaded with LC/APC adapters and B-grade pigtails, ribbonized for splicing with 12F Rollable Ribbon, right-hand patch | CommScope® | FACT® | FACT | Fiber patch/splice chassis
760259712 | FACT-3ERHPSFR | Variant of FACT-PATCH-SPLICE-CHASSIS | FACT® Fiber Optic Patch/Splice Chassis, gray, 3E high, 72-port, singlemode, loaded with SC/UPC adapters and B-grade pigtails, ribbonized for splicing with 12F Rollable Ribbon, right-hand patch | CommScope® | FACT® | FACT | Fiber patch/splice chassis
760256385 | FACT-4ELHPLFR | Variant of FACT-PATCH-SPLICE-CHASSIS | FACT® Fiber Optic Patch/Splice Chassis, gray, 4E high, 192-port, singlemode, loaded with LC/UPC adapters and B-grade pigtails, ribbonized for splicing with 12F Rollable Ribbon, Left-hand patch | CommScope® | FACT® | FACT | Fiber patch/splice chassis
760256379 | FACT-4ERHPLFR | Variant of FACT-PATCH-SPLICE-CHASSIS | FACT® Fiber Optic Patch/Splice Chassis, gray, 4E high, 192-port, singlemode, loaded with LC/UPC adapters and B-grade pigtails, ribbonized for splicing with 12F Rollable Ribbon, right-hand patch | CommScope® | FACT® | FACT | Fiber patch/splice chassis
760256391 | FACT-4ERHPLGR | Variant of FACT-PATCH-SPLICE-CHASSIS | FACT® Fiber Optic Patch/Splice Chassis, gray, 4E high, 192-port, singlemode, loaded with LC/APC adapters and B-grade pigtails, ribbonized for splicing with 12F Rollable Ribbon, right-hand patch | CommScope® | FACT® | FACT | Fiber patch/splice chassis
760252326 | FACT-5ELHPL1R | Variant of FACT-PATCH-SPLICE-CHASSIS | FACT® Fiber Optic Patch/Splice Chassis, gray, 5E high, 240-port, singlemode, loaded with LC/UPC adapters and C-grade pigtails, ribbonized for splicing with 12F Rollable Ribbon, Left-hand patch | CommScope® | FACT® | FACT | Fiber patch/splice chassis
760259719 | FACT-5ELHPSFR | Variant of FACT-PATCH-SPLICE-CHASSIS | FACT® Fiber Optic Patch/Splice Chassis, gray, 5E high, 120-port, singlemode, loaded with SC/UPC adapters and B-grade pigtails, ribbonized for splicing with 12F Rollable Ribbon, Left-hand patch | CommScope® | FACT® | FACT | Fiber patch/splice chassis
760259709 | FACT-5ELHPSGR | Variant of FACT-PATCH-SPLICE-CHASSIS | FACT® Fiber Optic Patch/Splice Chassis, gray, 5E high, 120-port, singlemode, loaded with SC/APC adapters and B-grade pigtails, ribbonized for splicing with 12F Rollable Ribbon, Left-hand patch | CommScope® | FACT® | FACT | Fiber patch/splice chassis
760252308 | FACT-5ERHPL2R | Variant of FACT-PATCH-SPLICE-CHASSIS | FACT® Fiber Optic Patch/Splice Chassis, gray, 5E high, 240-port, singlemode, loaded with LC/APC adapters and C-grade pigtails, ribbonized for splicing with 12F Rollable Ribbon, right-hand patch | CommScope® | FACT® | FACT | Fiber patch/splice chassis
760252313 | FACT-6ELHPL2R | Variant of FACT-PATCH-SPLICE-CHASSIS | FACT® Fiber Optic Patch/Splice Chassis, gray, 6E high, 288-port, singlemode, loaded with LC/APC adapters and C-grade pigtails, ribbonized for splicing with 12F Rollable Ribbon, Left-hand patch | CommScope® | FACT® | FACT | Fiber patch/splice chassis
760256387 | FACT-6ELHPLFR | Variant of FACT-PATCH-SPLICE-CHASSIS | FACT® Fiber Optic Patch/Splice Chassis, gray, 6E high, 288-port, singlemode, loaded with LC/UPC adapters and B-grade pigtails, ribbonized for splicing with 12F Rollable Ribbon, Left-hand patch | CommScope® | FACT® | FACT | Fiber patch/splice chassis
760259704 | FACT-6ERHPSGR | Variant of FACT-PATCH-SPLICE-CHASSIS | FACT® Fiber Optic Patch/Splice Chassis, gray, 6E high, 144-port, singlemode, loaded with SC/APC adapters and B-grade pigtails, ribbonized for splicing with 12F Rollable Ribbon, right-hand patch | CommScope® | FACT® | FACT | Fiber patch/splice chassis
760245377 | FACT-FRCCD18 | Variant of FACT-ODF-ACCESSORIES | FACT® Cross-connect door kit. Set of two doors with one door handle per frame (positioned in the right door). The door handle is comes with a factory installed lock. |  | FACT® | FACT | Door kit
760245378 | FACT-FRCCP18 | Variant of FACT-ODF-ACCESSORIES | FACT® Cross-connect side panel kit (set of two panels) |  | FACT® | FACT | Side panel kit
760254593 | FACT-FRACC-CAP-HFC | Variant of FACT-ODF-ACCESSORIES | FACT® cable attachment plate for large high fiber count cables, t for attaching up to five (ID) 17mm FIST flex tubes and/or up to five cables |  | FACT® | FACT | Cable termination kit
760254594 | FACT-FRACC-CAP-HFC-EXT | Variant of FACT-ODF-ACCESSORIES | FACT® cable attachement extension kit for FACT-FRACC-CAP-HFC for up to five extra (ID) 17mm FIST flex tubes and/or up to five cables |  | FACT® | FACT | Attachment plate
FQWMPMPGD |  | Base Product | Singlemode MPO (Unpinned) to MPO (Unpinned), InstaPATCH® 360 Array Cord, 12-Fiber, Plenum | CommScope® | SYSTIMAX InstaPATCH® 360 |  | Fiber array cable assembly
FQWMXLCGD |  | Base Product | Singlemode MPO (Pinned) to LC/UPC, InstaPATCH® 360 Array Cord, 12-Fiber, Plenum | CommScope® | SYSTIMAX InstaPATCH® 360 |  | Fiber array cable assembly
FQXMPMXGD |  | Base Product | OM4 MPO (Unpinned) to MPO (Pinned), InstaPATCH® 360 Array Cord, 12-Fiber, Plenum | CommScope® | SYSTIMAX InstaPATCH® 360 |  | Fiber array cable assembly
FQXMPSCGD |  | Base Product | OM4 MPO (Unpinned) to SC/UPC, InstaPATCH® 360 Array Cord, 12-Fiber, Plenum | CommScope® | SYSTIMAX InstaPATCH® 360 |  | Fiber array cable assembly
FQWMQLCGD |  | Base Product | Singlemode MPO (Equipment) to LC/UPC, InstaPATCH® 360 Array Cord, 12-Fiber, Plenum | CommScope® | SYSTIMAX InstaPATCH® 360 |  | Fiber array cable assembly
FQWMPLCGD |  | Base Product | Singlemode MPO (Unpinned) to LC/UPC, InstaPATCH® 360 Array Cord, 12-Fiber, Plenum | CommScope® | SYSTIMAX InstaPATCH® 360 |  | Fiber array cable assembly
FQXMXLCGD |  | Base Product | OM4 MPO (Pinned) to LC/UPC, InstaPATCH® 360 Array Cord, 12-Fiber, Plenum | CommScope® | SYSTIMAX InstaPATCH® 360 |  | Fiber array cable assembly
FQXMPMPGD |  | Base Product | OM4 MPO (Unpinned) to MPO (Unpinned), InstaPATCH® 360 Array Cord, 12-Fiber, Plenum | CommScope® | SYSTIMAX InstaPATCH® 360 |  | Fiber array cable assembly
FRWMQMXGD |  | Base Product | Singlemode MPO (Equipment) to MPO (Pinned), InstaPATCH® 360 Array Cord, 12-Fiber, Low Smoke Zero Halogen | CommScope® | SYSTIMAX InstaPATCH® 360 |  | Fiber array cable assembly
FRXMPMPGD |  | Base Product | OM4 MPO (Unpinned) to MPO (Unpinned), InstaPATCH® 360 Array Cord, 12-Fiber, Low Smoke Zero Halogen | CommScope® | SYSTIMAX InstaPATCH® 360 |  | Fiber array cable assembly
FRXMPMPHF |  | Base Product | LazrSPEED® 550 OM4, MPO/12(Unpinned) to MPO/12(Unpinned), 24-Fiber, LSZH array cord | CommScope® | SYSTIMAX InstaPATCH® 360 |  | Fiber array cable assembly
FRWMXLCGD |  | Base Product | Singlemode MPO (Pinned) to LC/UPC, InstaPATCH® 360 Array Cord, 12-Fiber, Low Smoke Zero Halogen | CommScope® | SYSTIMAX InstaPATCH® 360 |  | Fiber array cable assembly
FRXMPMXGD |  | Base Product | OM4 MPO (Unpinned) to MPO (Pinned), InstaPATCH® 360 Array Cord, 12-Fiber, Low Smoke Zero Halogen | CommScope® | SYSTIMAX InstaPATCH® 360 |  | Fiber array cable assembly
FRXMPMXHF |  | Base Product | LazrSPEED® 550 OM4, MPO/12(Unpinned) to MPO/12(Pinned), 24-Fiber,LSZH array cord | CommScope® | SYSTIMAX InstaPATCH® 360 |  | Fiber array cable assembly
FRWMXMXGD |  | Base Product | Singlemode MPO (Pinned) to MPO (Pinned), InstaPATCH® 360 Array Cord, 12-Fiber, Low Smoke Zero Halogen | CommScope® | SYSTIMAX InstaPATCH® 360 |  | Fiber array cable assembly
FRXMXLCGD |  | Base Product | OM4 MPO (Pinned) to LC/UPC, InstaPATCH® 360 Array Cord, 12-Fiber, Low Smoke Zero Halogen | CommScope® | SYSTIMAX InstaPATCH® 360 |  | Fiber array cable assembly
FRWMXSCGD |  | Base Product | Singlemode MPO (Pinned) to SC/UPC, InstaPATCH® 360 Array Cord, 12-Fiber, Low Smoke Zero Halogen | CommScope® | SYSTIMAX InstaPATCH® 360 |  | Fiber array cable assembly
FSWL2UCWH |  | Base Product | TeraSPEED® LC/UPC Keyed Yellow to Unconnectorized, Distribution Cable, 48-Fiber, Plenum | CommScope® | SYSTIMAX InstaPATCH® 360 |  | Fiber distribution cable assembly
FSWLCLCW6 |  | Variant | TeraSPEED® LC/UPC to LC/UPC, Distribution Cable, 6-Fiber, Plenum | CommScope® | SYSTIMAX InstaPATCH® 360 |  | Fiber distribution cable assembly
FSWLCLCWH |  | Base Product | TeraSPEED® LC/UPC to LC/UPC, Distribution Cable, 48-Fiber, Plenum | CommScope® | SYSTIMAX InstaPATCH® 360 |  | Fiber distribution cable assembly
FSWLCLCWK |  | Base Product | TeraSPEED® LC/UPC to LC/UPC, Distribution Cable, 72-Fiber, Plenum | CommScope® | SYSTIMAX InstaPATCH® 360 |  | Fiber distribution cable assembly
FSXLCLCWH |  | Base Product | LazrSPEED® 550 LC/UPC to LC/UPC, Distribution Cable, 48-Fiber, Plenum | CommScope® | SYSTIMAX InstaPATCH® 360 |  | Fiber distribution cable assembly
FSXLCLCWK |  | Base Product | LazrSPEED® 550 LC/UPC to LC/UPC, Distribution Cable, 72-Fiber, Plenum | CommScope® | SYSTIMAX InstaPATCH® 360 |  | Fiber distribution cable assembly
FSXLCLCWM |  | Base Product | LazrSPEED® 550 LC/UPC to LC/UPC, Distribution Cable, 144-Fiber, Plenum | CommScope® | SYSTIMAX InstaPATCH® 360 |  | Fiber distribution cable assembly
FSXLCLCWD |  | Base Product | LazrSPEED® 550 LC/UPC to LC/UPC, Distribution Cable, 12-Fiber, Plenum | CommScope® | SYSTIMAX InstaPATCH® 360 |  | Fiber distribution cable assembly
UGGMPMPAH |  | Base Product | Ultra Low Loss (ULL) Singlemode MPO12 (Unpinned) to MPO12 (Unpinned), Fiber Trunk Cable Assembly, 48-Fiber, Plenum | CommScope® | SYSTIMAX ULL |  | Fiber trunk cable assembly
UGGMPMPAK |  | Base Product | Ultra Low Loss (ULL) Singlemode MPO12 (Unpinned) to MPO12 (Unpinned), Fiber Trunk Cable Assembly, 72-Fiber, Plenum | CommScope® | SYSTIMAX ULL |  | Fiber trunk cable assembly
UGGMPMPCL |  | Base Product | Ultra Low Loss ULL TeraSPEED® MPO(Unpinned) to MPO(Unpinned) Pre-terminated Trunk Cable, MPO12, 96-Fiber, Plenum, 12 fiber PmP 2.0 mm Dca | CommScope® | SYSTIMAX ULL |  | Fiber trunk cable assembly
UGGMPMPAL |  | Base Product | Ultra Low Loss (ULL) Singlemode MPO12 (Unpinned) to MPO12 (Unpinned), Fiber Trunk Cable Assembly, 96-Fiber, Plenum | CommScope® | SYSTIMAX ULL |  | Fiber trunk cable assembly
UGGMPMPCM |  | Base Product | Ultra Low Loss ULL TeraSPEED® MPO(Unpinned) to MPO(Unpinned) Pre-terminated Trunk Cable, MPO12, 144-Fiber, Plenum, 12 fiber PmP 2.0 mm Dca | CommScope® | SYSTIMAX ULL |  | Fiber trunk cable assembly
UGGMPMPAM |  | Base Product | Ultra Low Loss (ULL) Singlemode MPO12 (Unpinned) to MPO12 (Unpinned), Fiber Trunk Cable Assembly, 144-Fiber, Plenum | CommScope® | SYSTIMAX ULL |  | Fiber trunk cable assembly
UGGMPMXAM |  | Base Product | Ultra Low Loss (ULL) Singlemode MPO12 (Unpinned) to MPO12 (Pinned), Fiber Trunk Cable Assembly, 144-Fiber, Plenum | CommScope® | SYSTIMAX ULL |  | Fiber trunk cable assembly
UGGMPMPCD |  | Base Product | Ultra Low Loss ULL TeraSPEED® MPO(Unpinned) to MPO(Unpinned) Pre-terminated Trunk Cable, MPO12, 12-Fiber, Plenum, 12 fiber PmP 2.0 mm Dca | CommScope® | SYSTIMAX ULL |  | Fiber trunk cable assembly
UGGMPMXAD |  | Base Product | Ultra Low Loss (ULL) Singlemode MPO12 (Unpinned) to MPO12 (Pinned), Fiber Trunk Cable Assembly, 12-Fiber, Plenum | CommScope® | SYSTIMAX ULL |  | Fiber trunk cable assembly
UGGMPMXCD |  | Base Product | Ultra Low Loss ULL TeraSPEED® MPO(Unpinned) to MPO(Pinned) Pre-terminated Trunk Cable, MPO12, 12-Fiber, Plenum, 12 fiber PmP 2.0 mm Dca | CommScope® | SYSTIMAX ULL |  | Fiber trunk cable assembly
UGGMPMXAG |  | Base Product | Ultra Low Loss (ULL) Singlemode MPO12 (Unpinned) to MPO12 (Pinned), Fiber Trunk Cable Assembly, 36-Fiber, Plenum | CommScope® | SYSTIMAX ULL |  | Fiber trunk cable assembly
UGGMPMXAH |  | Base Product | Ultra Low Loss (ULL) Singlemode MPO12 (Unpinned) to MPO12 (Pinned), Fiber Trunk Cable Assembly, 48-Fiber, Plenum | CommScope® | SYSTIMAX ULL |  | Fiber trunk cable assembly
UGGMPMPCH |  | Base Product | Ultra Low Loss ULL TeraSPEED® MPO(Unpinned) to MPO(Unpinned) Pre-terminated Trunk Cable, MPO12, 48-Fiber, Plenum, 12 fiber PmP 2.0 mm Dca | CommScope® | SYSTIMAX ULL |  | Fiber trunk cable assembly
UGGMPMXCH |  | Base Product | Ultra Low Loss ULL TeraSPEED® MPO(Unpinned) to MPO(Pinned) Pre-terminated Trunk Cable, MPO12, 48-Fiber, Plenum, 12 fiber PmP 2.0 mm Dca | CommScope® | SYSTIMAX ULL |  | Fiber trunk cable assembly
UGGMXMXCL |  | Base Product | Ultra Low Loss ULL TeraSPEED® MPO(Pinned) to MPO(Pinned) Pre-terminated Trunk Cable, MPO12, 96-Fiber, Plenum, 12 fiber PmP 2.0 mm | CommScope® | SYSTIMAX ULL |  | Fiber trunk cable assembly
UGGMXMXAH |  | Base Product | Ultra Low Loss (ULL) Singlemode MPO12 (Pinned) to MPO12 (Pinned), Fiber Trunk Cable Assembly, 48-Fiber, Plenum | CommScope® | SYSTIMAX ULL |  | Fiber trunk cable assembly
UGGMPMXAK |  | Base Product | Ultra Low Loss (ULL) Singlemode MPO12 (Unpinned) to MPO12 (Pinned), Fiber Trunk Cable Assembly, 72-Fiber, Plenum | CommScope® | SYSTIMAX ULL |  | Fiber trunk cable assembly
UGGMPMPCK |  | Base Product | Ultra Low Loss ULL TeraSPEED® MPO(Unpinned) to MPO(Unpinned) Pre-terminated Trunk Cable, MPO12, 72-Fiber, Plenum, 12 fiber PmP 2.0 mm Dca | CommScope® | SYSTIMAX ULL |  | Fiber trunk cable assembly
UGGQPQXQ8 |  | Base Product | Ultra Low Loss (ULL) Singlemode MPO8 QSFP (Unpinned) to MPO8 QSFP (Pinned), Fiber Trunk Cable Assembly, 8-Fiber, Plenum | CommScope® | SYSTIMAX ULL |  | Fiber trunk cable assembly
UGGMPMXAL |  | Base Product | Ultra Low Loss (ULL) Singlemode MPO12 (Unpinned) to MPO12 (Pinned), Fiber Trunk Cable Assembly, 96-Fiber, Plenum | CommScope® | SYSTIMAX ULL |  | Fiber trunk cable assembly
UGGMPMXCL |  | Base Product | Ultra Low Loss ULL TeraSPEED® MPO(Unpinned) to MPO(Pinned) Pre-terminated Trunk Cable, MPO12, 96-Fiber, Plenum, 12 fiber PmP 2.0 mm Dca | CommScope® | SYSTIMAX ULL |  | Fiber trunk cable assembly
UGGQXQXQH |  | Base Product | Ultra Low Loss (ULL) Singlemode MPO8 QSFP (Pinned) to MPO8 QSFP (Pinned), Fiber Trunk Cable Assembly, 48-Fiber, Plenum | CommScope® | SYSTIMAX ULL |  | Fiber trunk cable assembly
UGGMPMXCM |  | Base Product | Ultra Low Loss ULL TeraSPEED® MPO(Unpinned) to MPO(Pinned) Pre-terminated Trunk Cable, MPO12, 144-Fiber, Plenum, 12 fiber PmP 2.0 mm Dca | CommScope® | SYSTIMAX ULL |  | Fiber trunk cable assembly
UGGQXQXQS |  | Base Product | Ultra Low Loss (ULL) Singlemode MPO8 QSFP (Pinned) to MPO8 QSFP (Pinned), Fiber Trunk Cable Assembly, 32-Fiber, Plenum | CommScope® | SYSTIMAX ULL |  | Fiber trunk cable assembly
UGGQPQXQR |  | Base Product | Ultra Low Loss (ULL) TeraSPEED® MPO QSFP (Unpinned) to MPO QSFP (Pinned), Pre-terminated Trunk Cable, MPO8, 16-Fiber, Plenum | CommScope® | SYSTIMAX ULL |  | Fiber trunk cable assembly
UGGMXMXCH |  | Base Product | Ultra Low Loss ULL TeraSPEED® MPO(Pinned) to MPO(Pinned) Pre-terminated Trunk Cable, MPO12, 48-Fiber, Plenum, 12 fiber PmP 2.0 mm Dca | CommScope® | SYSTIMAX ULL |  | Fiber trunk cable assembly
UGGQXQXQU |  | Base Product | Ultra Low Loss (ULL) Singlemode MPO8 QSFP (Pinned) to MPO8 QSFP (Pinned), Fiber Trunk Cable Assembly, 64-Fiber, Plenum | CommScope® | SYSTIMAX ULL |  | Fiber trunk cable assembly
UGGQPQXQS |  | Base Product | Ultra Low Loss (ULL) Singlemode MPO8 QSFP (Unpinned) to MPO8 QSFP (Pinned), Fiber Trunk Cable Assembly, 32-Fiber, Plenum | CommScope® | SYSTIMAX ULL |  | Fiber trunk cable assembly
UGGMXMXCK |  | Base Product | Ultra Low Loss ULL TeraSPEED® MPO(Pinned) to MPO(Pinned) Pre-terminated Trunk Cable, MPO12, 72-Fiber, Plenum, 12 fiber PmP 2.0 mm Dca | CommScope® | SYSTIMAX ULL |  | Fiber trunk cable assembly
UGGQPQXQU |  | Base Product | Ultra Low Loss (ULL) Singlemode MPO8 QSFP (Unpinned) to MPO8 QSFP (Pinned), Fiber Trunk Cable Assembly, 64-Fiber, Plenum | CommScope® | SYSTIMAX ULL |  | Fiber trunk cable assembly
UGXMPMXAK |  | Base Product | Ultra Low Loss (ULL) OM4 MPO12 (Unpinned) to MPO12 (Pinned), Fiber Trunk Cable Assembly, 72-Fiber, Plenum | CommScope® | SYSTIMAX ULL |  | Fiber trunk cable assembly
UGXMPMPCM |  | Base Product | Ultra Low Loss ULL LazrSPEED® 550 MPO(Unpinned) to MPO(Unpinned) Pre-terminated Trunk Cable, MPO12, 144-Fiber, Plenum, 12 fiber PmP 2.0 mm Dca | CommScope® | SYSTIMAX ULL |  | Fiber trunk cable assembly
UGXMPMPAD |  | Base Product | Ultra Low Loss (ULL) OM4 MPO12 (Unpinned) to MPO12 (Unpinned), Fiber Extension Cable Assembly, 12-Fiber, Plenum | CommScope® | SYSTIMAX ULL |  | Fiber trunk cable assembly
UGXMPMXAM |  | Base Product | Ultra Low Loss (ULL) OM4 MPO12 (Unpinned) to MPO12 (Pinned), Fiber Trunk Cable Assembly, 144-Fiber, Plenum | CommScope® | SYSTIMAX ULL |  | Fiber trunk cable assembly
UGXMPMXAD |  | Base Product | Ultra Low Loss (ULL) OM4 MPO12 (Unpinned) to MPO12 (Pinned), Fiber Trunk Cable Assembly, 12-Fiber, Plenum | CommScope® | SYSTIMAX ULL |  | Fiber trunk cable assembly
UGXMPMXCF |  | Base Product | Ultra Low Loss ULL LazrSPEED® 550 MPO(Unpinned) to MPO(Pinned) Pre-terminated Trunk Cable, MPO12, 24-Fiber, Plenum, 12 fiber PmP 2.0 mm Dca | CommScope® | SYSTIMAX ULL |  | Fiber trunk cable assembly
UGXMPMXCG |  | Base Product | Ultra Low Loss ULL LazrSPEED® 550 MPO(Unpinned) to MPO(Pinned) Pre-terminated Trunk Cable, MPO12, 36-Fiber, Plenum, 12 fiber PmP 2.0 mm Dca | CommScope® | SYSTIMAX ULL |  | Fiber trunk cable assembly
UGXMXMXCH |  | Base Product | Ultra Low Loss ULL LazrSPEED® 550 MPO(Pinned) to MPO(Pinned) Pre-terminated Trunk Cable, MPO12, 48-Fiber, Plenum, 12 fiber PmP 2.0 mm | CommScope® | SYSTIMAX ULL |  | Fiber trunk cable assembly
UGXMPMXCH |  | Base Product | Ultra Low Loss ULL LazrSPEED® 550 MPO(Unpinned) to MPO(Pinned) Pre-terminated Trunk Cable, MPO12, 48-Fiber, Plenum, 12 fiber PmP 2.0 mm Dca | CommScope® | SYSTIMAX ULL |  | Fiber trunk cable assembly
UGXMXMXCK |  | Base Product | Ultra Low Loss ULL LazrSPEED® 550 MPO(Pinned) to MPO(Pinned) Pre-terminated Trunk Cable, MPO12, 72-Fiber, Plenum, 12 fiber PmP 2.0 mm | CommScope® | SYSTIMAX ULL |  | Fiber trunk cable assembly
UGXMXMXAK |  | Base Product | Ultra Low Loss (ULL) OM4 MPO12 (Pinned) to MPO12 (Pinned), Fiber Trunk Cable Assembly, 72-Fiber, Plenum | CommScope® | SYSTIMAX ULL |  | Fiber trunk cable assembly
UGXQXQXQF |  | Base Product | Ultra Low Loss (ULL) OM4 MPO8 QSFP (Pinned) to MPO8 QSFP (Pinned), Fiber Trunk Cable Assembly, 24-Fiber, Plenum | CommScope® | SYSTIMAX ULL |  | Fiber trunk cable assembly
UGXMPMXCK |  | Base Product | Ultra Low Loss ULL LazrSPEED® 550 MPO(Unpinned) to MPO(Pinned) Pre-terminated Trunk Cable, MPO12, 72-Fiber, Plenum, 12 fiber PmP 2.0 mm Dca | CommScope® | SYSTIMAX ULL |  | Fiber trunk cable assembly
UGXQPQXBM |  | Base Product | Ultra Low Loss (ULL) OM4 MPO8 QSFP (Unpinned) to MPO8 QSFP (Pinned), Fiber Trunk Cable Assembly, 144-Fiber, Plenum | CommScope® | SYSTIMAX ULL |  | Fiber trunk cable assembly
UGXQXQXQH |  | Base Product | Ultra Low Loss (ULL) OM4 MPO8 QSFP (Pinned) to MPO8 QSFP (Pinned), Fiber Trunk Cable Assembly, 48-Fiber, Plenum | CommScope® | SYSTIMAX ULL |  | Fiber trunk cable assembly
UGXMXMXCM |  | Base Product | Ultra Low Loss ULL LazrSPEED® 550 MPO(Pinned) to MPO(Pinned) Pre-terminated Trunk Cable, MPO12, 144-Fiber, Plenum, 12 fiber PmP 2.0 mm | CommScope® | Propel |  | Fiber trunk cable assembly
UGXMPMXCL |  | Base Product | Ultra Low Loss ULL LazrSPEED® 550 MPO(Unpinned) to MPO(Pinned) Pre-terminated Trunk Cable, MPO12, 96-Fiber, Plenum, 12 fiber PmP 2.0 mm Dca | CommScope® | SYSTIMAX ULL |  | Fiber trunk cable assembly
UGXQXQXQL |  | Base Product | Ultra Low Loss (ULL) OM4, MPO8 QSFP Pinned to MPO8 QSFP Pinned, Fiber Trunk Cable Assembly, 96-Fiber, Plenum | CommScope® | SYSTIMAX ULL |  | Fiber trunk cable assembly
UGXMXMXCD |  | Base Product | Ultra Low Loss ULL LazrSPEED® 550 MPO(Pinned) to MPO(Pinned) Pre-terminated Trunk Cable, MPO12, 12-Fiber, Plenum, 12 fiber PmP 2.0 mm | CommScope® | SYSTIMAX ULL |  | Fiber trunk cable assembly
UGXQXQXQR |  | Base Product | Ultra Low Loss (ULL) OM4 MPO8 QSFP (Pinned) to MPO8 QSFP (Pinned), Fiber Trunk Cable Assembly, 16-Fiber, Plenum | CommScope® | SYSTIMAX ULL |  | Fiber trunk cable assembly
UGXMPMPCH |  | Base Product | Ultra Low Loss ULL LazrSPEED® 550 MPO(Unpinned) to MPO(Unpinned) Pre-terminated Trunk Cable, MPO12, 48-Fiber, Plenum, 12 fiber PmP 2.0 mm Dca | CommScope® | SYSTIMAX ULL |  | Fiber trunk cable assembly
UGXQXQXQS |  | Base Product | Ultra Low Loss (ULL) OM4 MPO8 QSFP (Pinned) to MPO8 QSFP (Pinned), Fiber Trunk Cable Assembly, 32-Fiber, Plenum | CommScope® | SYSTIMAX ULL |  | Fiber trunk cable assembly
UGXQPQXQL |  | Base Product | Ultra Low Loss (ULL) OM4, MPO8 QSFP Unpinned to MPO8 QSFP Pinned, Fiber Trunk Cable Assembly, 96-Fiber, Plenum | CommScope® | SYSTIMAX ULL |  | Fiber trunk cable assembly
UGXQPQXQU |  | Base Product | Ultra Low Loss (ULL) OM4 MPO8 QSFP (Unpinned) to MPO8 QSFP (Pinned), Fiber Trunk Cable Assembly, 64-Fiber, Plenum | CommScope® | SYSTIMAX ULL |  | Fiber trunk cable assembly
UJGMPMPCD |  | Base Product | Ultra Low Loss ULL TeraSPEED® MPO(Unpinned) to MPO(Unpinned) Pre-terminated Trunk Cable, MPO12, 12-Fiber, LSZH, 12 fiber PmP 2.0 mm Dca | CommScope® | SYSTIMAX ULL |  | Fiber trunk cable assembly
UJGMPMXAL |  | Base Product | Ultra Low Loss (ULL) Singlemode MPO12 (Unpinned) to MPO12 (Pinned), Fiber Trunk Cable Assembly, 96-Fiber, Low Smoke Zero Halogen (LSZH) | CommScope® | SYSTIMAX ULL |  | Fiber trunk cable assembly
UJGMPMPCG |  | Base Product | Ultra Low Loss ULL TeraSPEED® MPO(Unpinned) to MPO(Unpinned) Pre-terminated Trunk Cable, MPO12, 36-Fiber, LSZH, 12 fiber PmP 2.0 mm Dca | CommScope® | SYSTIMAX ULL |  | Fiber trunk cable assembly
UJGMPMXAM |  | Base Product | Ultra Low Loss (ULL) Singlemode MPO12 (Unpinned) to MPO12 (Pinned), Fiber Trunk Cable Assembly, 144-Fiber, Low Smoke Zero Halogen (LSZH) | CommScope® | SYSTIMAX ULL |  | Fiber trunk cable assembly
UJGMPMPAD |  | Base Product | Ultra Low Loss (ULL) Singlemode MPO12 (Unpinned) to MPO12 (Unpinned), Fiber Trunk Cable Assembly, 12-Fiber, Low Smoke Zero Halogen/Riser | CommScope® | SYSTIMAX ULL |  | Fiber trunk cable assembly
UJGMPMPCK |  | Base Product | Ultra Low Loss ULL TeraSPEED® MPO(Unpinned) to MPO(Unpinned) Pre-terminated Trunk Cable, MPO12, 72-Fiber, LSZH, 12 fiber PmP 2.0 mm Dca | CommScope® | SYSTIMAX ULL |  | Fiber trunk cable assembly
UJGMPMXCD |  | Base Product | Ultra Low Loss ULL TeraSPEED® MPO(Unpinned) to MPO(Pinned) Pre-terminated Trunk Cable, MPO12, 12-Fiber, LSZH, 12 fiber PmP 2.0 mm Dca | CommScope® | SYSTIMAX ULL |  | Fiber trunk cable assembly
UJGMPMPAF |  | Base Product | Ultra Low Loss (ULL) Singlemode MPO12 (Unpinned) to MPO12 (Unpinned), Pre-terminated Trunk Cable, 24-Fiber, Low Smoke Zero Halogen (LSZH)/Riser | CommScope® | SYSTIMAX ULL |  | Fiber trunk cable assembly
UJGMPMPAH |  | Base Product | Ultra Low Loss (ULL) Singlemode MPO (Unpinned) to MPO (Unpinned), Fiber Trunk Cable Assembly, 48-Fiber, Low Smoke Zero Halogen (LSZH)/Riser | CommScope® | SYSTIMAX ULL |  | Fiber trunk cable assembly
UJGMPMXCG |  | Base Product | Ultra Low Loss ULL TeraSPEED® MPO(Unpinned) to MPO(Pinned) Pre-terminated Trunk Cable, MPO12, 36-Fiber, LSZH, 12 fiber PmP 2.0 mm Dca | CommScope® | SYSTIMAX ULL |  | Fiber trunk cable assembly
UJGMPMXAD |  | Base Product | Ultra Low Loss (ULL) Singlemode MPO12 (Unpinned) to MPO12 (Pinned), Fiber Trunk Cable Assembly, 12-Fiber, Low Smoke Zero Halogen | CommScope® | SYSTIMAX ULL |  | Fiber trunk cable assembly
UJGMXMXAH |  | Base Product | Ultra Low Loss (ULL) Singlemode MPO12 (Pinned) to MPO12 (Pinned), Fiber Trunk Cable Assembly, 48-Fiber, Low Smoke Zero Halogen (LSZH) | CommScope® | SYSTIMAX ULL |  | Fiber trunk cable assembly
UJGMPMXCH |  | Base Product | Ultra Low Loss ULL TeraSPEED® MPO(Unpinned) to MPO(Pinned) Pre-terminated Trunk Cable, MPO12, 48-Fiber, LSZH, 12 fiber PmP 2.0 mm Dca | CommScope® | SYSTIMAX ULL |  | Fiber trunk cable assembly
UJGMPMXAF |  | Base Product | Ultra Low Loss (ULL) Singlemode MPO12 (Unpinned) to MPO12 (Pinned), Fiber Trunk Cable Assembly, 24-Fiber, Low Smoke Zero Halogen (LSZH) | CommScope® | SYSTIMAX ULL |  | Fiber trunk cable assembly
UJGMXMXAK |  | Base Product | Ultra Low Loss (ULL) Singlemode MPO12 (Pinned) to MPO12 (Pinned), Fiber Trunk Cable Assembly, 72-Fiber, Low Smoke Zero Halogen (LSZH) | CommScope® | SYSTIMAX ULL |  | Fiber trunk cable assembly
UJGMPMXAG |  | Base Product | Ultra Low Loss (ULL) Singlemode MPO12 (Unpinned) to MPO12 (Pinned), Fiber Trunk Cable Assembly, 36-Fiber, Low Smoke Zero Halogen (LSZH) | CommScope® | SYSTIMAX ULL |  | Fiber trunk cable assembly
UJGMXMXAM |  | Base Product | Ultra Low Loss (ULL) Singlemode MPO12 (Pinned) to MPO12 (Pinned), Fiber Trunk Cable Assembly, 144-Fiber, Low Smoke Zero Halogen (LSZH) | CommScope® | SYSTIMAX ULL |  | Fiber trunk cable assembly
UJGMPMXCM |  | Base Product | Ultra Low Loss ULL TeraSPEED® MPO(Unpinned) to MPO(Pinned) Pre-terminated Trunk Cable, MPO12, 144-Fiber, LSZH, 12 fiber PmP 2.0 mm Dca | CommScope® | SYSTIMAX ULL |  | Fiber trunk cable assembly
UJGMPMXAH |  | Base Product | Ultra Low Loss (ULL) Singlemode MPO12 (Unpinned) to MPO12 (Pinned), Fiber Trunk Cable Assembly, 48-Fiber, Low Smoke Zero Halogen (LSZH) | CommScope® | SYSTIMAX ULL |  | Fiber trunk cable assembly
UJGMXMXCD |  | Base Product | Ultra Low Loss ULL TeraSPEED® MPO(Pinned) to MPO(Pinned) Pre-terminated Trunk Cable, MPO12, 12-Fiber, LSZH, 12 fiber PmP 2.0 mm Dca | CommScope® | SYSTIMAX ULL |  | Fiber trunk cable assembly
UJGMXMXAD |  | Base Product | Ultra Low Loss (ULL) Singlemode MPO12 (Pinned) to MPO12 (Pinned), Fiber Trunk Cable Assembly, 12-Fiber, Low Smoke Zero Halogen | CommScope® | SYSTIMAX ULL |  | Fiber trunk cable assembly
UJGMXMXCK |  | Base Product | Ultra Low Loss ULL TeraSPEED® MPO(Pinned) to MPO(Pinned) Pre-terminated Trunk Cable, MPO12, 72-Fiber, LSZH, 12 fiber PmP 2.0 mm Dca | CommScope® | SYSTIMAX ULL |  | Fiber trunk cable assembly
UJGMXMXAF |  | Base Product | Ultra Low Loss (ULL) Singlemode MPO12 (Pinned) to MPO12 (Pinned), Fiber Trunk Cable Assembly, 24-Fiber, Low Smoke Zero Halogen (LSZH) | CommScope® | SYSTIMAX ULL |  | Fiber trunk cable assembly
UJGMXMXAG |  | Base Product | Ultra Low Loss (ULL) Singlemode MPO12 (Pinned) to MPO12 (Pinned), Fiber Trunk Cable Assembly, 36-Fiber, Low Smoke Zero Halogen (LSZH) | CommScope® | SYSTIMAX ULL |  | Fiber trunk cable assembly
UJGQPQXQL |  | Base Product | Ultra Low Loss (ULL) Singlemode MPO8 QSFP (Unpinned) to MPO8 QSFP (Pinned), Fiber Trunk Cable Assembly, 96-Fiber, Low Smoke Zero Halogen | CommScope® | SYSTIMAX ULL |  | Fiber trunk cable assembly
UJGQXQXQS |  | Base Product | Ultra Low Loss (ULL) Singlemode MPO8 QSFP (Pinned) to MPO8 QSFP (Pinned), Fiber Trunk Cable Assembly, 32-Fiber, Low Smoke Zero Halogen | CommScope® | SYSTIMAX ULL |  | Fiber trunk cable assembly
UJGQXQXQU |  | Base Product | Ultra Low Loss (ULL) Singlemode MPO8 QSFP (Pinned) to MPO8 QSFP (Pinned), Fiber Trunk Cable Assembly, 64-Fiber, Low Smoke Zero Halogen | CommScope® | SYSTIMAX ULL |  | Fiber trunk cable assembly
UJGQPQXQU |  | Base Product | Ultra Low Loss (ULL) Singlemode MPO8 QSFP (Unpinned) to MPO8 QSFP (Pinned), Fiber Trunk Cable Assembly, 64-Fiber, Low Smoke Zero Halogen | CommScope® | SYSTIMAX ULL |  | Fiber trunk cable assembly
UJGQXQXQF |  | Base Product | Ultra Low Loss (ULL) Singlemode, MPO8 QSFP Pinned to MPO8 QSFP Pinned, Fiber Trunk Cable Assembly, 24-Fiber, Low Smoke Zero Halogen | CommScope® | SYSTIMAX ULL |  | Fiber trunk cable assembly
UJGQPQXQ8 |  | Base Product | Ultra Low Loss (ULL) Singlemode MPO8 QSFP (Unpinned) to MPO8 QSFP (Pinned), Fiber Trunk Cable Assembly, 8-Fiber, Low Smoke Zero Halogen | CommScope® | SYSTIMAX ULL |  | Fiber trunk cable assembly
UJXMPMXAG |  | Base Product | Ultra Low Loss (ULL) OM4 MPO12 (Unpinned) to MPO12 (Pinned), Fiber Trunk Cable Assembly, 36-Fiber, Low Smoke Zero Halogen (LSZH) | CommScope® | SYSTIMAX ULL |  | Fiber trunk cable assembly
UJXMPMPCF |  | Base Product | Ultra Low Loss ULL LazrSPEED® 550 MPO(Unpinned) to MPO(Unpinned) Pre-terminated Trunk Cable, MPO12, 24-Fiber, LSZH, 12 fiber PmP 2.0 mm Dca | CommScope® | SYSTIMAX ULL |  | Fiber trunk cable assembly
UJXMPMXCH |  | Base Product | Ultra Low Loss ULL LazrSPEED® 550 MPO(Unpinned) to MPO(Pinned) Pre-terminated Trunk Cable, MPO12, 48-Fiber, LSZH, 12 fiber PmP 2.0 mm Dca | CommScope® | SYSTIMAX ULL |  | Fiber trunk cable assembly
UJXMPMPCK |  | Base Product | Ultra Low Loss ULL LazrSPEED® 550 MPO(Unpinned) to MPO(Unpinned) Pre-terminated Trunk Cable, MPO12, 72-Fiber, LSZH, 12 fiber PmP 2.0 mm Dca | CommScope® | SYSTIMAX ULL |  | Fiber trunk cable assembly
UJXMPMXCK |  | Base Product | Ultra Low Loss ULL LazrSPEED® 550 MPO(Unpinned) to MPO(Pinned) Pre-terminated Trunk Cable, MPO12, 72-Fiber, LSZH, 12 fiber PmP 2.0 mm Dca | CommScope® | SYSTIMAX ULL |  | Fiber trunk cable assembly
UJXMPMPCL |  | Base Product | Ultra Low Loss ULL LazrSPEED® 550 MPO(Unpinned) to MPO(Unpinned) Pre-terminated Trunk Cable, MPO12, 96-Fiber, LSZH, 12 fiber PmP 2.0 mm Dca | CommScope® | SYSTIMAX ULL |  | Fiber trunk cable assembly
UJXMPMXCL |  | Base Product | Ultra Low Loss ULL LazrSPEED® 550 MPO(Unpinned) to MPO(Pinned) Pre-terminated Trunk Cable, MPO12, 96-Fiber, LSZH, 12 fiber PmP 2.0 mm Dca | CommScope® | SYSTIMAX ULL |  | Fiber trunk cable assembly
UJXQPQXQR |  | Base Product | Ultra Low Loss (ULL) OM4 MPO8 QSFP (Unpinned) to MPO8 QSFP (Pinned), Fiber Trunk Cable Assembly, 16-Fiber, Low Smoke Zero Halogen (LSZH) | CommScope® | SYSTIMAX ULL |  | Fiber trunk cable assembly
UJXMPMPCM |  | Base Product | Ultra Low Loss ULL LazrSPEED® 550 MPO(Unpinned) to MPO(Unpinned) Pre-terminated Trunk Cable, MPO12, 144-Fiber, LSZH, 12 fiber PmP 2.0 mm Dca | CommScope® | SYSTIMAX ULL |  | Fiber trunk cable assembly
UJXMXMXCG |  | Base Product | Ultra Low Loss ULL LazrSPEED® 550 MPO(Pinned) to MPO(Pinned) Pre-terminated Trunk Cable, MPO12, 36-Fiber, LSZH, 12 fiber PmP 2.0 mm Dca | CommScope® | SYSTIMAX ULL |  | Fiber trunk cable assembly
UJXMPMXCF |  | Base Product | Ultra Low Loss ULL LazrSPEED® 550 MPO(Unpinned) to MPO(Pinned) Pre-terminated Trunk Cable, MPO12, 24-Fiber, LSZH, 12 fiber PmP 2.0 mm Dca | CommScope® | SYSTIMAX ULL |  | Fiber trunk cable assembly
UJXMPMXCG |  | Base Product | Ultra Low Loss ULL LazrSPEED® 550 MPO(Unpinned) to MPO(Pinned) Pre-terminated Trunk Cable, MPO12, 36-Fiber, LSZH, 12 fiber PmP 2.0 mm Dca | CommScope® | SYSTIMAX ULL |  | Fiber trunk cable assembly
UJXQXQXBM |  | Base Product | Ultra Low Loss (ULL) OM4 MPO QSFP (Pinned) to MPO QSFP (Pinned), Pre-terminated Trunk Cable, MPO8, 144-Fiber, Low Smoke Zero Halogen (LSZH)/Riser | CommScope® | SYSTIMAX ULL |  | Fiber trunk cable assembly
UJXQPQXBM |  | Base Product | Ultra Low Loss (ULL) OM4 MPO QSFP (Unpinned) to MPO QSFP (Pinned), Pre-terminated Trunk Cable, MPO8, 144-Fiber, Low Smoke Zero Halogen (LSZH)/Riser | CommScope® | SYSTIMAX ULL |  | Fiber trunk cable assembly
UJXMXMXAH |  | Base Product | Ultra Low Loss (ULL) OM4 MPO12 (Pinned) to MPO12 (Pinned), Fiber Trunk Cable Assembly, 48-Fiber, Low Smoke Zero Halogen (LSZH) | CommScope® | SYSTIMAX ULL |  | Fiber trunk cable assembly
UJXQXQXQF |  | Base Product | Ultra Low Loss (ULL) OM4 MPO8 QSFP (Pinned) to MPO8 QSFP (Pinned), Fiber Trunk Cable Assembly, 24-Fiber, Low Smoke Zero Halogen (LSZH) | CommScope® | SYSTIMAX ULL |  | Fiber trunk cable assembly
UJXMXMXAK |  | Base Product | Ultra Low Loss (ULL) OM4 MPO12 (Pinned) to MPO12 (Pinned), Fiber Trunk Cable Assembly, 72-Fiber, Low Smoke Zero Halogen (LSZH) | CommScope® | SYSTIMAX ULL |  | Fiber trunk cable assembly
UJXQXQXQH |  | Base Product | Ultra Low Loss (ULL) OM4 MPO8 QSFP (Pinned) to MPO8 QSFP (Pinned), Fiber Trunk Cable Assembly, 48-Fiber, Low Smoke Zero Halogen (LSZH) | CommScope® | SYSTIMAX ULL |  | Fiber trunk cable assembly
UJXMXMXAL |  | Base Product | Ultra Low Loss (ULL) OM4 MPO12 (Pinned) to MPO12 (Pinned), Fiber Trunk Cable Assembly, 96-Fiber, Low Smoke Zero Halogen (LSZH) | CommScope® | SYSTIMAX ULL |  | Fiber trunk cable assembly
UQGMXMXGD |  | Base Product | Ultra Low Loss (ULL) Singlemode MPO12 (Pinned) to MPO12 (Pinned), Fiber Extension Cable Assembly, 12-Fiber, Plenum | CommScope® | SYSTIMAX ULL |  | Fiber array cable assembly
UQGMPLCGD |  | Base Product | Ultra Low Loss (ULL) Singlemode MPO12 (Unpinned) to LC/UPC, Fiber Extension Cable Assembly, 12-Fiber, Plenum | CommScope® | SYSTIMAX ULL |  | Fiber array cable assembly
UQGQPLCJ8 |  | Base Product | Ultra Low Loss Singlemode MPO8 Unpinned to LC/UPC 8-Fiber Plenum Array Cord | CommScope® | SYSTIMAX ULL |  | Fiber array cable assembly
UQGQPLUHF |  | Base Product | Ultra Low Loss Singlemode, MPO8 (Unpinned) to LC/UPC Uniboot, Fiber Extension Cable Assembly, 24-Fiber, Plenum | CommScope® | SYSTIMAX ULL |  | Fiber array cable assembly
UQGMPLUHF |  | Base Product | Ultra Low Loss Singlemode, MPO12 (Unpinned) to LC/UPC Uniboot, Fiber Extension Cable Assembly, 24-Fiber, Plenum | CommScope® | SYSTIMAX ULL |  | Fiber array cable assembly
UQGQPQPJ8 |  | Base Product | Ultra Low Loss (ULL) TeraSpeed® MPO/8 (Unpinned) to MPO/8 (Unpinned), 8-Fiber, Plenum | CommScope® | SYSTIMAX ULL |  | Fiber array cable assembly
760240000 | FACT-1ELHPL2S | Variant of FACT-PATCH-SPLICE-CHASSIS | FACT® Fiber Optic Patch/Splice Chassis, gray, 1E high, 48-port, singlemode, loaded with LC/APC adapters and C-grade pigtails, SMOUV splice tray type, left-hand patch | CommScope® | FACT® | FACT | Fiber patch/splice chassis
760262210 | FACT-1ERHPL1S-150CF | Variant of FACT-CABLED-CHASSIS | FACT® Fiber Optic Pre-cabled Chassis, gray, 1E high, 48-port, pre-cabled with 75m indoor Micro-Tube cable, singlemode LC/UPC grade C, G657A1, yellow jacket, CPR EuroClass Cca, right-hand patch | CommScope® | FACT® | FACT | Fiber patch chassis ¦ with indoor cable
760257730 | MPOCAB-PE | Variant of FLEX-FRAME-CABS | Flex frame optical Patch Enclosure, 288 APC MPO's |  |  |  | Fiber patch cabinet enclosure
FACT-SPLITTER-CHASSIS |  | Base Product | FACT® Series Optical Splitter Chassis for FACT ODF |  | FACT® | FACT | Fiber splitter chassis
BUDI-1S |  | Base Product | BUDI™ Fiber Optic Wall mount Enclosure, small size (1S) | CommScope® | BUDI™ ¦ FIST® | BUDI | Fiber wall box
BUDI-FM |  | Base Product | BUDI™ Fiber Optic Wall mount Enclosure, FOSC splicing, medium size (M) | CommScope® | BUDI™ ¦ FOSC® | BUDI | Fiber wall box
BUDI-FS |  | Base Product | BUDI™ Fiber Optic Wall mount Enclosure, FOSC splicing, standard size (S) | CommScope® | BUDI™ ¦ FOSC® | BUDI | Fiber wall box
FGWMXMXAD |  | Base Product | Singlemode MPO (pinned) to MPO (pinned), InstaPATCH® 360 Pre-terminated Trunk Cable, 12-Fiber, Plenum | CommScope® | SYSTIMAX InstaPATCH® 360 |  | Fiber trunk cable assembly
ARGMPLCGD |  | Base Product | Ultra Low Loss (ULL) Singlemode MPO12 (Unpinned) to LC/UPC, Fiber Extension Cable Assembly, 12-Fiber, Low Smoke Zero Halogen, Method-A Polarity: Method A | CommScope® | SYSTIMAX ULL |  | Fiber array cable assembly
FSXLCLCWL |  | Base Product | LazrSPEED® 550 LC/UPC to LC/UPC, Distribution Cable, 96-Fiber, Plenum | CommScope® | SYSTIMAX InstaPATCH® 360 |  | Fiber distribution cable assembly
UGGMWMWAD |  | Base Product | Ultra Low Loss (ULL) Singlemode MPO12 Female with Push-Pull Boot to MPO12 Female with Push-Pull Boot, Fiber Trunk Cable Assembly, 12-Fiber, Plenum | CommScope® | SYSTIMAX ULL |  | Fiber trunk cable assembly
UJGQPQPT8 |  | Base Product | Ultra Low Loss (ULL) Singlemode MPO8 (Unpinned) to MPO8 (Unpinned), Fiber Trunk Cable Assembly, 8-Fiber, Dual Rated (OFNR/LSZH) | CommScope® | Propel ¦ SYSTIMAX ULL |  | Fiber trunk cable assembly
UQGMWMWGD |  | Base Product | Ultra Low Loss (ULL) Singlemode MPO12 Push-Pull(Unpinned) to MPO12 Push-Pull (Unpinned), Fiber Extension Cable Assembly, 12-Fiber, Plenum | CommScope® | SYSTIMAX ULL |  | Fiber array cable assembly
AQGMYMWGD |  | Base Product | Ultra Low Loss (ULL) Singlemode MPO12 Push-Pull (Pinned) to MPO12 Push-Pull (Unpinned), Fiber Extension Cable Assembly, 12-Fiber, Plenum. Method A | CommScope® | SYSTIMAX ULL |  | Fiber array cable assembly
URXMVMVGD |  | Base Product | Ultra Low Loss (ULL) OM4 MPO12 APC (Unpinned) to MPO12 APC (Unpinned), Fiber Extension Cable Assembly, 12-Fiber, Low Smoke Zero Halogen | CommScope® | SYSTIMAX ULL |  | Fiber array cable assembly
ARGRPLA7R |  | Base Product | Ultra Low Loss Method A Singlemode MPO16 Non-Pinned to LC/APC, Fiber Cable Assembly, Low Smoke Zero Halogen/Riser | CommScope® | Propel ¦ SYSTIMAX ULL |  | Fiber array cable assembly
XPND-SPLICE-CASSETTES |  | Base Product | CommScope XPND™ Singlemode Splice Cassette, stranded |  | CommScope XPND™ |  | Fiber cassette with pigtails
UJGMPMPCP |  | Base Product | Ultra Low Loss ULL TeraSPEED® MPO(Unpinned) to MPO(Unpinned) Pre-terminated Trunk Cable, MPO12, 288-Fiber, LSZH, 12 fiber PmP 2.0 mm Dca | CommScope® | SYSTIMAX ULL |  | Fiber trunk cable assembly
XPPCSRJ/J |  | Base Product | CommScope XPND™ Singlemode SC/APC to SC/APC, Fiber Patch Cord, 1.6 mm Simplex, Dual Rated LSZH/Riser | CommScope® | SYSTIMAX InstaPATCH® 360 | XPPC | Fiber patch cord ¦ simplex
XPPCSR7/7 |  | Base Product | CommScope XPND™ Singlemode SC/UPC to SC/UPC, Fiber Patch Cord, 1.6 mm Simplex, Dual Rated LSZH/Riser | CommScope® | SYSTIMAX InstaPATCH® 360 | XPPC | Fiber patch cord ¦ simplex
UQGQWQWJ8 |  | Base Product | Ultra Low Loss (ULL) Singlemode MPO8 (Unpinned) Push-Pull to MPO8 (Unpinned) Push-Pull, Fiber Extension Cable Assembly, 8-Fiber, Plenum | CommScope® | SYSTIMAX ULL |  | Fiber array cable assembly
UQGRWRW7R |  | Base Product | Ultra Low Loss (ULL) Singlemode G.657.A2 MPO16 (Non-Pinned) Push-Pull to MPO16 (Non-Pinned) Push-Pull, Fiber Array Cable Assembly, 16-Fiber, Plenum | CommScope® | Propel ¦ SYSTIMAX ULL |  | Fiber array cable assembly
FACT-WR |  | Base Product | FACT® WR Fiber Entrance Wall Cabinet | CommScope® | FACT® | FACT | Fiber entrance cabinet
UNGRXQX3W |  | Base Product | Ultra Low Loss (ULL) Singlemode G.657.A2 MPO16 (Pinned) to MPO8 (Pinned), Fiber Ruggedized Fanout Cable Assembly, 576-Fiber, Dual Rated (OFNR/LSZH) | CommScope® | Propel ¦ SYSTIMAX ULL |  | Ruggedized fanout
XPND-SPLITTER-MODULES |  | Base Product | XPND Splitter Modules |  |  | XPND | Splitter module | Build America Buy America (BABA) compliant*
UJGMWMWCF |  | Base Product | Ultra Low Loss (ULL) Singlemode MPO12 (Non-Pinned) Push Pull to MPO12 (Non-Pinned) Push Pull, Fiber Trunk Cable Assembly, 24-Fiber, Dual Rated (OFNR/LSZH) | CommScope® | Propel |  | Fiber trunk cable assembly
UJGMWMWCG |  | Base Product | Ultra Low Loss (ULL) Singlemode MPO12 (Non-Pinned) Push Pull to MPO12 (Non-Pinned) Push Pull, Fiber Trunk Cable Assembly, 36-Fiber, Dual Rated (OFNR/LSZH) | CommScope® | Propel |  | Fiber trunk cable assembly
UJGMWMWCL |  | Base Product | Ultra Low Loss (ULL) Singlemode MPO12 (Non-Pinned) Push Pull to MPO12 (Non-Pinned) Push Pull, Fiber Trunk Cable Assembly, 96-Fiber, Dual Rated (OFNR/LSZH) | CommScope® | Propel |  | Fiber trunk cable assembly
UJGMWMWCP |  | Base Product | Ultra Low Loss (ULL) Singlemode MPO12 (Non-Pinned) Push Pull to MPO12 (Non-Pinned) Push Pull, Fiber Trunk Cable Assembly, 288-Fiber, Dual Rated (OFNR/LSZH) | CommScope® | Propel |  | Fiber trunk cable assembly
UJGMWMWCN |  | Base Product | Ultra Low Loss (ULL) Singlemode MPO12 (Non-Pinned) Push Pull to MPO12 (Non-Pinned) Push Pull, Fiber Trunk Cable Assembly, 192-Fiber, Dual Rated (OFNR/LSZH) | CommScope® | Propel |  | Fiber trunk cable assembly
UJGMYMYCH |  | Base Product | Ultra Low Loss (ULL) Singlemode MPO12 (Pinned) Push Pull to MPO12 (Pinned) Push Pull, Fiber Trunk Cable Assembly, 48-Fiber, Dual Rated (OFNR/LSZH) | CommScope® | Propel |  | Fiber trunk cable assembly
UJGMYMYCK |  | Base Product | Ultra Low Loss (ULL) Singlemode MPO12 (Pinned) Push Pull to MPO12 (Pinned) Push Pull, Fiber Trunk Cable Assembly, 72-Fiber, Dual Rated (OFNR/LSZH) | CommScope® | Propel |  | Fiber trunk cable assembly
URGMWMWUD |  | Base Product | Ultra Low Loss (ULL) Singlemode MPO12 (Non-Pinned) Push Pull to MPO12 (Non-Pinned) Push Pull, Fiber Array Cable Assembly, 12-Fiber, Dual Rated (OFNR/LSZH) | CommScope® | Propel |  | Fiber array cable assembly
XPND-RAPID-REEL-MODULES |  | Base Product | XPND Rapid Reel Modules |  | CommScope XPND™ | XPND | Fiber cabled module
UJGQWQYTH |  | Base Product | Ultra Low Loss (ULL) Singlemode MPO8 (Non-Pinned) Push Pull to MPO8 (Pinned) Push Pull, Fiber Trunk Cable Assembly, 48-Fiber, Dual Rated (OFNR/LSZH) | CommScope® | Propel |  | Fiber trunk cable assembly
FPS-SPL1CJJ |  | Variant of LSX-SPLTR-MODULES | LGX Fiber Optic Splitter Module, 1 x 16, 9 in, SC/APC, singlemode |  |  | LGX | Splitter module
FGS-MHXP-M |  | Variant of FGS-MHXP | FiberGuide® Horizontal Cross, 4x18in, Yellow |  | FiberGuide® |  | Cross
FGS-MHXP-M/F |  | Variant of FGS-MHXP | FiberGuide® Horizontal Cross with Dual 4x18in and Dual 4x12in Exits, Yellow |  | FiberGuide® |  | Cross
FGS-MHXP-M/H |  | Variant of FGS-MHXP | FiberGuide® Horizontal Cross with Dual 4x18in and Dual 4x24in Exits, Yellow |  | FiberGuide® |  | Cross
760252457 | OCP-LF-02MALEN-XX-WH | Variant of OCP | Fiber Optic Pigtail, Simplex, Singlemode, LC/UPC to Stub, 0.9 mm diameter, 2 m, loose buffered cable |  |  | OCP | Fiber pigtail ¦ jacketed
FGS-MH4E-M |  | Variant | FiberGuide® 45° Horizontal Elbow, 4x18in, Yellow |  | FiberGuide® |  | Elbow
760259208 | MFPS-KHD-P-SIS2-048-ES00 | Variant of MFPS-PANELS | MFPS Fiber Optic panel, 1RU, 48 fibers/RU, splice/patch, SMOUV/front patch cords orientation to the right, 48 SC/APC, grade C | CommScope® |  | MFPS | Fiber patch/splice panel
760258493 | FACT-3ESPLA12HD | Variant of FACT-SPLICE-CHASSIS | FACT® Fiber Optic Splice Chassis, gray, 3E high, loaded with 36 trays for holding up to 12 ANT type splices per tray | CommScope® | FACT® | FACT | Fiber splice chassis
EH0108-001 | OCP-S1-15DASEN-XX-AP | Variant of OCP | Fiber Optic Pigtail, Single fiber white color, Singlemode, SC/UPC to Stub, 0.9 mm diameter, 1.5 m |  |  | OCP | Fiber pigtail ¦ jacketed
EH0108-002 | OCP-S2-15DASEN-XX-AP | Variant of OCP | Fiber Optic Pigtail, Single fiber white color, Singlemode, SC/APC to Stub, 0.9 mm diameter, 1.5 m |  |  | OCP | Fiber pigtail ¦ jacketed
EH0194-007 | OCP-S5-15DGSEN-XX-(12)-AP | Variant of OCP | Fiber Optic Pigtail, 12 color kit, OM4, SC to Stub, 0.9 mm diameter, 1.5 m |  |  | OCP | Fiber pigtail ¦ jacketed
760258357 | PPL-FA-5U-VCM | Variant of PROPEL-XFRAME-PANELS | Propel 5RU front access fiber panel with cable trough for Propel XFrame. Accepts 24, 16 fiber or 48, 8 fiber Propel ULL modules, splice cassettes or 8 port/4 port adapter packs | CommScope® | Propel | PPL | Fiber patch panel
760258349 | PPL-FRAME-KT-WDRS | Variant of PROPEL-XFRAME | Propel XFrame with Doors. Includes Frame components with spools, back panels & 2 locking doors with keys; no side panels, 40RU | CommScope® | Propel | PPL | Frame
FGSB-MSHS-B10 |  | Variant of FGS-MSHS | FiberGuide® Horizontal Straight Section, 4x6in, Black |  | FiberGuide® |  | Straight section
760252318 | FACT-1ELHPL2R | Variant of FACT-PATCH-SPLICE-CHASSIS | FACT® Fiber Optic Patch/Splice Chassis, gray, 1E high, 48-port, singlemode, loaded with LC/APC adapters and C-grade pigtails ribbonized for splicing with 12f RR, left-hand patch | CommScope® | FACT® | FACT | Fiber patch/splice chassis
760240495 | FACT-3ELHPLGS | Variant of FACT-PATCH-SPLICE-CHASSIS | FACT® Fiber Optic Patch/Splice Chassis, gray, 3E high, 144-port, singlemode, loaded with LC/APC adapters and B-grade pigtails, SMOUV splice tray type, left-hand patch | CommScope® | FACT® | FACT | Fiber patch/splice chassis
XP-RM1U-4C |  | Variant of XPND-PANELS | CommScope XPND™ 1Ru empty panel, accepts 4 XPND modular cassettes, providing up to 48 SC ports or 96 LC ports |  | CommScope XPND™ |  | Fiber patch panel
XP-PPL |  | Variant of XPND-ADAPTER-PACKS | CommScope XPND™ fiber pass through adapter pack, singlemode, 12 SC APC |  | CommScope XPND™ |  | Fiber patch cassette
XP-PP7 |  | Variant of XPND-ADAPTER-PACKS | CommScope XPND™ fiber pass through adapter pack, singlemode, 12 SC UPC |  | CommScope XPND™ |  | Fiber patch cassette
XP-PS8-S |  | Variant of XPND-SPLICE-CASSETTES | CommScope XPND™ Singlemode Splice Cassette, stranded, 24 LC/UPC |  | CommScope XPND™ |  | Fiber cassette with pigtails
XP-PS8-R |  | Variant of XPND-SPLICE-CASSETTES | CommScope XPND™ Singlemode Splice Cassette, ribbon, 24 LC/UPC |  | CommScope XPND™ |  | Fiber cassette with ribbon pigtail
FGSB-MHRT-M |  | Variant of FGS-MHRT | FiberGuide® Horizontal T, 4x18in, Black |  | FiberGuide® |  | Tee
760253213 | FACT-1EPATHDSC | Variant of FACT-PATCH-CHASSIS | FACT® Fiber Optic High Density Patch Chassis, gray, 1E high, 36-port, singlemode, holding 2 hinged trays loaded with SC adapterpacks | CommScope® | FACT® | FACT | Fiber patch chassis
760258368 | PPL-FRAME-TROUGH-KT | Variant of PROPEL-XFRAME-ACCESSORIES | Propel XFrame Top Trough | CommScope® | Propel | PPL | Jumper trough
760258348 | PPL-FRAME-SPLC-KT | Variant of PROPEL-XFRAME-ACCESSORIES | Propel XFrame Splicing Kit | CommScope® | Propel | PPL | Splice kit
FGS-MU4E-M |  | Variant | FiberGuide® 45° Up Elbow, 4x18in, Yellow |  | FiberGuide® |  | Elbow
FGS-MD9E-M |  | Variant | FiberGuide® 90° Down Elbow, 4 in x 18 in, yellow |  | FiberGuide® |  | Elbow
FGS-LOCK-F |  | Variant | FiberGuide® Secure Locking Kit, 4x12in, Black |  | FiberGuide® |  | Accessory
760261321 | PPL-CM-16AU-8AP-2X4-OM4-BEU | Variant of PROPEL-MODULES | Propel ULL Multimode OM4 Conversion Module, (2) MPO-16/APC non-pinned ports rear, (4) MPO-8/APC pinned ports front | SYSTIMAX® | Propel | PPL | Fiber module
760260297 | FACT-WR-28E | Variant of FACT-WR | FACT® Sealed Wall mountable Rack, to mount 28E FACT chassis, ports: 672 SC/1344 LC splice: 2016 single splices / 4032 ribbon splices |  | FACT® | FACT | Fiber entrance cabinet
760255815 | PPL-AP-24-LA-SM | Variant of PROPEL-ADAPTER-PACKS | Propel pass-through adapter pack, singlemode, 12 duplex LC/APC ports | CommScope® | Propel | PPL | Fiber adapter pack
E-501-LGX-HD |  | Variant of LSX-ODF | LGX Fiber Optic Distribution Frame, 7 ft, unloaded, putty white |  |  | LGX | Frame
760257712 | MFPS-KHD-P-SIEC-012 | Variant of MFPS-PANELS | MFPS Fiber Optic panel, 1RU, 48 fibers/RU, splice/patch, SMOUV/front patch cords orientation to the right, 12 LSH/APC, grade B | CommScope® |  | MFPS | Fiber patch/splice panel
760257713 | MFPS-KHD-P-SIEC-024 | Variant of MFPS-PANELS | MFPS Fiber Optic panel, 1RU, 48 fibers/RU, splice/patch, SMOUV/front patch cords orientation to the right, 24 LSH/APC, grade B | CommScope® |  | MFPS | Fiber patch/splice panel
LSX-1L/0HB031 |  | Variant of LSX-CHASSIS | LSX Fiber Termination Chassis 1 RU, 24 - SC/APC, Singlemode IFC Stranded, 31 Meters, Far end connection Stub | CommScope® |  | LSX | Fiber patch chassis ¦ with IFC cable
760254719 | PPL-AP-12-MPO-ALL-A | Variant of PROPEL-ADAPTER-PACKS | Propel pass-through adapter pack, 12 MPO8-12-24 ports, Type A | CommScope® | Propel | PPL | Fiber adapter pack
760254717 | PPL-AP-6-MPO-ALL-A | Variant of PROPEL-ADAPTER-PACKS | Propel pass-through adapter pack, 6 MPO8-12-24 ports, Type A | CommScope® | Propel | PPL | Fiber adapter pack
LX1SXG08AAN |  | Variant of CEX-WDM-MOD | Single Width LGX Module, CEx 5, 8 circuits, LC/APC connectors |  |  | LGX | Coexistence Element (CEx) | Build America Buy America (BABA) compliant*
LX1SXG04CCN |  | Variant of CEX-WDM-MOD | Single Width LGX Module, CEx 5, 4 circuits, SC/APC connectors |  |  | LGX | Coexistence Element (CEx) | Build America Buy America (BABA) compliant*
BUDI-R24NC1529D |  | Variant of BUDI-R | BUDI™ Rapid Terminal, 24-position, SC/UPC, Indoor/Outdoor riser cable, no connector at far end, 500 ft | CommScope® | BUDI™ ¦ RapidReel® | BUDI-R | Rapid distribution terminal
BUDI-R24JC0309A |  | Variant of BUDI-R | BUDI™ Rapid Terminal, 24-position, SC/APC, Indoor/Outdoor riser cable, MPO at far end, 100 ft | CommScope® | BUDI™ ¦ RapidReel® | BUDI-R | Rapid distribution terminal
BUDI-R24JC0919A |  | Variant of BUDI-R | BUDI™ Rapid Terminal, 24-position, SC/APC, Indoor/Outdoor riser cable, MPO at far end, 300 ft | CommScope® | BUDI™ ¦ RapidReel® | BUDI-R | Rapid distribution terminal
BUDI-R24JC0159A |  | Variant of BUDI-R | BUDI™ Rapid Terminal, 24-position, SC/APC, Indoor/Outdoor riser cable, MPO at far end, 50 ft | CommScope® | BUDI™ ¦ RapidReel® | BUDI-R | Rapid distribution terminal
760253640 | FACT-1ESXHPP132000L2 | Variant of FACT-SPLITTER-CHASSIS | FACT® splitter chassis, gray, 1E high with high quality factory installed 1x32 splitter, LC/APC, 2 circuits, symmetrical, low loss planar |  | FACT® | FACT | Fiber splitter chassis
760252886 | FACT-1ESRHPP164A00L2 | Variant of FACT-SPLITTER-CHASSIS | FACT® splitter chassis, gray, 1E high with high quality factory installed 1x64 splitter, LC/APC, 1 circuit, symmetrical, low loss planar |  | FACT® | FACT | Fiber splitter chassis
760252887 | FACT-1ESLHPP164A00L2 | Variant of FACT-SPLITTER-CHASSIS | FACT® splitter chassis, gray, 1E high with high quality factory installed 1x64 splitter, LC/APC, 1 circuit, symmetrical, low loss planar |  | FACT® | FACT | Fiber splitter chassis
760253969 | FACT-1ESXHPP10400L2 | Variant of FACT-SPLITTER-CHASSIS | FACT® splitter chassis, gray, 1E high with high quality factory installed 1x4 splitters, LC/APC, 14 circuits, symmetrical, planar |  | FACT® | FACT | Fiber splitter chassis
760254636 | FACT-2ESPLR02 | Variant of FACT-SPLICE-CHASSIS | FACT® Fiber Optic Splice Chassis, gray, 2E high, loaded with 12 trays for holding up to 2x12 ribbon SMOUV type splices per tray | CommScope® | FACT® | FACT | Fiber splice chassis
760254639 | FACT-5ESPLR02 | Variant of FACT-SPLICE-CHASSIS | FACT® Fiber Optic Splice Chassis, gray, 5E high, loaded with 30 trays for holding up to 2x12 ribbon SMOUV type splices per tray | CommScope® | FACT® | FACT | Fiber splice chassis
760254640 | FACT-6ESPLR02 | Variant of FACT-SPLICE-CHASSIS | FACT® Fiber Optic Splice Chassis, gray, 6E high, loaded with 36 trays for holding up to 2x12 ribbon SMOUV type splices per tray | CommScope® | FACT® | FACT | Fiber splice chassis
NG4-VMKLF4A |  | Variant of NG4-MON-MODULES | NG4access® Module VAM, Monitoring, 90/10, singlemode, LC/UPC, front, left, 4 circuits |  | NG4access® | FACT ¦ NG4 | Monitoring module | Build America Buy America (BABA) compliant*
FGS-HDSI-F/A2 |  | Variant | FiberGuide® 12" Express Exit Insert Reducer, 4x12 to 2 4x4in , Black |  | FiberGuide® |  | Drop kit
FGS-HDSI-F/DS-AH |  | Variant | FiberGuide® Downspout 4X12 Insert Reducer, 4x6in to 4x4in horizontal, Black |  | FiberGuide® |  | Drop kit
FGS-HDSI-F/DS-AV |  | Variant | FiberGuide® Downspout 4X12 Insert Reducer, 4x6in to 4x4in, slotted Black |  | FiberGuide® |  | Drop kit
1-2160485-0 | OCJ-LG-10MASIA-SG | Variant of OCJ | Fiber Optic Patch Cord, Simplex, Singlemode, LC/APC to SC/APC, yellow, 10 m |  |  | OCJ | Fiber patch cord ¦ simplex
1-2160832-0 | OCJ-SG-10MASIA-SG | Variant of OCJ | Fiber Optic Patch Cord, Simplex, Singlemode, SC/APC to SC/APC, yellow, 10 m |  |  | OCJ | Fiber patch cord ¦ simplex
PPLUJX8LCUCL |  | Variant of PROPEL-CABLED-MODULES | Propel ULL Multimode OM4 Cabled Module, 12x8 duplex LC Propel module on End A to Stub on End B, 96 fiber LSZH Trunk, Method B Enhanced |  | Propel | PPL | Fiber cabled module
PPLUGGFLC2XM |  | Variant of PROPEL-CABLED-MODULES | Propel ULL Singlemode Cabled Module, 6x2f duplex LC Propel module on End A to 1x24f MPO/UPC pinned on End B, 144 fiber Plenum Trunk, Method B Enhanced |  | Propel | PPL | Fiber cabled module
PPLUGGFLCLCF |  | Variant of PROPEL-CABLED-MODULES | Propel ULL Singlemode Cabled Module, 1x2f duplex LC Propel module on End A to 1x24 on End B, 24 fiber Plenum Trunk, Method B Enhanced |  | Propel | PPL | Fiber cabled module
PPLUJX8LCUCN |  | Variant of PROPEL-CABLED-MODULES | Propel ULL Multimode OM4 Cabled Module, 24x8 duplex LC Propel module on End A to Stub on End B, 192 fiber LSZH Trunk, Method B Enhanced |  | Propel | PPL | Fiber cabled module
PPLUJX8LCUCS |  | Variant of PROPEL-CABLED-MODULES | Propel ULL Multimode OM4 Cabled Module, 4x8 duplex LC Propel module on End A to Stub on End B, 32 fiber LSZH Trunk, Method B Enhanced |  | Propel | PPL | Fiber cabled module
PPLUJXDLCLCD |  | Variant of PROPEL-CABLED-MODULES | Propel ULL Multimode OM4 Cabled Module, 1x12 duplex LC Propel module on End A to 1x12 on End B, 12 fiber LSZH Trunk, Method B Enhanced |  | Propel | PPL | Fiber cabled module
PPLUJXDLCLCG |  | Variant of PROPEL-CABLED-MODULES | Propel ULL Multimode OM4 Cabled Module, 3x12 duplex LC Propel module on End A to 3x12 on End B, 36 fiber LSZH Trunk, Method B Enhanced |  | Propel | PPL | Fiber cabled module
760253798 | PPL-4U-HD-FX | Variant of PROPEL-PANELS | Propel 4RU fixed tray fiber panel, accepts Propel ULL modules or adapter packs, providing up to 192 duplex LC ports, 192 MPO ports or 384 SN ports (768f) | CommScope® | Propel | PPL | Fiber patch panel
760254865 | PPL-1U-HD-FX-OPEN | Variant of PROPEL-PANELS | Propel 1RU fixed tray open fiber panel, accepts Propel components, providing up to 48 duplex LC ports, 48 MPO ports or 96 SN ports (192f) | CommScope® | Propel | PPL | Fiber patch panel
760255954 | PPL-2U-W | Variant of PROPEL-PANELS | Propel 2RU sliding tray white fiber panel, accepts Propel ULL modules or adapter packs, providing up to 144 duplex LC ports, 144 MPO ports or 288 SN ports (576f) | CommScope® | Propel | PPL | Fiber patch panel
760255955 | PPL-4U-W | Variant of PROPEL-PANELS | Propel 4RU sliding tray white fiber panel, accepts Propel ULL modules or adapter packs, providing up to 288 duplex LC ports, 288 MPO ports or 576 SN ports (1152f) | CommScope® | Propel | PPL | Fiber patch panel
FGS-U-BRKT-12-KIT4 |  | Variant | FiberGuide® 12 inch U-Bracket Divider Kit of 4, Black |  | FiberGuide® |  | Accessory
760254306 | FACT-3ERHPL1S-075CH | Variant of FACT-CABLED-CHASSIS | FACT® Fiber Optic Pre-cabled Chassis, gray, 3E high, 144-port, singlemode, loaded with LC/UPC adapters and pre-cabled yellow indoor micro-tube cable, 75 meters | CommScope® | FACT® | FACT | Fiber patch chassis ¦ with indoor cable
760254307 | FACT-3ERHPL1S-100CH | Variant of FACT-CABLED-CHASSIS | FACT® Fiber Optic Pre-cabled Chassis, gray, 3E high, 144-port, singlemode, loaded with LC/UPC adapters and pre-cabled yellow indoor micro-tube cable, 100 meters | CommScope® | FACT® | FACT | Fiber patch chassis ¦ with indoor cable
760254311 | FACT-3ERHPL2S-075CH | Variant of FACT-CABLED-CHASSIS | FACT® Fiber Optic Pre-cabled Chassis, gray, 3E high, 144-port, singlemode, loaded with LC/APC adapters and pre-cabled yellow indoor micro-tube cable, 75 meters | CommScope® | FACT® | FACT | Fiber patch chassis ¦ with indoor cable
760254312 | FACT-3ERHPL2S-100CH | Variant of FACT-CABLED-CHASSIS | FACT® Fiber Optic Pre-cabled Chassis, gray, 3E high, 144-port, singlemode, loaded with LC/APC adapters and pre-cabled yellow indoor micro-tube cable, 100 meters | CommScope® | FACT® | FACT | Fiber patch chassis ¦ with indoor cable
760250548 | FACT-3ERHPLGS-050CH | Variant of FACT-CABLED-CHASSIS | FACT® Fiber Optic Pre-cabled Chassis, gray, 3E high, 144-port, singlemode, loaded with LC/APC adapters and pre-cabled yellow indoor micro-tube cable, 50 meters | CommScope® | FACT® | FACT | Fiber patch chassis ¦ with indoor cable
760254119 | FACT-3ERHPLGS-075CH | Variant of FACT-CABLED-CHASSIS | FACT® Fiber Optic Pre-cabled Chassis, gray, 3E high, 144-port, singlemode, loaded with LC/APC adapters and pre-cabled yellow indoor micro-tube cable, 75 meters | CommScope® | FACT® | FACT | Fiber patch chassis ¦ with indoor cable
760244245 | FACT-3ERHPL1S-100OH | Variant of FACT-CABLED-CHASSIS | FACT® Fiber Optic Pre-cabled Chassis, gray, 3E high, 144-port, singlemode, loaded with LC/UPC adapters and pre-cabled black indoor/outdoor micro-sheath cable, 100 meters | CommScope® | FACT® | FACT | Fiber patch chassis ¦ with indoor cable
760245339 | FACT-3ERHPL2S-150OH | Variant of FACT-CABLED-CHASSIS | FACT® Fiber Optic Pre-cabled Chassis, gray, 3E high, 144-port, singlemode, loaded with LC/APC adapters and pre-cabled black indoor/outdoor micro-sheath cable, 150 meters | CommScope® | FACT® | FACT | Fiber patch chassis ¦ with indoor cable
FGS-MH9E-M |  | Variant | FiberGuide® 90° Horizontal Elbow, 4x18in, Yellow |  | FiberGuide® |  | Elbow
707550-000 | FIST-GCO2-BE6-NN | Variant of FIST-GCO2-B | FIST® GC02 Fiber Optic Splice Closure, Heat Shrink or Gold Gel Cable sealing, size BE, no pre-installed fiber trays, 6 round ports + 1 oval port |  | FIST® | FIST-GCO2 | Single-ended ¦ round fiber closure
742376-000 | FIST-GCO2-BE6-NV | Variant of FIST-GCO2-B | FIST® GC02 Fiber Optic Splice Closure, Heat Shrink or Gold Gel Cable sealing, size BE, no pre-installed fiber trays, 6 round ports + 1 oval port, with test valve |  | FIST® | FIST-GCO2 | Single-ended ¦ round fiber closure
615598-000 | FIST-GCO2-BD6-NN | Variant of FIST-GCO2-B | FIST® GC02 Fiber Optic Splice Closure, Heat Shrink or Gold Gel Cable sealing, size BD, no pre-installed fiber trays, 6 round ports + 1 oval port |  | FIST® | FIST-GCO2 | Single-ended ¦ round fiber closure
664464-000 | FIST-GCO2-BC16-NV | Variant of FIST-GCO2-B | FIST® GC02 Fiber Optic Splice Closure, Heat Shrink or Gold Gel Cable sealing, size BC, no pre-installed fiber trays, 16 round ports + 1 oval port without grounding, with test valve |  | FIST® | FIST-GCO2 | Single-ended ¦ round fiber closure
669976-000 | FIST-GCO2-BE16-NV | Variant of FIST-GCO2-B | FIST® GC02 Fiber Optic Splice Closure, Heat Shrink or Gold Gel Cable sealing, size BE, no pre-installed fiber trays, 16 round ports + 1 oval port, with test valve |  | FIST® | FIST-GCO2 | Single-ended ¦ round fiber closure
691396-000 | FIST-GCO2-BD6-GN | Variant of FIST-GCO2-B | FIST® GC02 Fiber Optic Splice Closure, Heat Shrink or Gold Gel Cable sealing, size BD, no pre-installed fiber trays, 6 round ports + 1 oval port |  | FIST® | FIST-GCO2 | Single-ended ¦ round fiber closure
760235171 | MFPS-KXD-P-SIL1-96 | Variant of MFPS-PANELS | MFPS Fiber Optic panel, 1RU, 96 fibers/RU, splice/patch, SMOUV/front patch cords orientation to the right, 96 LC/UPC, grade C | CommScope® |  | MFPS | Fiber patch/splice panel
760235535 | MFPS-IHD-P-PNL2-144 | Variant of MFPS-PANELS | MFPS Fiber Optic panel, 3RU, 48 fibers/RU, patch/patch, front patch cords orientation to the right, 144 LC/APC | CommScope® |  | MFPS | Fiber patch panel
760235536 | MFPS-IXD-P-PNL2-288 | Variant of MFPS-PANELS | MFPS Fiber Optic panel, 3RU, 96 fibers/RU, patch/patch, front patch cords orientation to the right, 288 LC/APC | CommScope® |  | MFPS | Fiber patch panel
760235534 | MFPS-IHD-P-SIL2-144 | Variant of MFPS-PANELS | MFPS Fiber Optic panel, 3RU, 48 fibers/RU, splice/patch, SMOUV/front patch cords orientation to the right, 144 LC/APC, Grade C | CommScope® |  | MFPS | Fiber patch/splice panel
CX6271-000 | BUDI-S-SEAL-4X10-LP | Variant | BUDI™ Fiber Optic Wrap around Cable Sealing Kit for up to 4 cables with a cable diameter of max 10 mm, loop cable bracket included |  | BUDI™ | BUDI-S | Seal
760236276 | BUDI-S-SEAL-4X15-LP | Variant | BUDI™ Fiber Optic Wrap around Cable Sealing Kit for up to 4 cables with a cable diameter of max 15 mm, loop cable bracket included |  | BUDI™ | BUDI-S | Seal
CZ6481-000 | BUDI-M-SEAL-6X15-LP | Variant | BUDI™ Fiber Optic Wrap around Cable Sealing Kit for up to 6 cables with a cable diameter of max 15 mm, loop cable bracket included |  | BUDI™ | BUDI-M | Seal
FGSB-FLEXV-4F-A2C |  | Variant of FGS-FLEXV | FiberGuide® FlexVertical Dual Kit, 4x4 to Dual 2x2in, 4ft Length, Black |  | FiberGuide® |  | Drop kit
FGSB-FLEXVAD-7F-C |  | Variant of FGS-FLEXV | FiberGuide® FlexVertical Kit, 2x2in, 7ft Length, Black |  | FiberGuide® |  | Drop kit
FGS-KT03-B-15F |  | Variant | FiberGuide® Dual 2in Flex Tube Attachment, 4x6in, 15ft Length, Yellow |  | FiberGuide® |  | Convoluted tube
FGS-KT03-B4-0F |  | Variant | FiberGuide® Quad 2in Flex Tube Attachment, 4x6in, Yellow |  | FiberGuide® |  | Drop kit
RCP-1K2PU006100 |  | Variant of RAPID-FIBER-PANELS | RapidFiber® Termination Panel, 24-Position 1RU, singlemode, LC/UPC to stub, 61 m | CommScope® | RapidFiber® | RCP | Fiber patch panel ¦ with rapid cable
RCP-1K4PUE09200 |  | Variant of RAPID-FIBER-PANELS | RapidFiber® Termination Panel, 48-Position 1RU, singlemode, LC/UPC to MPO, 92 m | CommScope® | RapidFiber® | RCP | Fiber patch panel ¦ with rapid cable
RCP-1K4PUE12200 |  | Variant of RAPID-FIBER-PANELS | RapidFiber® Termination Panel, 48-Position 1RU, singlemode, LC/UPC to MPO, 122 m | CommScope® | RapidFiber® | RCP | Fiber patch panel ¦ with rapid cable
RCP-3KAPU003100 |  | Variant of RAPID-FIBER-PANELS | RapidFiber® Termination Panel, 144-Position 3RU, singlemode, LC/UPC to stub, 31 m | CommScope® | RapidFiber® | RCP | Fiber patch panel ¦ with rapid cable
RCP-C1K4PUK06100 |  | Variant of RAPID-FIBER-PANELS | RapidFiber® Termination Panel, 48-Position 1RU, singlemode, LC/UPC to LC/UPC, spool, 61 m | CommScope® | RapidFiber® | RCP | Fiber patch panel ¦ with rapid cable
RCP-C1K4PUK09200 |  | Variant of RAPID-FIBER-PANELS | RapidFiber® Termination Panel, 48-Position 1RU, singlemode, LC/UPC to LC/UPC, spool, 92 m | CommScope® | RapidFiber® | RCP | Fiber patch panel ¦ with rapid cable
FGSB-KTW1-JB |  | Variant | FiberGuide® Vertical Duct Kit with 4in Slot Spacing and Hinged Cover, 2x2in, Black |  | FiberGuide® |  | Slotted vertical with hinged cover
FGSB-KTW1-JN |  | Variant | FiberGuide® Vertical Duct Kit and Hinged Cover, 2x2in, Black |  | FiberGuide® |  | Solid vertical with hinged cover
FGSB-KTW4-C |  | Variant | FiberGuide® Solid Vertical Duct Kit with Snap-On Cover, 2x2in, Black |  | FiberGuide® |  | Solid vertical with snap-on cover
FGSB-MHIS-A/H |  | Variant | FiberGuide® 4in Cut-in T for 4x18 and 4x24in, Black |  | FiberGuide® |  | Tee
FGSB-MSHS-E |  | Variant | FiberGuide® Vertical Straight Section with Slots, 4x2in, Black |  | FiberGuide® |  | Slotted vertical
FGSB-MSHS-H10 |  | Variant of FGS-MSHS | FiberGuide® Horizontal Straight Section, 4x24in, 10ft Length, Black |  | FiberGuide® |  | Straight section
FGS-HETP-F-1/2 |  | Variant | FiberGuide® Existing Threaded Rod Trapeze Bracket Kit, 1/2in for 4x12in System |  | FiberGuide® |  | Support mounting kit
FGS-HNTP-F-14MM |  | Variant | FiberGuide® New Threaded Rod Trapeze Bracket Kit, 14mm for 4x12in System |  | FiberGuide® |  | Support mounting kit
FGS-HNTR-F-14MM |  | Variant | FiberGuide® New Threaded Rod Bracket Kit, 14mm for 4x12in System |  | FiberGuide® |  | Support mounting kit
FGS-MEXP-LP-G-NC |  | Variant | FiberGuide® 2-Inch Low-Profile ( 2-inch Depth ) Express Exit™, 2x6in, Yellow, No Cover Included |  | FiberGuide® |  | Express exit
1RU-SP3132001 | 1RU SPLTR PNL 1X32 APC/SC | Variant of 1RU-SPLTR-PNLS | 1RU panel, 1X32 split ratio, 1 splitter, SC/APC connectors |  |  | 1RU | Splitter patch panel | Build America Buy America (BABA) compliant*
760242717 | NG4-FLXACCSMCMP | Variant of NG4-CHASSIS-ACCESSORIES | NG4access® Cable Clamp Kit, for cables with a diameter range of 10 mm (0.4”) to 30 mm (1.2”), Kit of 2 |  |  |  | Cable clamp
RCP-4KBPUE09200 |  | Variant of RAPID-FIBER-PANELS | RapidFiber® Termination Panel, 288-Position 4RU, singlemode, LC/UPC to MPO breakouts, 92m | CommScope® | RapidFiber® | RCP | Fiber patch panel ¦ with rapid cable
RCP-4KBPUE11400 |  | Variant of RAPID-FIBER-PANELS | RapidFiber® Termination Panel, 288-Position 4RU, singlemode, LC/UPC to MPO breakouts, 114m | CommScope® | RapidFiber® | RCP | Fiber patch panel ¦ with rapid cable
RCP-4KBPUE16000 |  | Variant of RAPID-FIBER-PANELS | RapidFiber® Termination Panel, 288-Position 4RU, singlemode, LC/UPC to MPO breakouts, 160m | CommScope® | RapidFiber® | RCP | Fiber patch panel ¦ with rapid cable
RCP-4ZBPUE06900 |  | Variant of RAPID-FIBER-PANELS | RapidFiber® Termination Panel, 288-Position 4RU, singlemode, LC/APC to MPO breakouts, 69m | CommScope® | RapidFiber® | RCP | Fiber patch panel ¦ with rapid cable
RCP-4ZBPUE11400 |  | Variant of RAPID-FIBER-PANELS | RapidFiber® Termination Panel, 288-Position 4RU, singlemode, LC/APC to MPO breakouts, 114m | CommScope® | RapidFiber® | RCP | Fiber patch panel ¦ with rapid cable
RCP-4ZBPUE16000 |  | Variant of RAPID-FIBER-PANELS | RapidFiber® Termination Panel, 288-Position 4RU, singlemode, LC/APC to MPO breakouts, 160m | CommScope® | RapidFiber® | RCP | Fiber patch panel ¦ with rapid cable
RCP-4ZBPUE20600 |  | Variant of RAPID-FIBER-PANELS | RapidFiber® Termination Panel, 288-Position 4RU, singlemode, LC/APC to MPO breakouts, 206m | CommScope® | RapidFiber® | RCP | Fiber patch panel ¦ with rapid cable
RCP-4ZBPUE22900 |  | Variant of RAPID-FIBER-PANELS | RapidFiber® Termination Panel, 288-Position 4RU, singlemode, LC/APC to MPO breakouts, 229m | CommScope® | RapidFiber® | RCP | Fiber patch panel ¦ with rapid cable
RCP-4KBPU002300 |  | Variant of RAPID-FIBER-PANELS | RapidFiber® Termination Panel, 288-Position 4RU, singlemode, LC/UPC to stub, 23m | CommScope® | RapidFiber® | RCP | Fiber patch panel ¦ with rapid cable
RCP-4KBPU006900 |  | Variant of RAPID-FIBER-PANELS | RapidFiber® Termination Panel, 288-Position 4RU, singlemode, LC/UPC to stub, 69m | CommScope® | RapidFiber® | RCP | Fiber patch panel ¦ with rapid cable
RCP-4KBPU020600 |  | Variant of RAPID-FIBER-PANELS | RapidFiber® Termination Panel, 288-Position 4RU, singlemode, LC/UPC to stub, 206m | CommScope® | RapidFiber® | RCP | Fiber patch panel ¦ with rapid cable
RCP-4KBPU022900 |  | Variant of RAPID-FIBER-PANELS | RapidFiber® Termination Panel, 288-Position 4RU, singlemode, LC/UPC to stub, 229m | CommScope® | RapidFiber® | RCP | Fiber patch panel ¦ with rapid cable
RCP-4ZBPU004600 |  | Variant of RAPID-FIBER-PANELS | RapidFiber® Termination Panel, 288-Position 4RU, singlemode, LC/APC to stub, 46m | CommScope® | RapidFiber® | RCP | Fiber patch panel ¦ with rapid cable
RCP-4ZBPU006900 |  | Variant of RAPID-FIBER-PANELS | RapidFiber® Termination Panel, 288-Position 4RU, singlemode, LC/APC to stub, 69m | CommScope® | RapidFiber® | RCP | Fiber patch panel ¦ with rapid cable
RCP-4ZBPU011400 |  | Variant of RAPID-FIBER-PANELS | RapidFiber® Termination Panel, 288-Position 4RU, singlemode, LC/APC to stub, 114m | CommScope® | RapidFiber® | RCP | Fiber patch panel ¦ with rapid cable
RCP-4ZBPU013700 |  | Variant of RAPID-FIBER-PANELS | RapidFiber® Termination Panel, 288-Position 4RU, singlemode, LC/APC to stub, 137m | CommScope® | RapidFiber® | RCP | Fiber patch panel ¦ with rapid cable
RCP-4ZBPU018300 |  | Variant of RAPID-FIBER-PANELS | RapidFiber® Termination Panel, 288-Position 4RU, singlemode, LC/APC to stub, 183m | CommScope® | RapidFiber® | RCP | Fiber patch panel ¦ with rapid cable
RCP-4ZBPU020600 |  | Variant of RAPID-FIBER-PANELS | RapidFiber® Termination Panel, 288-Position 4RU, singlemode, LC/APC to stub, 206m | CommScope® | RapidFiber® | RCP | Fiber patch panel ¦ with rapid cable
RCP-C4KBPUK02300 |  | Variant of RAPID-FIBER-PANELS | RapidFiber® Termination Panel, 288-Position 4RU, singlemode, LC/UPC to LC/UPC CMOD, 23m | CommScope® | RapidFiber® | RCP | Fiber patch panel ¦ with rapid cable
RCP-C4KBPUK04600 |  | Variant of RAPID-FIBER-PANELS | RapidFiber® Termination Panel, 288-Position 4RU, singlemode, LC/UPC to LC/UPC CMOD, 46m | CommScope® | RapidFiber® | RCP | Fiber patch panel ¦ with rapid cable
RCP-C4KBPUK13700 |  | Variant of RAPID-FIBER-PANELS | RapidFiber® Termination Panel, 288-Position 4RU, singlemode, LC/UPC to LC/UPC CMOD, 137m | CommScope® | RapidFiber® | RCP | Fiber patch panel ¦ with rapid cable
RCP-C4KBPUK16000 |  | Variant of RAPID-FIBER-PANELS | RapidFiber® Termination Panel, 288-Position 4RU, singlemode, LC/UPC to LC/UPC CMOD, 160m | CommScope® | RapidFiber® | RCP | Fiber patch panel ¦ with rapid cable
RCP-C4KBPUZ04600 |  | Variant of RAPID-FIBER-PANELS | RapidFiber® Termination Panel, 288-Position 4RU, singlemode, LC/UPC to LC/APC CMOD, 46m | CommScope® | RapidFiber® | RCP | Fiber patch panel ¦ with rapid cable
RCP-C4KBPUZ09200 |  | Variant of RAPID-FIBER-PANELS | RapidFiber® Termination Panel, 288-Position 4RU, singlemode, LC/UPC to LC/APC CMOD, 92m | CommScope® | RapidFiber® | RCP | Fiber patch panel ¦ with rapid cable
RCP-C4KBPUZ11400 |  | Variant of RAPID-FIBER-PANELS | RapidFiber® Termination Panel, 288-Position 4RU, singlemode, LC/UPC to LC/APC CMOD, 114m | CommScope® | RapidFiber® | RCP | Fiber patch panel ¦ with rapid cable
RCP-C4KBPUZ16000 |  | Variant of RAPID-FIBER-PANELS | RapidFiber® Termination Panel, 288-Position 4RU, singlemode, LC/UPC to LC/APC CMOD, 160m | CommScope® | RapidFiber® | RCP | Fiber patch panel ¦ with rapid cable
RCP-C4KBPUZ20600 |  | Variant of RAPID-FIBER-PANELS | RapidFiber® Termination Panel, 288-Position 4RU, singlemode, LC/UPC to LC/APC CMOD, 206m | CommScope® | RapidFiber® | RCP | Fiber patch panel ¦ with rapid cable
RCP-C4ZBPUK02300 |  | Variant of RAPID-FIBER-PANELS | RapidFiber® Termination Panel, 288-Position 4RU, singlemode, LC/APC to LC/UPC CMOD, 23m | CommScope® | RapidFiber® | RCP | Fiber patch panel ¦ with rapid cable
RCP-C4ZBPUK04600 |  | Variant of RAPID-FIBER-PANELS | RapidFiber® Termination Panel, 288-Position 4RU, singlemode, LC/APC to LC/UPC CMOD, 46m | CommScope® | RapidFiber® | RCP | Fiber patch panel ¦ with rapid cable
RCP-C4ZBPUK16000 |  | Variant of RAPID-FIBER-PANELS | RapidFiber® Termination Panel, 288-Position 4RU, singlemode, LC/APC to LC/UPC CMOD, 160m | CommScope® | RapidFiber® | RCP | Fiber patch panel ¦ with rapid cable
RCP-C4ZBPUK18300 |  | Variant of RAPID-FIBER-PANELS | RapidFiber® Termination Panel, 288-Position 4RU, singlemode, LC/APC to LC/UPC CMOD, 183m | CommScope® | RapidFiber® | RCP | Fiber patch panel ¦ with rapid cable
RCP-C4ZBPUK20600 |  | Variant of RAPID-FIBER-PANELS | RapidFiber® Termination Panel, 288-Position 4RU, singlemode, LC/APC to LC/UPC CMOD, 206m | CommScope® | RapidFiber® | RCP | Fiber patch panel ¦ with rapid cable
RCP-C4ZBPUZ02300 |  | Variant of RAPID-FIBER-PANELS | RapidFiber® Termination Panel, 288-Position 4RU, singlemode, LC/APC to LC/APC CMOD, 23m | CommScope® | RapidFiber® | RCP | Fiber patch panel ¦ with rapid cable
RCP-C4ZBPUZ06900 |  | Variant of RAPID-FIBER-PANELS | RapidFiber® Termination Panel, 288-Position 4RU, singlemode, LC/APC to LC/APC CMOD, 69m | CommScope® | RapidFiber® | RCP | Fiber patch panel ¦ with rapid cable
RCP-C4ZBPUZ11400 |  | Variant of RAPID-FIBER-PANELS | RapidFiber® Termination Panel, 288-Position 4RU, singlemode, LC/APC to LC/APC CMOD, 114m | CommScope® | RapidFiber® | RCP | Fiber patch panel ¦ with rapid cable
RCP-C4ZBPUZ13700 |  | Variant of RAPID-FIBER-PANELS | RapidFiber® Termination Panel, 288-Position 4RU, singlemode, LC/APC to LC/APC CMOD, 137 m | CommScope® | RapidFiber® | RCP | Fiber patch panel ¦ with rapid cable
RCP-C4ZBPUZ18300 |  | Variant of RAPID-FIBER-PANELS | RapidFiber® Termination Panel, 288-Position 4RU, singlemode, LC/APC to LC/APC CMOD, 183m | CommScope® | RapidFiber® | RCP | Fiber patch panel ¦ with rapid cable
RCP-C4ZBPUZ22900 |  | Variant of RAPID-FIBER-PANELS | RapidFiber® Termination Panel, 288-Position 4RU, singlemode, LC/APC to LC/APC CMOD, 229m | CommScope® | RapidFiber® | RCP | Fiber patch panel ¦ with rapid cable
RCP-4KBPUK02309B |  | Variant of RAPID-FIBER-PANELS | RapidFiber® Termination Panel, 288-Position 4RU, singlemode, LC/UPC to LC/UPC breakouts, 23m cable with 108 inch breakout length and 1.2MM Breakout Jacketing | CommScope® | RapidFiber® | RCP | Fiber patch panel ¦ with rapid cable
RCP-4KBPUK02339B |  | Variant of RAPID-FIBER-PANELS | RapidFiber® Termination Panel, 288-Position 4RU, singlemode, LC/UPC to LC/UPC breakouts, 23m cable with 39 inch breakout length and 1.2MM Breakout Jacketing | CommScope® | RapidFiber® | RCP | Fiber patch panel ¦ with rapid cable
RCP-4KBPUK02345B |  | Variant of RAPID-FIBER-PANELS | RapidFiber® Termination Panel, 288-Position 4RU, singlemode, LC/UPC to LC/UPC breakouts, 23m cable with 45 inch breakout length and 1.2MM Breakout Jacketing | CommScope® | RapidFiber® | RCP | Fiber patch panel ¦ with rapid cable
RCP-4KBPUK04609B |  | Variant of RAPID-FIBER-PANELS | RapidFiber® Termination Panel, 288-Position 4RU, singlemode, LC/UPC to LC/UPC breakouts, 46m cable with 108 inch breakout length and 1.2MM Breakout Jacketing | CommScope® | RapidFiber® | RCP | Fiber patch panel ¦ with rapid cable
RCP-4KBPUK04639B |  | Variant of RAPID-FIBER-PANELS | RapidFiber® Termination Panel, 288-Position 4RU, singlemode, LC/UPC to LC/UPC breakouts, 46m cable with 39 inch breakout length and 1.2MM Breakout Jacketing | CommScope® | RapidFiber® | RCP | Fiber patch panel ¦ with rapid cable
RCP-4KBPUK06939B |  | Variant of RAPID-FIBER-PANELS | RapidFiber® Termination Panel, 288-Position 4RU, singlemode, LC/UPC to LC/UPC breakouts, 69m cable with 39 inch breakout length and 1.2MM Breakout Jacketing | CommScope® | RapidFiber® | RCP | Fiber patch panel ¦ with rapid cable
RCP-4KBPUK09209B |  | Variant of RAPID-FIBER-PANELS | RapidFiber® Termination Panel, 288-Position 4RU, singlemode, LC/UPC to LC/UPC breakouts, 92m cable with 108 inch breakout length and 1.2MM Breakout Jacketing | CommScope® | RapidFiber® | RCP | Fiber patch panel ¦ with rapid cable
RCP-4KBPUK09239B |  | Variant of RAPID-FIBER-PANELS | RapidFiber® Termination Panel, 288-Position 4RU, singlemode, LC/UPC to LC/UPC breakouts, 92m cable with 39 inch breakout length and 1.2MM Breakout Jacketing | CommScope® | RapidFiber® | RCP | Fiber patch panel ¦ with rapid cable
RCP-4KBPUK09245B |  | Variant of RAPID-FIBER-PANELS | RapidFiber® Termination Panel, 288-Position 4RU, singlemode, LC/UPC to LC/UPC breakouts, 92m cable with 45 inch breakout length and 1.2MM Breakout Jacketing | CommScope® | RapidFiber® | RCP | Fiber patch panel ¦ with rapid cable
RCP-4KBPUK09267B |  | Variant of RAPID-FIBER-PANELS | RapidFiber® Termination Panel, 288-Position 4RU, singlemode, LC/UPC to LC/UPC breakouts, 92m cable with 67 inch breakout length and 1.2MM Breakout Jacketing | CommScope® | RapidFiber® | RCP | Fiber patch panel ¦ with rapid cable
RCP-4KBPUK11409B |  | Variant of RAPID-FIBER-PANELS | RapidFiber® Termination Panel, 288-Position 4RU, singlemode, LC/UPC to LC/UPC breakouts, 114m cable with 108 inch breakout length and 1.2MM Breakout Jacketing | CommScope® | RapidFiber® | RCP | Fiber patch panel ¦ with rapid cable
RCP-4KBPUK11425B |  | Variant of RAPID-FIBER-PANELS | RapidFiber® Termination Panel, 288-Position 4RU, singlemode, LC/UPC to LC/UPC breakouts, 114m cable with 25 inch breakout length and 1.2MM Breakout Jacketing | CommScope® | RapidFiber® | RCP | Fiber patch panel ¦ with rapid cable
RCP-4KBPUK11439B |  | Variant of RAPID-FIBER-PANELS | RapidFiber® Termination Panel, 288-Position 4RU, singlemode, LC/UPC to LC/UPC breakouts, 114m cable with 39 inch breakout length and 1.2MM Breakout Jacketing | CommScope® | RapidFiber® | RCP | Fiber patch panel ¦ with rapid cable
RCP-4KBPUK11467B |  | Variant of RAPID-FIBER-PANELS | RapidFiber® Termination Panel, 288-Position 4RU, singlemode, LC/UPC to LC/UPC breakouts, 114m cable with 67 inch breakout length and 1.2MM Breakout Jacketing | CommScope® | RapidFiber® | RCP | Fiber patch panel ¦ with rapid cable
RCP-4KBPUK13709B |  | Variant of RAPID-FIBER-PANELS | RapidFiber® Termination Panel, 288-Position 4RU, singlemode, LC/UPC to LC/UPC breakouts, 137m cable with 108 inch breakout length and 1.2MM Breakout Jacketing | CommScope® | RapidFiber® | RCP | Fiber patch panel ¦ with rapid cable
RCP-4KBPUK13767B |  | Variant of RAPID-FIBER-PANELS | RapidFiber® Termination Panel, 288-Position 4RU, singlemode, LC/UPC to LC/UPC breakouts, 137m cable with 67 inch breakout length and 1.2MM Breakout Jacketing | CommScope® | RapidFiber® | RCP | Fiber patch panel ¦ with rapid cable
RCP-4KBPUK16025B |  | Variant of RAPID-FIBER-PANELS | RapidFiber® Termination Panel, 288-Position 4RU, singlemode, LC/UPC to LC/UPC breakouts, 160m cable with 25 inch breakout length and 1.2MM Breakout Jacketing | CommScope® | RapidFiber® | RCP | Fiber patch panel ¦ with rapid cable
RCP-4KBPUK16039B |  | Variant of RAPID-FIBER-PANELS | RapidFiber® Termination Panel, 288-Position 4RU, singlemode, LC/UPC to LC/UPC breakouts, 160m cable with 39 inch breakout length and 1.2MM Breakout Jacketing | CommScope® | RapidFiber® | RCP | Fiber patch panel ¦ with rapid cable
RCP-4KBPUK16045B |  | Variant of RAPID-FIBER-PANELS | RapidFiber® Termination Panel, 288-Position 4RU, singlemode, LC/UPC to LC/UPC breakouts, 160m cable with 45 inch breakout length and 1.2MM Breakout Jacketing | CommScope® | RapidFiber® | RCP | Fiber patch panel ¦ with rapid cable
RCP-4KBPUK18309B |  | Variant of RAPID-FIBER-PANELS | RapidFiber® Termination Panel, 288-Position 4RU, singlemode, LC/UPC to LC/UPC breakouts, 183m cable with 108 inch breakout length and 1.2MM Breakout Jacketing | CommScope® | RapidFiber® | RCP | Fiber patch panel ¦ with rapid cable
RCP-4KBPUK18339B |  | Variant of RAPID-FIBER-PANELS | RapidFiber® Termination Panel, 288-Position 4RU, singlemode, LC/UPC to LC/UPC breakouts, 183m cable with 39 inch breakout length and 1.2MM Breakout Jacketing | CommScope® | RapidFiber® | RCP | Fiber patch panel ¦ with rapid cable
RCP-4KBPUK18367B |  | Variant of RAPID-FIBER-PANELS | RapidFiber® Termination Panel, 288-Position 4RU, singlemode, LC/UPC to LC/UPC breakouts, 183m cable with 67 inch breakout length and 1.2MM Breakout Jacketing | CommScope® | RapidFiber® | RCP | Fiber patch panel ¦ with rapid cable
RCP-4KBPUK20609B |  | Variant of RAPID-FIBER-PANELS | RapidFiber® Termination Panel, 288-Position 4RU, singlemode, LC/UPC to LC/UPC breakouts, 206m cable with 108 inch breakout length and 1.2MM Breakout Jacketing | CommScope® | RapidFiber® | RCP | Fiber patch panel ¦ with rapid cable
RCP-4KBPUK20625B |  | Variant of RAPID-FIBER-PANELS | RapidFiber® Termination Panel, 288-Position 4RU, singlemode, LC/UPC to LC/UPC breakouts, 206m cable with 25 inch breakout length and 1.2MM Breakout Jacketing | CommScope® | RapidFiber® | RCP | Fiber patch panel ¦ with rapid cable
RCP-4KBPUK20639B |  | Variant of RAPID-FIBER-PANELS | RapidFiber® Termination Panel, 288-Position 4RU, singlemode, LC/UPC to LC/UPC breakouts, 206m cable with 39 inch breakout length and 1.2MM Breakout Jacketing | CommScope® | RapidFiber® | RCP | Fiber patch panel ¦ with rapid cable
760243102 | FACT-FRACCCTU1E | Variant of FACT-CHASSIS-ACCESSORIES | FACT® cable termination unit (CTU), kit for 1E FACT chassis, accomodates: 1 cable 2.5-14mm or 2 cables 2.5-8.5mm or 4 cables 2.5-5mm or 1 flex tube OD 16mm, only for use in FACT frame |  | FACT® | FACT | Cable termination kit
RCP-4KBPUK20645B |  | Variant of RAPID-FIBER-PANELS | RapidFiber® Termination Panel, 288-Position 4RU, singlemode, LC/UPC to LC/UPC breakouts, 206m cable with 45 inch breakout length and 1.2MM Breakout Jacketing | CommScope® | RapidFiber® | RCP | Fiber patch panel ¦ with rapid cable
RCP-4KBPUK20667B |  | Variant of RAPID-FIBER-PANELS | RapidFiber® Termination Panel, 288-Position 4RU, singlemode, LC/UPC to LC/UPC breakouts, 206m cable with 67 inch breakout length and 1.2MM Breakout Jacketing | CommScope® | RapidFiber® | RCP | Fiber patch panel ¦ with rapid cable
RCP-4KBPUK22909B |  | Variant of RAPID-FIBER-PANELS | RapidFiber® Termination Panel, 288-Position 4RU, singlemode, LC/UPC to LC/UPC breakouts, 229m cable with 108 inch breakout length and 1.2MM Breakout Jacketing | CommScope® | RapidFiber® | RCP | Fiber patch panel ¦ with rapid cable
RCP-4KBPUK22925B |  | Variant of RAPID-FIBER-PANELS | RapidFiber® Termination Panel, 288-Position 4RU, singlemode, LC/UPC to LC/UPC breakouts, 229m cable with 25 inch breakout length and 1.2MM Breakout Jacketing | CommScope® | RapidFiber® | RCP | Fiber patch panel ¦ with rapid cable
RCP-4KBPUZ02309B |  | Variant of RAPID-FIBER-PANELS | RapidFiber® Termination Panel, 288-Position 4RU, singlemode, LC/UPC to LC/APC breakouts, 23m cable with 108 inch breakout length and 1.2MM Breakout Jacketing | CommScope® | RapidFiber® | RCP | Fiber patch panel ¦ with rapid cable
RCP-4KBPUZ02339B |  | Variant of RAPID-FIBER-PANELS | RapidFiber® Termination Panel, 288-Position 4RU, singlemode, LC/UPC to LC/APC breakouts, 23m cable with 39 inch breakout length and 1.2MM Breakout Jacketing | CommScope® | RapidFiber® | RCP | Fiber patch panel ¦ with rapid cable
760243104 | FACT-FRACCCTU3E | Variant of FACT-CHASSIS-ACCESSORIES | FACT® cable termination unit (CTU), kit for 3E FACT chassis, accomodates: 1 cable 2.5-14mm or 2 cables 2.5-8.5mm or 4 cables 2.5-5mm or 1 flex tube OD 16mm, only for use in FACT frame |  | FACT® | FACT | Cable termination kit
760243105 | FACT-FRACCCTU4E | Variant of FACT-CHASSIS-ACCESSORIES | FACT® cable termination unit (CTU), kit for 4E FACT chassis, accomodates: 1 cable 2.5-14mm or 2 cables 2.5-8.5mm or 4 cables 2.5-5mm or 1 flex tube OD 16mm, only for use in FACT frame |  | FACT® | FACT | Cable termination kit
760243107 | FACT-FRACCCTU6E | Variant of FACT-CHASSIS-ACCESSORIES | FACT® cable termination unit (CTU), kit for 6E FACT chassis, accomodates: 1 cable 2.5-14mm or 2 cables 2.5-8.5mm or 4 cables 2.5-5mm or 1 flex tube OD 16mm, only for use in FACT frame |  | FACT® | FACT | Cable termination kit
RCP-4KBPUZ04625B |  | Variant of RAPID-FIBER-PANELS | RapidFiber® Termination Panel, 288-Position 4RU, singlemode, LC/UPC to LC/APC breakouts, 46m cable with 25 inch breakout length and 1.2MM Breakout Jacketing | CommScope® | RapidFiber® | RCP | Fiber patch panel ¦ with rapid cable
RCP-4KBPUZ04645B |  | Variant of RAPID-FIBER-PANELS | RapidFiber® Termination Panel, 288-Position 4RU, singlemode, LC/UPC to LC/APC breakouts, 46m cable with 45 inch breakout length and 1.2MM Breakout Jacketing | CommScope® | RapidFiber® | RCP | Fiber patch panel ¦ with rapid cable
RCP-4KBPUZ06909B |  | Variant of RAPID-FIBER-PANELS | RapidFiber® Termination Panel, 288-Position 4RU, singlemode, LC/UPC to LC/APC breakouts, 69m cable with 108 inch breakout length and 1.2MM Breakout Jacketing | CommScope® | RapidFiber® | RCP | Fiber patch panel ¦ with rapid cable
RCP-4KBPUZ06945B |  | Variant of RAPID-FIBER-PANELS | RapidFiber® Termination Panel, 288-Position 4RU, singlemode, LC/UPC to LC/APC breakouts, 69m cable with 45 inch breakout length and 1.2MM Breakout Jacketing | CommScope® | RapidFiber® | RCP | Fiber patch panel ¦ with rapid cable
RCP-4KBPUZ06967B |  | Variant of RAPID-FIBER-PANELS | RapidFiber® Termination Panel, 288-Position 4RU, singlemode, LC/UPC to LC/APC breakouts, 69m cable with 67 inch breakout length and 1.2MM Breakout Jacketing | CommScope® | RapidFiber® | RCP | Fiber patch panel ¦ with rapid cable
RCP-4KBPUZ09245B |  | Variant of RAPID-FIBER-PANELS | RapidFiber® Termination Panel, 288-Position 4RU, singlemode, LC/UPC to LC/APC breakouts, 92m cable with 45 inch breakout length and 1.2MM Breakout Jacketing | CommScope® | RapidFiber® | RCP | Fiber patch panel ¦ with rapid cable
RCP-4KBPUZ09267B |  | Variant of RAPID-FIBER-PANELS | RapidFiber® Termination Panel, 288-Position 4RU, singlemode, LC/UPC to LC/APC breakouts, 92m cable with 67 inch breakout length and 1.2MM Breakout Jacketing | CommScope® | RapidFiber® | RCP | Fiber patch panel ¦ with rapid cable
RCP-4KBPUZ11425B |  | Variant of RAPID-FIBER-PANELS | RapidFiber® Termination Panel, 288-Position 4RU, singlemode, LC/UPC to LC/APC breakouts, 114m cable with 25 inch breakout length and 1.2MM Breakout Jacketing | CommScope® | RapidFiber® | RCP | Fiber patch panel ¦ with rapid cable
RCP-4KBPUZ11439B |  | Variant of RAPID-FIBER-PANELS | RapidFiber® Termination Panel, 288-Position 4RU, singlemode, LC/UPC to LC/APC breakouts, 114m cable with 39 inch breakout length and 1.2MM Breakout Jacketing | CommScope® | RapidFiber® | RCP | Fiber patch panel ¦ with rapid cable
RCP-4KBPUZ13709B |  | Variant of RAPID-FIBER-PANELS | RapidFiber® Termination Panel, 288-Position 4RU, singlemode, LC/UPC to LC/APC breakouts, 137m cable with 108 inch breakout length and 1.2MM Breakout Jacketing | CommScope® | RapidFiber® | RCP | Fiber patch panel ¦ with rapid cable
RCP-4KBPUZ13739B |  | Variant of RAPID-FIBER-PANELS | RapidFiber® Termination Panel, 288-Position 4RU, singlemode, LC/UPC to LC/APC breakouts, 137m cable with 39 inch breakout length and 1.2MM Breakout Jacketing | CommScope® | RapidFiber® | RCP | Fiber patch panel ¦ with rapid cable
RCP-4KBPUZ13767B |  | Variant of RAPID-FIBER-PANELS | RapidFiber® Termination Panel, 288-Position 4RU, singlemode, LC/UPC to LC/APC breakouts, 137m cable with 67 inch breakout length and 1.2MM Breakout Jacketing | CommScope® | RapidFiber® | RCP | Fiber patch panel ¦ with rapid cable
RCP-4KBPUZ16009B |  | Variant of RAPID-FIBER-PANELS | RapidFiber® Termination Panel, 288-Position 4RU, singlemode, LC/UPC to LC/APC breakouts, 160m cable with 108 inch breakout length and 1.2MM Breakout Jacketing | CommScope® | RapidFiber® | RCP | Fiber patch panel ¦ with rapid cable
RCP-4KBPUZ16025B |  | Variant of RAPID-FIBER-PANELS | RapidFiber® Termination Panel, 288-Position 4RU, singlemode, LC/UPC to LC/APC breakouts, 160m cable with 25 inch breakout length and 1.2MM Breakout Jacketing | CommScope® | RapidFiber® | RCP | Fiber patch panel ¦ with rapid cable
RCP-4KBPUZ16045B |  | Variant of RAPID-FIBER-PANELS | RapidFiber® Termination Panel, 288-Position 4RU, singlemode, LC/UPC to LC/APC breakouts, 160m cable with 45 inch breakout length and 1.2MM Breakout Jacketing | CommScope® | RapidFiber® | RCP | Fiber patch panel ¦ with rapid cable
RCP-4KBPUZ16067B |  | Variant of RAPID-FIBER-PANELS | RapidFiber® Termination Panel, 288-Position 4RU, singlemode, LC/UPC to LC/APC breakouts, 160m cable with 67 inch breakout length and 1.2MM Breakout Jacketing | CommScope® | RapidFiber® | RCP | Fiber patch panel ¦ with rapid cable
760244652 | FACT-MMDLC2-B | Variant of FACT-MODULES | FACT® MPO Module, left sided, LC at front side, 1x24 fiber MPO at rear side, ULL multimode OM4, wiring method B Enhanced | CommScope® | FACT® | FACT | Fiber module
RCP-4KBPUZ18345B |  | Variant of RAPID-FIBER-PANELS | RapidFiber® Termination Panel, 288-Position 4RU, singlemode, LC/UPC to LC/APC breakouts, 183m cable with 45 inch breakout length and 1.2MM Breakout Jacketing | CommScope® | RapidFiber® | RCP | Fiber patch panel ¦ with rapid cable
760244653 | FACT-MMDRC2-B | Variant of FACT-MODULES | FACT® MPO Module, right sided, LC at front side, 1x24 fiber MPO at rear side, ULL multimode OM4, wiring method B Enhanced | CommScope® | FACT® | FACT | Fiber module
RCP-4KBPUZ18367B |  | Variant of RAPID-FIBER-PANELS | RapidFiber® Termination Panel, 288-Position 4RU, singlemode, LC/UPC to LC/APC breakouts, 183m cable with 67 inch breakout length and 1.2MM Breakout Jacketing | CommScope® | RapidFiber® | RCP | Fiber patch panel ¦ with rapid cable
RCP-4KBPUZ20609B |  | Variant of RAPID-FIBER-PANELS | RapidFiber® Termination Panel, 288-Position 4RU, singlemode, LC/UPC to LC/APC breakouts, 206m cable with 108 inch breakout length and 1.2MM Breakout Jacketing | CommScope® | RapidFiber® | RCP | Fiber patch panel ¦ with rapid cable
760244849 | FACT-MMDL5H-B | Variant of FACT-MODULES | FACT® MPO Module, left sided, LC at front side, 2x12 fiber MPO at rear side, ULL multimode OM5, wiring method B Enhanced | CommScope® | FACT® | FACT | Fiber module
RCP-4KBPUZ20625B |  | Variant of RAPID-FIBER-PANELS | RapidFiber® Termination Panel, 288-Position 4RU, singlemode, LC/UPC to LC/APC breakouts, 206m cable with 25 inch breakout length and 1.2MM Breakout Jacketing | CommScope® | RapidFiber® | RCP | Fiber patch panel ¦ with rapid cable
RCP-4KBPUZ20639B |  | Variant of RAPID-FIBER-PANELS | RapidFiber® Termination Panel, 288-Position 4RU, singlemode, LC/UPC to LC/APC breakouts, 206m cable with 39 inch breakout length and 1.2MM Breakout Jacketing | CommScope® | RapidFiber® | RCP | Fiber patch panel ¦ with rapid cable
RCP-4KBPUZ20645B |  | Variant of RAPID-FIBER-PANELS | RapidFiber® Termination Panel, 288-Position 4RU, singlemode, LC/UPC to LC/APC breakouts, 206m cable with 45 inch breakout length and 1.2MM Breakout Jacketing | CommScope® | RapidFiber® | RCP | Fiber patch panel ¦ with rapid cable
RCP-4KBPUZ22909B |  | Variant of RAPID-FIBER-PANELS | RapidFiber® Termination Panel, 288-Position 4RU, singlemode, LC/UPC to LC/APC breakouts, 229m cable with 108 inch breakout length and 1.2MM Breakout Jacketing | CommScope® | RapidFiber® | RCP | Fiber patch panel ¦ with rapid cable
RCP-4KBPUZ22925B |  | Variant of RAPID-FIBER-PANELS | RapidFiber® Termination Panel, 288-Position 4RU, singlemode, LC/UPC to LC/APC breakouts, 229m cable with 25 inch breakout length and 1.2MM Breakout Jacketing | CommScope® | RapidFiber® | RCP | Fiber patch panel ¦ with rapid cable
RCP-4KBPUZ22939B |  | Variant of RAPID-FIBER-PANELS | RapidFiber® Termination Panel, 288-Position 4RU, singlemode, LC/UPC to LC/APC breakouts, 229m cable with 39 inch breakout length and 1.2MM Breakout Jacketing | CommScope® | RapidFiber® | RCP | Fiber patch panel ¦ with rapid cable
RCP-4KBPUZ22945B |  | Variant of RAPID-FIBER-PANELS | RapidFiber® Termination Panel, 288-Position 4RU, singlemode, LC/UPC to LC/APC breakouts, 229m cable with 45 inch breakout length and 1.2MM Breakout Jacketing | CommScope® | RapidFiber® | RCP | Fiber patch panel ¦ with rapid cable
RCP-4ZBPUK02309B |  | Variant of RAPID-FIBER-PANELS | RapidFiber® Termination Panel, 288-Position 4RU, singlemode, LC/APC to LC/UPC breakouts, 23m cable with 108 inch breakout length and 1.2MM Breakout Jacketing | CommScope® | RapidFiber® | RCP | Fiber patch panel ¦ with rapid cable
760244852 | FACT-MMDR52-B | Variant of FACT-MODULES | FACT® MPO Module, right sided, LC at front side, 1x24 fiber MPO at rear side, ULL multimode OM5, wiring method B Enhanced | CommScope® | FACT® | FACT | Fiber module
760244851 | FACT-MMDL52-B | Variant of FACT-MODULES | FACT® MPO Module, left sided, LC at front side, 1x24 fiber MPO at rear side, ULL multimode OM5, wiring method B Enhanced | CommScope® | FACT® | FACT | Fiber module
RCP-4ZBPUK02339B |  | Variant of RAPID-FIBER-PANELS | RapidFiber® Termination Panel, 288-Position 4RU, singlemode, LC/APC to LC/UPC breakouts, 23m cable with 39 inch breakout length and 1.2MM Breakout Jacketing | CommScope® | RapidFiber® | RCP | Fiber patch panel ¦ with rapid cable
RCP-4ZBPUK04609B |  | Variant of RAPID-FIBER-PANELS | RapidFiber® Termination Panel, 288-Position 4RU, singlemode, LC/APC to LC/UPC breakouts, 46m cable with 108 inch breakout length and 1.2MM Breakout Jacketing | CommScope® | RapidFiber® | RCP | Fiber patch panel ¦ with rapid cable
760244853 | FACT-MMDLCH-A | Variant of FACT-MODULES | FACT® MPO Module, left sided, LC at front side, 2x12 fiber MPO at rear side, ULL multimode OM4, wiring method A | CommScope® | FACT® | FACT | Fiber module
RCP-4ZBPUK04667B |  | Variant of RAPID-FIBER-PANELS | RapidFiber® Termination Panel, 288-Position 4RU, singlemode, LC/APC to LC/UPC breakouts, 46m cable with 67 inch breakout length and 1.2MM Breakout Jacketing | CommScope® | RapidFiber® | RCP | Fiber patch panel ¦ with rapid cable
760244855 | FACT-MMDLC2-A | Variant of FACT-MODULES | FACT® MPO Module, left sided, LC at front side, 1x24 fiber MPO at rear side, ULL multimode OM4, wiring method A | CommScope® | FACT® | FACT | Fiber module
760244922 | FACT-MMDRKE-A | Variant of FACT-MODULES | FACT® MPO Module, right sided, LC/UPC at front side, 2x12 fiber MPO at rear side, singlemode, wiring method A | CommScope® | FACT® | FACT | Fiber module
760244924 | FACT-MMDRME-A | Variant of FACT-MODULES | FACT® MPO Module, right sided, LC/APC at front side, 2x12 fiber MPO at rear side, singlemode, wiring method A | CommScope® | FACT® | FACT | Fiber module
760244923 | FACT-MMDLME-A | Variant of FACT-MODULES | FACT® MPO Module, left sided, LC/APC at front side, 2x12 fiber MPO at rear side, singlemode, wiring method A | CommScope® | FACT® | FACT | Fiber module
RCP-4ZBPUK06967B |  | Variant of RAPID-FIBER-PANELS | RapidFiber® Termination Panel, 288-Position 4RU, singlemode, LC/APC to LC/UPC breakouts, 69m cable with 67 inch breakout length and 1.2MM Breakout Jacketing | CommScope® | RapidFiber® | RCP | Fiber patch panel ¦ with rapid cable
RCP-4ZBPUK09209B |  | Variant of RAPID-FIBER-PANELS | RapidFiber® Termination Panel, 288-Position 4RU, singlemode, LC/APC to LC/UPC breakouts, 92m cable with 108 inch breakout length and 1.2MM Breakout Jacketing | CommScope® | RapidFiber® | RCP | Fiber patch panel ¦ with rapid cable
RCP-4ZBPUK09239B |  | Variant of RAPID-FIBER-PANELS | RapidFiber® Termination Panel, 288-Position 4RU, singlemode, LC/APC to LC/UPC breakouts, 92m cable with 39 inch breakout length and 1.2MM Breakout Jacketing | CommScope® | RapidFiber® | RCP | Fiber patch panel ¦ with rapid cable
RCP-4ZBPUK09245B |  | Variant of RAPID-FIBER-PANELS | RapidFiber® Termination Panel, 288-Position 4RU, singlemode, LC/APC to LC/UPC breakouts, 92m cable with 45 inch breakout length and 1.2MM Breakout Jacketing | CommScope® | RapidFiber® | RCP | Fiber patch panel ¦ with rapid cable
RCP-4ZBPUK11409B |  | Variant of RAPID-FIBER-PANELS | RapidFiber® Termination Panel, 288-Position 4RU, singlemode, LC/APC to LC/UPC breakouts, 114m cable with 108 inch breakout length and 1.2MM Breakout Jacketing | CommScope® | RapidFiber® | RCP | Fiber patch panel ¦ with rapid cable
RCP-4ZBPUK11425B |  | Variant of RAPID-FIBER-PANELS | RapidFiber® Termination Panel, 288-Position 4RU, singlemode, LC/APC to LC/UPC breakouts, 114m cable with 25 inch breakout length and 1.2MM Breakout Jacketing | CommScope® | RapidFiber® | RCP | Fiber patch panel ¦ with rapid cable
RCP-4ZBPUK11445B |  | Variant of RAPID-FIBER-PANELS | RapidFiber® Termination Panel, 288-Position 4RU, singlemode, LC/APC to LC/UPC breakouts, 114m cable with 45 inch breakout length and 1.2MM Breakout Jacketing | CommScope® | RapidFiber® | RCP | Fiber patch panel ¦ with rapid cable
RCP-4ZBPUK13739B |  | Variant of RAPID-FIBER-PANELS | RapidFiber® Termination Panel, 288-Position 4RU, singlemode, LC/APC to LC/UPC breakouts, 137m cable with 39 inch breakout length and 1.2MM Breakout Jacketing | CommScope® | RapidFiber® | RCP | Fiber patch panel ¦ with rapid cable
RCP-4ZBPUK13745B |  | Variant of RAPID-FIBER-PANELS | RapidFiber® Termination Panel, 288-Position 4RU, singlemode, LC/APC to LC/UPC breakouts, 137m cable with 45 inch breakout length and 1.2MM Breakout Jacketing | CommScope® | RapidFiber® | RCP | Fiber patch panel ¦ with rapid cable
RCP-4ZBPUK13767B |  | Variant of RAPID-FIBER-PANELS | RapidFiber® Termination Panel, 288-Position 4RU, singlemode, LC/APC to LC/UPC breakouts, 137m cable with 67 inch breakout length and 1.2MM Breakout Jacketing | CommScope® | RapidFiber® | RCP | Fiber patch panel ¦ with rapid cable
RCP-4ZBPUK16009B |  | Variant of RAPID-FIBER-PANELS | RapidFiber® Termination Panel, 288-Position 4RU, singlemode, LC/APC to LC/UPC breakouts, 160m cable with 108 inch breakout length and 1.2MM Breakout Jacketing | CommScope® | RapidFiber® | RCP | Fiber patch panel ¦ with rapid cable
RCP-4ZBPUK16039B |  | Variant of RAPID-FIBER-PANELS | RapidFiber® Termination Panel, 288-Position 4RU, singlemode, LC/APC to LC/UPC breakouts, 160m cable with 39 inch breakout length and 1.2MM Breakout Jacketing | CommScope® | RapidFiber® | RCP | Fiber patch panel ¦ with rapid cable
760245882 | EPX-SPLICE-24-ANT | Variant of EPX-SPLICE-TRAYS | Fiber Optic Splice Tray Kit, stackable, 24-fiber capacity for ANT splice protectors | CommScope® |  | AGILE | Fiber splice tray
FGS-HOMX-16MM |  | Variant | FiberGuide® OMX Frame Center Support Bracker Kit, 16mm |  | FiberGuide® |  | Support mounting kit
760239897 | FACT-ACCCTULLT | Variant of FACT-CHASSIS-ACCESSORIES | FACT® Cable Termination Unit (CTU) for one cable with max. diameter of 15 mm or one flex tube of 12-16 mm (with transparent cover) |  | FACT® | FACT | Cable termination kit
760239951 | FACT-ACCCTUSIFC | Variant of FACT-CHASSIS-ACCESSORIES | FACT® Cable Termination Unit (CTU) for IFC-cables with max.diameter of 8.5mm, two units per kit |  | FACT® | FACT | Cable termination kit
760239952 | FACT-ACCCTUSLT | Variant of FACT-CHASSIS-ACCESSORIES | FACT® Cable Termination Unit (CTU) for one cable with max. diameter of 8.5 mm, two units per kit |  | FACT® | FACT | Cable termination kit
760239958 | FACT-1ESPLA04 | Variant of FACT-SPLICE-CHASSIS | FACT® Fiber Optic Splice Chassis, gray, 1E high, loaded with 12 trays for holding up to 4 ANT type splices per tray | CommScope® | FACT® | FACT | Fiber splice chassis
760239970 | FACT-4ESPLS12 | Variant of FACT-SPLICE-CHASSIS | FACT® Fiber Optic Splice Chassis, gray, 4E high, loaded with 24 trays for holding up to 12 SMOUV type splices per tray | CommScope® | FACT® | FACT | Fiber splice chassis
760239959 | FACT-1ESPLS12 | Variant of FACT-SPLICE-CHASSIS | FACT® Fiber Optic Splice Chassis, gray, 1E high, loaded with 6 trays for holding up to 12 SMOUV type splices per tray | CommScope® | FACT® | FACT | Fiber splice chassis
760239980 | FACT-1EPATS2 | Variant of FACT-PATCH-CHASSIS | FACT® Fiber Optic Patch Chassis, gray, 1E high, 24-port, singlemode, holding 2 hinged trays loaded with SC/APC adapters | CommScope® | FACT® | FACT | Fiber patch chassis
760239990 | FACT-3EPATL4 | Variant of FACT-PATCH-CHASSIS | FACT® Fiber Optic Patch Chassis, gray, 3E high, 144-port, multimode, OM4, holding 6 hinged trays loaded with LC/UPC adapters | CommScope® | FACT® | FACT | Fiber patch chassis
760240001 | FACT-2ELHPL1S | Variant of FACT-PATCH-SPLICE-CHASSIS | FACT® Fiber Optic Patch/Splice Chassis, gray, 2E high, 96-port, singlemode, loaded with LC/UPC adapters and C-grade pigtails, SMOUV splice tray type, left-hand patch | CommScope® | FACT® | FACT | Fiber patch/splice chassis
760239960 | FACT-1ESPLA12 | Variant of FACT-SPLICE-CHASSIS | FACT® Fiber Optic Splice Chassis, gray, 1E high, loaded with 8 trays for holding up to 12 ANT type splices per tray | CommScope® | FACT® | FACT | Fiber splice chassis
760239971 | FACT-4ESPLA04 | Variant of FACT-SPLICE-CHASSIS | FACT® Fiber Optic Splice Chassis, gray, 4E high, loaded with 48 trays for holding up to 4 ANT type splices per tray | CommScope® | FACT® | FACT | Fiber splice chassis
760239991 | FACT-4EPATS1 | Variant of FACT-PATCH-CHASSIS | FACT® Fiber Optic Patch Chassis, gray, 4E high, 96-port, singlemode, holding 8 hinged trays loaded with SC/UPC adapters | CommScope® | FACT® | FACT | Fiber patch chassis
760239992 | FACT-1ERHPS2S-030OD | Variant of FACT-CABLED-CHASSIS | FACT® Fiber Optic Pre-cabled Chassis, gray, 1E high, 24-port, singlemode, loaded with SC/APC adapters and C-grade pigtails, SMOUV splice tray type, 30m indoor/outdoor microsheath cable, right-hand patch | CommScope® | FACT® | FACT | Fiber patch chassis ¦ with indoor/outdoor cable
760239972 | FACT-4ESPLS04 | Variant of FACT-SPLICE-CHASSIS | FACT® Fiber Optic Splice Chassis, gray, 4E high, loaded with 48 trays for holding up to 4 SMOUV type splices per tray | CommScope® | FACT® | FACT | Fiber splice chassis
760239982 | FACT-2EPATL1 | Variant of FACT-PATCH-CHASSIS | FACT® Fiber Optic Patch Chassis, gray, 2E high, 96-port, singlemode, holding 4 hinged trays loaded with LC/UPC adapters | CommScope® | FACT® | FACT | Fiber patch chassis
760239957 | FACT-1ESPLS04 | Variant of FACT-SPLICE-CHASSIS | FACT® Fiber Optic Splice Chassis, gray, 1E high, loaded with 12 trays for holding up to 4 SMOUV type splices per tray | CommScope® | FACT® | FACT | Fiber splice chassis
760239973 | FACT-1ESPLA12HD | Variant of FACT-SPLICE-CHASSIS | FACT® Fiber Optic Splice Chassis, gray, 1E high, loaded with 12 trays for holding up to 12 ANT type splices per tray | CommScope® | FACT® | FACT | Fiber splice panel
760239983 | FACT-2EPATL2 | Variant of FACT-PATCH-CHASSIS | FACT® Fiber Optic Patch Chassis, gray, 2E high, 96-port, singlemode, holding 4 hinged trays loaded with LC/APC adapters | CommScope® | FACT® | FACT | Fiber patch chassis
760240022 | FACT-2ERHPL4S | Variant of FACT-PATCH-SPLICE-CHASSIS | FACT® Fiber Optic Patch/Splice Chassis, gray, 2E high, 96-port, multimode, OM4, loaded with LC/UPC adapters and pigtails, SMOUV splice tray type, right-hand patch | CommScope® | FACT® | FACT | Fiber patch/splice chassis
760239963 | FACT-2ESPLS12 | Variant of FACT-SPLICE-CHASSIS | FACT® Fiber Optic Splice Chassis, gray, 2E high, loaded with 12 trays for holding up to 12 SMOUV type splices per tray | CommScope® | FACT® | FACT | Fiber splice chassis
760240005 | FACT-1ERHPS2S | Variant of FACT-PATCH-SPLICE-CHASSIS | FACT® Fiber Optic Patch/Splice Chassis, gray, 1E high, 24-port, singlemode, loaded with SC/APC adapters and C-grade pigtails, SMOUV splice tray type, right-hand patch | CommScope® | FACT® | FACT | Fiber patch/splice chassis
760239984 | FACT-2EPATL4 | Variant of FACT-PATCH-CHASSIS | FACT® Fiber Optic Patch Chassis, gray, 2E high, 96-port, multimode, OM4, holding 4 hinged trays loaded with LC/UPC adapters | CommScope® | FACT® | FACT | Fiber patch chassis
760239995 | FACT-4EPATL4 | Variant of FACT-PATCH-CHASSIS | FACT® Fiber Optic Patch Chassis, gray, 4E high, 192-port, multimode, OM4, holding 8 hinged trays loaded with LC/UPC adapters | CommScope® | FACT® | FACT | Fiber patch chassis
760239964 | FACT-2ESPLA12 | Variant of FACT-SPLICE-CHASSIS | FACT® Fiber Optic Splice Chassis, gray, 2E high, loaded with 16 trays for holding up to 12 ANT type splices per tray | CommScope® | FACT® | FACT | Fiber splice chassis
760239986 | FACT-3EPATS1 | Variant of FACT-PATCH-CHASSIS | FACT® Fiber Optic Patch Chassis, gray, 3E high, 72-port, singlemode, holding 6 hinged trays loaded with SC/UPC adapters | CommScope® | FACT® | FACT | Fiber patch chassis
760240055 | FACT-4ERHPL1S | Variant of FACT-PATCH-SPLICE-CHASSIS | FACT® Fiber Optic Patch/Splice Chassis, gray, 4E high, 192-port, singlemode, loaded with LC/UPC adapters and C-grade pigtails, SMOUV splice tray type, right-hand patch | CommScope® | FACT® | FACT | Fiber patch/splice chassis
760240008 | FACT-3ELHPL2S | Variant of FACT-PATCH-SPLICE-CHASSIS | FACT® Fiber Optic Patch/Splice Chassis, gray, 3E high, 144-port, singlemode, loaded with LC/APC adapters and C-grade pigtails, SMOUV splice tray type, left-hand patch | CommScope® | FACT® | FACT | Fiber patch/splice chassis
760239998 | FACT-6EPATL2 | Variant of FACT-PATCH-CHASSIS | FACT® Fiber Optic Patch Chassis, gray, 6E high, 288-port, singlemode, holding 10 hinged trays loaded with LC/APC adapters | CommScope® | FACT® | FACT | Fiber patch chassis
760240016 | FACT-4ELHPL2A | Variant of FACT-PATCH-SPLICE-CHASSIS | FACT® Fiber Optic Patch/Splice Chassis, gray, 4E high, 192-port, singlemode, loaded with LC/APC adapters and C-grade pigtails, ANT splice tray type, left-hand patch | CommScope® | FACT® | FACT | Fiber patch/splice chassis
760240026 | FACT-1ELHPS2S-010OD | Variant of FACT-CABLED-CHASSIS | FACT® Fiber Optic Pre-cabled Chassis, gray, 1E high, 24-port, singlemode, loaded with SC/APC adapters and C-grade pigtails, ANT splice tray type, 10m indoor/outdoor microsheath cable, left-hand patch | CommScope® | FACT® | FACT | Fiber patch chassis ¦ with indoor/outdoor cable
760240056 | FACT-4ERHPL2S | Variant of FACT-PATCH-SPLICE-CHASSIS | FACT® Fiber Optic Patch/Splice Chassis, gray, 4E high, 192-port, singlemode, loaded with LC/APC adapters and C-grade pigtails, SMOUV splice tray type, right-hand patch | CommScope® | FACT® | FACT | Fiber patch/splice chassis
760240009 | FACT-3ELHPL4S | Variant of FACT-PATCH-SPLICE-CHASSIS | FACT® Fiber Optic Patch/Splice Chassis, gray, 3E high, 144-port, multimode, OM4, loaded with LC/UPC adapters and pigtails, SMOUV splice tray type, left-hand patch | CommScope® | FACT® | FACT | Fiber patch/splice chassis
760239969 | FACT-4ESPLA12 | Variant of FACT-SPLICE-CHASSIS | FACT® Fiber Optic Splice Chassis, gray, 4E high, loaded with 32 trays for holding up to 12 ANT type splices per tray | CommScope® | FACT® | FACT | Fiber splice chassis
760240057 | FACT-4ERHPL4S | Variant of FACT-PATCH-SPLICE-CHASSIS | FACT® Fiber Optic Patch/Splice Chassis, gray, 4E high, 192-port, multimode, OM4, loaded with LC/UPC adapters and pigtails, SMOUV splice tray type, right-hand patch | CommScope® | FACT® | FACT | Fiber patch/splice chassis
760240010 | FACT-3ELHPL1A | Variant of FACT-PATCH-SPLICE-CHASSIS | FACT® Fiber Optic Patch/Splice Chassis, gray, 3E high, 144-port, singlemode, loaded with LC/UPC adapters and C-grade pigtails, ANT splice tray type, left-hand patch | CommScope® | FACT® | FACT | Fiber patch/splice chassis
760239978 | FACT-4ENG4 | Variant of FACT-NG4-CHASSIS | FACT® NG4 Fiber Chassis, gray with 8 unloaded trays, 4E high, for holding 16 NG4 adapter packs or 16 NG4 MPO modules or 8 NG4 cabled LC/SC modules or 8 NG4 value added modules | CommScope® | FACT® | FACT | Fiber VAM chassis ¦ Fiber patch chassis
760239988 | FACT-3EPATL1 | Variant of FACT-PATCH-CHASSIS | FACT® Fiber Optic Patch Chassis, gray, 3E high, 144-port, singlemode, holding 6 hinged trays loaded with LC/UPC adapters | CommScope® | FACT® | FACT | Fiber patch chassis
760240061 | FACT-6ERHPL2S | Variant of FACT-PATCH-SPLICE-CHASSIS | FACT® Fiber Optic Patch/Splice Chassis, gray, 6E high, 288-port, singlemode, loaded with LC/APC adapters and C-grade pigtails, SMOUV splice tray type, right-hand patch | CommScope® | FACT® | FACT | Fiber patch/splice chassis
760240058 | FACT-4ERHPL2A | Variant of FACT-PATCH-SPLICE-CHASSIS | FACT® Fiber Optic Patch/Splice Chassis, gray, 4E high, 192-port, singlemode, loaded with LC/APC adapters and C-grade pigtails, ANT splice tray type, right-hand patch | CommScope® | FACT® | FACT | Fiber patch/splice chassis
760239979 | FACT-1EPATS1 | Variant of FACT-PATCH-CHASSIS | FACT® Fiber Optic Patch Chassis, gray, 1E high, 24-port, singlemode, holding 2 hinged trays loaded with SC/UPC adapters | CommScope® | FACT® | FACT | Fiber patch chassis
760240018 | FACT-1ERHPS1S | Variant of FACT-PATCH-SPLICE-CHASSIS | FACT® Fiber Optic Patch/Splice Chassis, gray, 1E high, 24-port, singlemode, loaded with SC/UPC adapters and C-grade pigtails, SMOUV splice tray type, right-hand patch | CommScope® | FACT® | FACT | Fiber patch/splice chassis
760240062 | FACT-6ERHPL2A | Variant of FACT-PATCH-SPLICE-CHASSIS | FACT® Fiber Optic Patch/Splice Chassis, gray, 6E high, 288-port, singlemode, loaded with LC/APC adapters and C-grade pigtails, ANT splice tray type, right-hand patch | CommScope® | FACT® | FACT | Fiber patch/splice chassis
760239989 | FACT-3EPATL2 | Variant of FACT-PATCH-CHASSIS | FACT® Fiber Optic Patch Chassis, gray, 3E high, 144-port, singlemode, holding 6 hinged trays loaded with LC/APC adapters | CommScope® | FACT® | FACT | Fiber patch chassis
760240029 | FACT-3ERHPL4S | Variant of FACT-PATCH-SPLICE-CHASSIS | FACT® Fiber Optic Patch/Splice Chassis, gray, 3E high, 144-port, multimode, OM4, loaded with LC/UPC adapters and pigtails, SMOUV splice tray type, right-hand patch | CommScope® | FACT® | FACT | Fiber patch/splice chassis
760240030 | FACT-3ERHPL1A | Variant of FACT-PATCH-SPLICE-CHASSIS | FACT® Fiber Optic Patch/Splice Chassis, gray, 3E high, 144-port, singlemode, loaded with LC/UPC adapters and C-grade pigtails, ANT splice tray type, right-hand patch | CommScope® | FACT® | FACT | Fiber patch/splice chassis
760240073 | FACT-3EPATS2 | Variant of FACT-PATCH-CHASSIS | FACT® Fiber Optic Patch Chassis, gray, 3E high, 72-port, singlemode, holding 6 hinged trays loaded with SC/APC adapters | CommScope® | FACT® | FACT | Fiber patch chassis
760240020 | FACT-2ERHPL1S | Variant of FACT-PATCH-SPLICE-CHASSIS | FACT® Fiber Optic Patch/Splice Chassis, gray, 2E high, 96-port, singlemode, loaded with LC/UPC adapters and C-grade pigtails, SMOUV splice tray type, right-hand patch | CommScope® | FACT® | FACT | Fiber patch/splice chassis
760240075 | FACT-3ELHPS2S | Variant of FACT-PATCH-SPLICE-CHASSIS | FACT® Fiber Optic Patch/Splice Chassis, gray, 3E high, 72-port, singlemode, loaded with SC/APC adapters and C-grade pigtails, SMOUV splice tray type, left-hand patch | CommScope® | FACT® | FACT | Fiber patch/splice chassis
760240076 | FACT-4EPATS2 | Variant of FACT-PATCH-CHASSIS | FACT® Fiber Optic Patch Chassis, gray, 4E high, 96-port, singlemode, holding 8 hinged trays loaded with SC/APC adapters | CommScope® | FACT® | FACT | Fiber patch chassis
760240079 | FACT-4ERHPS2S | Variant of FACT-PATCH-SPLICE-CHASSIS | FACT® Fiber Optic Patch/Splice Chassis, gray, 4E high, 96-port, singlemode, loaded with SC/APC adapters and C-grade pigtails, SMOUV splice tray type, right-hand patch | CommScope® | FACT® | FACT | Fiber patch/splice chassis
760240070 | FACT-1ERHPL2S-010OF | Variant of FACT-CABLED-CHASSIS | FACT® Fiber Optic Pre-cabled Chassis, gray, 1E high, 48-port, singlemode, loaded with LC/APC adapters and C-grade pigtails, SMOUV splice tray type, 10m indoor/outdoor microsheath cable, right-hand patch | CommScope® | FACT® | FACT | Fiber patch chassis ¦ with indoor/outdoor cable
FPCC-7KYP |  | Variant of FPCC | Fiber Optic Patch Cord, duplex, singlemode, 1.2 mm OFNP jacket, SC/UPC-LC/UPC, yellow |  |  | FPCC | Fiber patch cord ¦ duplex
FPCC-EMYP |  | Variant of FPCC | Fiber Optic Patch Cord, duplex, singlemode, 1.2 mm OFNP jacket, SC/APC-LC/APC, yellow |  |  | FPCC | Fiber patch cord ¦ duplex
FPCC-7EYP |  | Variant of FPCC | Fiber Optic Patch Cord, duplex, singlemode, 1.2 mm OFNP jacket, SC/UPC-SC/APC, yellow |  |  | FPCC | Fiber patch cord ¦ duplex
NG4-VXLFB06AAN |  | Variant of CEX-WDM-MOD | NG4 Module, CEx 2, 6 circuits, LC/APC connectors |  |  | NG4 | Coexistence Element (CEx) | Build America Buy America (BABA) compliant*
NG4-VXLFC06AAN |  | Variant of CEX-WDM-MOD | NG4 Module, CEx 3, 6 circuits, LC/APC connectors |  |  | NG4 | Coexistence Element (CEx) | Build America Buy America (BABA) compliant*
760252359 | PPL-AP-8-LC-SM | Variant of PROPEL-ADAPTER-PACKS | Propel pass-through adapter pack, singlemode, 4 duplex LC/UPC ports | CommScope® | Propel | PPL | Fiber adapter pack
LX1SXB06AAN |  | Variant of CEX-WDM-MOD | Single Width LGX Module, CEx 2, 6 circuits, LC/APC connectors |  |  | LGX | Coexistence Element (CEx) | Build America Buy America (BABA) compliant*
LX1SXB03CCN |  | Variant of CEX-WDM-MOD | Single Width LGX Module, CEx 2, 3 circuits, SC/APC connectors |  |  | LGX | Coexistence Element (CEx) | Build America Buy America (BABA) compliant*
LX1SXD02CCN |  | Variant of CEX-WDM-MOD | Single Width LGX Module, CEx 4, 2 circuits, SC/APC connectors |  |  | LGX | Coexistence Element (CEx) | Build America Buy America (BABA) compliant*
760245060 | BUDI-M-TS2FPS64N-0000 | Variant of BUDI-M | BUDI™ Fiber Optic Wall mount Enclosure, splice/patch version with 1x64 FPS splitter module | CommScope® | BUDI™ | BUDI-M | Fiber wall box
RCP-1K2DUE03100 |  | Variant of RAPID-FIBER-PANELS | RapidFiber® Termination Panel, 24-Position 1RU, singlemode, LC/UPC to MPO, 31 m | CommScope® | RapidFiber® | RCP | Fiber patch panel ¦ with rapid cable
FGSB-DHHC |  | Variant | FiberGuide® Kit of 10 Black Capture Clips and 10 Black Hinges |  | FiberGuide® |  | Hardware
FGS-CLIP-C |  | Variant | FiberGuide® Vertical Cover Retainer Clip, Yellow |  | FiberGuide® |  | Hardware
FGS-MDSA-FB-L-Y |  | Variant | FiberGuide® Left Adapter, 4x12in to 4x6in, Yellow |  | FiberGuide® |  | Reducer
FGS-KDH5-C |  | Variant | FiberGuide® Extended Downspout Kit, 2x2in, 5ft, Yellow |  | FiberGuide® |  | Downspout
FGS-HNTR-16MM-CS |  | Variant | FiberGuide® New Threaded Rod Bracket Center Support Kit, 16mm for 2x6, 4x4, 4x6in Systems |  | FiberGuide® |  | Support mounting kit
FGS-HETR-F-5/8-ACC |  | Variant | FiberGuide® Existing Threaded Rod Bracket Added Support Kit, 5/8in for 4x12in System |  | FiberGuide® |  | Support mounting kit
FGS-HUVE-A |  | Variant | FiberGuide® FlexGuide 15-35° Up Elbow, 4x4in, Yellow |  | FiberGuide® |  | Elbow
FGS-HVHG |  | Variant | FiberGuide® Self Closing Hinge Kit of 3 |  | FiberGuide® |  | Hardware
760246010 | OCP-EC-02MASEN-XX-(12COL) | Variant of OCP | Fiber Optic Pigtail, 12 fibers, Singlemode, LSH/APC to Stub, 0.9 mm diameter, multicolor, 2 m |  |  | OCP | Fiber pigtail ¦ multi-fiber
FGS-ACC539 |  | Variant | FiberGuide® T-Bolt kit for Inside Unistrut, Kit of 10 |  | FiberGuide® |  | Hardware
FPCA-77YZ |  | Variant of FPCA | Fiber Optic Patch Cord, singlemode, 1.2 mm LSZH jacket, SC/UPC-SC/UPC, yellow |  |  | FPCA | Fiber patch cord ¦ simplex
760250905 | MFPS-JHD-P-SILF-096 | Variant of MFPS-PANELS | MFPS Fiber Optic panel, 2RU, 48 fibers/RU, splice/patch, SMOUV/front patch cords orientation to the right, 96 LC/UPC, grade B | CommScope® |  | MFPS | Fiber patch/splice panel
760244352 | MFPS-JHD-P-SILG-096 | Variant of MFPS-PANELS | MFPS Fiber Optic panel, 2RU, 48 fibers/RU, splice/patch, SMOUV/front patch cords orientation to the right, 96 LC/UPC, grade B | CommScope® |  | MFPS | Fiber patch/splice panel
760250970 | MFPS-JHD-P-SKSG-096 | Variant of MFPS-PANELS | MFPS Fiber Optic panel, 2RU, 48 fibers/RU, splice/patch, SMOUV/front patch cords orientation to the left, 96 SC/APC, grade B | CommScope® |  | MFPS | Fiber patch/splice panel
760250969 | MFPS-KHD-P-SKSG-048 | Variant of MFPS-PANELS | MFPS Fiber Optic panel, 1RU, 48 fibers/RU, splice/patch, SMOUV/front patch cords orientation to the left, 48 SC/APC, grade B | CommScope® |  | MFPS | Fiber patch/splice panel
760251229 | FACT-MMDL5H-A | Variant of FACT-MODULES | FACT® MPO Module, left sided, LC at front side, 2x12 fiber MPO at rear side, Ultra Low Loss (ULL) multimode OM5, wiring method A straight | CommScope® | FACT® | FACT | Fiber module
760251230 | FACT-MMDR5H-A | Variant of FACT-MODULES | FACT® MPO Module, right sided, LC at front side, 2x12 fiber MPO at rear side, Ultra Low Loss (ULL) multimode OM5, wiring method A straight | CommScope® | FACT® | FACT | Fiber module
760245233 | BUDI-M-SKIRT-15 | Variant | BUDI™ Fiber Optic Protective Cable Skirt, 15 inches long |  | BUDI™ | BUDI-M | Cable skirt
RCP-1Z4PUZ03125 |  | Variant of RAPID-FIBER-PANELS | RapidFiber® Termination Panel, 48-Position 1RU, singlemode, LC/APC to LC/APC, 31 m, 25 in breakout, putty | CommScope® | RapidFiber® | RCP | Fiber patch panel ¦ with rapid cable
RCP-3ZAPUZ03125 |  | Variant of RAPID-FIBER-PANELS | RapidFiber® Termination Panel, 144-Position 3RU, singlemode, LC/APC to LC/APC, 31 m | CommScope® | RapidFiber® | RCP | Fiber patch panel ¦ with rapid cable
CB9468-000 | OCJ-S3-03MASEN-S3 | Variant of OCJ | Fiber Optic Patch Cord, Simplex, Singlemode, SC/APC 9° to SC/APC 9°, white, 3 m |  |  | OCJ | Fiber patch cord ¦ simplex
CC0909-000 | OCJ-L1-15MASHA-S1 | Variant of OCJ | Fiber Optic Patch Cord, Duplex, Singlemode, LC/UPC to SC/UPC, yellow, 15 m |  |  | OCJ | Fiber patch cord ¦ duplex
CC0932-000 | OCP-S1-02MASEN-XX | Variant of OCP | Fiber Optic Pigtail, Simplex, Singlemode, SC/UPC to Stub, 0.9 mm diameter, 2 m |  |  | OCP | Fiber pigtail ¦ jacketed
CC0871-000 | OCP-L1-02MASEN-XX | Variant of OCP | Fiber Optic Pigtail, Simplex, Singlemode, LC/UPC to Stub, 0.9 mm diameter, 2 m |  |  | OCP | Fiber pigtail ¦ jacketed
CC0877-000 | OCJ-L1-10MASHA-L1 | Variant of OCJ | Fiber Optic Patch Cord, Duplex, Singlemode, LC/UPC to LC/UPC, yellow, 10 m |  |  | OCJ | Fiber patch cord ¦ duplex
CC0905-000 | OCJ-L1-03MASHA-S1 | Variant of OCJ | Fiber Optic Patch Cord, Duplex, Singlemode, LC/UPC to SC/UPC, yellow, 3 m |  |  | OCJ | Fiber patch cord ¦ duplex
CC0906-000 | OCJ-L1-05MASHA-S1 | Variant of OCJ | Fiber Optic Patch Cord, Duplex, Singlemode, LC/UPC to SC/UPC, yellow, 5 m |  |  | OCJ | Fiber patch cord ¦ duplex
CC2430-000 | OCJ-L1-02MASIA-L1 | Variant of OCJ | Fiber Optic Patch Cord, Simplex, Singlemode, LC/UPC to LC/UPC, yellow, 2 m |  |  | OCJ | Fiber patch cord ¦ simplex
CJ9789-000 | FIST-GCO2-FC6-NN | Variant of FIST-GCO2-F | FIST® GC02 Fiber Optic Splice Closure, Heat Shrink or Gold Gel Cable sealing, size FC, no pre-installed fiber trays, 6 round ports + 1 oval port |  | FIST® | FIST-GCO2 | Single-ended ¦ rectangular fiber closure
760240689 | FACT-6ERHPS2S | Variant of FACT-PATCH-SPLICE-CHASSIS | FACT® Fiber Optic Patch/Splice Chassis, gray, 6E high, 144-port, singlemode, loaded with SC/APC adapters and C-grade pigtails, SMOUV splice tray type, right-hand patch | CommScope® | FACT® | FACT | Fiber patch/splice chassis
760241880 | MFPS-KHD-P-CQS1-048-30-OF | Variant of MFPS-PANELS | MFPS Fiber Optic panel, 1RU, 48 fibers/RU, pre-cabled I/O LSZH, 30m, front patch cords orientation to the right, 48 SC/UPC, grade C | CommScope® |  | MFPS | Fiber patch panel ¦ with indoor/outdoor cable
760241881 | MFPS-KHD-P-CQL1-048-10-OF | Variant of MFPS-PANELS | MFPS Fiber Optic panel, 1RU, 48 fibers/RU, pre-cabled I/O LSZH, 10m, front patch cords orientation to the right, 48 LC/UPC, grade C | CommScope® |  | MFPS | Fiber patch panel ¦ with indoor/outdoor cable
760241895 | MFPS-KED-P-CQL1-072-30-OG | Variant of MFPS-PANELS | MFPS Fiber Optic panel, 1RU, 72 fibers/RU, pre-cabled I/O LSZH, 30m, front patch cords orientation to the right, 72 LC/UPC, grade C | CommScope® |  | MFPS | Fiber patch panel ¦ with indoor/outdoor cable
760241872 | MFPS-KHD-P-CRS1-048-10-OF | Variant of MFPS-PANELS | MFPS Fiber Optic panel, 1RU, 48 fibers/RU, pre-cabled I/O LSZH, 10m, front patch cords orientation to the left, 48 SC/UPC, grade C | CommScope® |  | MFPS | Fiber patch panel ¦ with indoor/outdoor cable
760241883 | MFPS-KHD-P-CQL1-048-30-OF | Variant of MFPS-PANELS | MFPS Fiber Optic panel, 1RU, 48 fibers/RU, pre-cabled I/O LSZH, 30m, front patch cords orientation to the right, 48 LC/UPC, grade C | CommScope® |  | MFPS | Fiber patch panel ¦ with indoor/outdoor cable
760241901 | MFPS-KXD-P-CRL1-096-30-OK | Variant of MFPS-PANELS | MFPS Fiber Optic panel, 1RU, 96 fibers/RU, pre-cabled I/O LSZH, 30m, front patch cords orientation to the left, 96 LC/UPC, grade C | CommScope® |  | MFPS | Fiber patch panel ¦ with indoor/outdoor cable
760241904 | MFPS-KXD-P-CQL1-096-10-OK | Variant of MFPS-PANELS | MFPS Fiber Optic panel, 1RU, 96 fibers/RU, pre-cabled I/O LSZH, 10m, front patch cords orientation to the right, 96 LC/UPC, grade C | CommScope® |  | MFPS | Fiber patch panel ¦ with indoor/outdoor cable
760241874 | MFPS-KHD-P-CRS1-048-30-OF | Variant of MFPS-PANELS | MFPS Fiber Optic panel, 1RU, 48 fibers/RU, pre-cabled I/O LSZH, 30m, front patch cords orientation to the left, 48 SC/UPC, grade C | CommScope® |  | MFPS | Fiber patch panel ¦ with indoor/outdoor cable
935758-000 | FIST-GCO2-BC16-NN | Variant of FIST-GCO2-B | FIST® GC02 Fiber Optic Splice Closure, Heat Shrink or Gold Gel Cable sealing, size BC, no pre-installed fiber trays, 16 round ports + 1 oval port without grounding, |  | FIST® | FIST-GCO2 | Single-ended ¦ round fiber closure
CJ9788-000 | FIST-GCO2-FD6-GV | Variant of FIST-GCO2-F | FIST® GC02 Fiber Optic Splice Closure, Heat Shrink or Gold Gel Cable sealing, size FD, no pre-installed fiber trays, 6 round ports + 1 oval port, with test valve and grounding option |  | FIST® | FIST-GCO2 | Single-ended ¦ rectangular fiber closure
CK0292-000 | FIST-GCO2-FD8-NN | Variant of FIST-GCO2-F | FIST® GC02 Fiber Optic Splice Closure, Heat Shrink or Gold Gel Cable sealing, size FD, no pre-installed fiber trays, 8 round ports |  | FIST® | FIST-GCO2 | Single-ended ¦ rectangular fiber closure
CK1464-000 | FIST-GCO2-FD8-NV | Variant of FIST-GCO2-F | FIST® GC02 Fiber Optic Splice Closure, Heat Shrink or Gold Gel Cable sealing, size FD, no pre-installed fiber trays, 8 round ports , with test valve |  | FIST® | FIST-GCO2 | Single-ended ¦ rectangular fiber closure
CK6370-000 | FIST-GCO2-FC8-NV | Variant of FIST-GCO2-F | FIST® GC02 Fiber Optic Splice Closure, Heat Shrink or Gold Gel Cable sealing, size FC, no pre-installed fiber trays, 8 round ports, with test valve |  | FIST® | FIST-GCO2 | Single-ended ¦ rectangular fiber closure
CK9328-000 | FIST-GCO2-BF6-NN | Variant of FIST-GCO2-B | FIST® GC02 Fiber Optic Splice Closure, Heat Shrink or Gold Gel Cable sealing, size BF, no pre-installed fiber trays, 6 round ports + 1 oval port |  | FIST® | FIST-GCO2 | Single-ended ¦ round fiber closure
CK9329-000 | FIST-GCO2-BF16-NN | Variant of FIST-GCO2-B | FIST® GC02 Fiber Optic Splice Closure, Heat Shrink or Gold Gel Cable sealing, size BF, no pre-installed fiber trays, 16 round ports + 1 oval port |  | FIST® | FIST-GCO2 | Single-ended ¦ round fiber closure
CX7652-000 | BUDI-1S-LOCK-B-(20) | Variant | BUDI™ Fiber Optic Enclosure Lock |  | BUDI™ | BUDI-1S | Lock kit
CY1283-000 | BUDI-M-TP-A | Variant of BUDI-M | BUDI™ Fiber Optic Wall mount Enclosure, empty for holding Fiber Adapters and FIST Splice Trays, without lock | CommScope® | BUDI™ | BUDI-M | Fiber wall box
CY1303-000 | BUDI-M-TP-B | Variant of BUDI-M | BUDI™ Fiber Optic Wall mount Enclosure, empty for holding Fiber Adapters and FIST Splice Trays, with lock | CommScope® | BUDI™ | BUDI-M | Fiber wall box
CY6954-000 | BUDI-M-SEAL-6x15-MINI-BO1 | Variant | BUDI™ Fiber Optic Cable Sealing Kit for up to 6 mini-breakout cables with 8.2mm cable diameter |  | BUDI™ | BUDI-M | Seal
CY3250-000 | BUDI-M-TA-A | Variant of BUDI-M | BUDI™ Fiber Optic Wall mount Enclosure, empty for holding FIST Splice Trays and Fiber Optic Adapters, no lock | CommScope® | BUDI™ | BUDI-M | Fiber wall box
CY3251-000 | BUDI-M-TA-B | Variant of BUDI-M | BUDI™ Fiber Optic Wall mount Enclosure, empty for holding FIST Splice Trays and Fiber Optic Adapters, with lock | CommScope® | BUDI™ | BUDI-M | Fiber wall box
CY7317-000 | OCFPS1U-CYS311S2-SUB | Variant | OCFPS Fiber Optic CWDM Panel, double mux, 16 channels, 1311 nm starting wavelength, 20 nm channel spacing, SC/APC, 1U, 19 in, gray |  |  | OCFPS | CWDM patch panel
CY3560-000 | BUDI-S-T-A | Variant of BUDI-S | BUDI™ Fiber Optic Wall mount Enclosure, empty for holding Fiber Adapters and FIST Splice Trays, without lock | CommScope® | BUDI™ | BUDI-S | Fiber wall box
CY7260-000 | OCFPS1U-CYS311S2 | Variant | OCFPS Fiber Optic CWDM Panel, double mux, 16 channels, 1311 nm starting wavelength, 20 nm channel spacing, SC/APC, 1U, 19 in, gray |  |  | OCFPS | CWDM patch panel
CY9076-000 | BUDI-2S-SP-12CS | Variant of BUDI-2S | BUDI™ Fiber Optic Wall mount Enclosure, single circuit FIST splice trays for 12 SMOUV splices | CommScope® | BUDI™ | BUDI-2S | Fiber wall box
CZ3746-000 | BUDI-M-APACK-12-S2-A | Variant | BUDI™ Fiber Optic Adapter Pack, 12 singlemode SC/APC adapters, green, two sliding parts |  | BUDI™ | BUDI-M | Fiber adapter pack
CZ7814-000 | FIST-GCO2-BE8-GV | Variant of FIST-GCO2-B | FIST® GC02 Fiber Optic Splice Closure, Heat Shrink or Gold Gel Cable sealing, size BE, no pre-installed fiber trays, 8 round ports + 2 oval ports, with test valve |  | FIST® | FIST-GCO2 | Single-ended ¦ round fiber closure
CV5901-000 | BUDI-S-PTS | Variant | BUDI™ Fiber Optic Wrap around Cable Sealing Kit for pigtails with a diameter up to 5 mm, no cable fixation |  | BUDI™ | BUDI-S | Seal
CW4796-000 | OCFPS1U-DMQ1204L1-2T-SUB | Variant | OCFPS Fiber Optic DWDM Panel, mux, 40 channels, 1561.42 nm starting wavelength, 100 GHz channel spacing, upgrade port, LC/UPC, 1U, 19 in, gray |  |  | OCFPS | DWDM patch panel
CW6630-000 | BUDI-2S-T-04S1ES | Variant of BUDI-2S | BUDI™ Fiber Optic Wall mount Enclosure, 4 SC/UPC adapters, single element FIST splice trays for SMOUV splices | CommScope® | BUDI™ | BUDI-2S | Fiber wall box
CW6634-000 | BUDI-2S-T-08S1ES | Variant of BUDI-2S | BUDI™ Fiber Optic Wall mount Enclosure, 8 SC/UPC adapters, single element FIST splice trays for SMOUV splices | CommScope® | BUDI™ | BUDI-2S | Fiber wall box
CW7713-000 | BUDI-S-T-B-24L100NN | Variant of BUDI-S | BUDI™ Fiber Optic Wall mount Enclosure, 24 LC/UPC ports, with FIST Management System | CommScope® | BUDI™ | BUDI-S | Fiber wall box
CW8112-000 | BUDI-2S-T-08L1ES | Variant of BUDI-2S | BUDI™ Fiber Optic Wall mount Enclosure, 8 LC/UPC ports, single element FIST splice trays for SMOUV splices | CommScope® | BUDI™ | BUDI-2S | Fiber wall box
CX0191-000 | BUDI-1S-T-A | Variant of BUDI-1S | BUDI™ Fiber Optic Wall mount Enclosure, empty for holding FIST Splice Trays and Fiber Optic Adapters, no lock | CommScope® | BUDI™ | BUDI-1S | Fiber wall box
CW8864-000 | BUDI-2S-T-02S1ES | Variant of BUDI-2S | BUDI™ Fiber Optic Wall mount Enclosure, 2 SC/UPC adapters, single element FIST splice trays for SMOUV splices | CommScope® | BUDI™ | BUDI-2S | Fiber wall box
CX0193-000 | BUDI-1S-SP-A | Variant of BUDI-1S | BUDI™ Fiber Optic Wall mount Enclosure, empty for holding FIST Splice Trays, no lock | CommScope® | BUDI™ | BUDI-1S | Fiber wall box
EF3731-000 | BUDI-M-TH-A-P-96S2S | Variant of BUDI-M | BUDI™ Fiber Optic Wall mount Enclosure with 96 SC/APC adapters | CommScope® | BUDI™ | BUDI-M | Fiber wall box
EG0550-000 | BUDI-S-T-A-24S248ES | Variant of BUDI-S | BUDI™ Fiber Optic Wall mount Enclosure, 24 SC/APC adapters, single element FIST splice trays for 48 SMOUV splices | CommScope® | BUDI™ | BUDI-S | Fiber wall box
EG4245-000 | OCFPS1U-DMY1204L1-2T-SUB | Variant | OCFPS Fiber Optic DWDM Panel, mux, 20 channels, 1561.42 nm starting wavelength, 100 GHz channel spacing, upgrade port, LC/UPC, 1U, 19 in, gray |  |  | OCFPS | DWDM patch panel
EG9027-000 | OCFPS1U-DDQ1204L2-U23-SUB | Variant | OCFPS Fiber Optic DWDM Panel, demux, 40 channels, 1561.42 nm starting wavelength, 100 GHz channel spacing, upgrade port, LC/APC, 1U, 19 in, gray |  |  | OCFPS | DWDM patch panel
EG8244-000 | BUDI-PON-96-L2-A | Variant | BUDI™ Fiber Optic PON Application Kit for TB type enclosures |  | BUDI™ | BUDI-PON | Fiber accessory kit
EH0194-002 | OCP-S2-15DASEN-XX-(12)-AP | Variant of OCP | Fiber Optic Pigtail, 12 color kit, Singlemode, SC/APC to Stub, 0.9 mm diameter, 1.5 m |  |  | OCP | Fiber pigtail ¦ jacketed
EH1328-000 | OCFPS1U-P111600S2 | Variant | OCFPS Fiber Optic Splitter Panel, one 1x16, symmetrical, planar, singlemode, SC/APC, 1U, 19 in, gray |  |  | OCFPS | Splitter patch panel |  | Discontinued
FACT-MMDC20R5UB-S |  | Variant of FACT-MODULES | FACT® MPO Module, multimode, Ultra Low Loss (ULL), LC/UPC-MPO 24 fiber, right exit (for MPO module) | CommScope® | FACT® | FACT | Fiber module
860633531 | OCFPS1U-CYS311L2-SUB | Variant | OCFPS Fiber Optic CWDM Panel, double mux, 16 channels, 1311 nm starting wavelength, 20 nm channel spacing, LC/APC, 1U, 19 in, gray |  |  | OCFPS | CWDM patch panel
CZ8806-000 | BUDI-2S-SP-12ES | Variant of BUDI-2S | BUDI™ Fiber Optic Wall mount Enclosure, single element FIST splice trays for 12 SMOUV splices | CommScope® | BUDI™ | BUDI-2S | Fiber wall box
760238460 | MFPS-KED-P-SKL2-72 | Variant of MFPS-PANELS | MFPS Fiber Optic panel, 1RU, 72 fibers/RU, splice/patch, SMOUV/front patch cords orientation to the left, 72 LC/APC, grade C | CommScope® |  | MFPS | Fiber patch/splice panel
760238606 | MFPS-JHD-P-PNS2-096 | Variant of MFPS-PANELS | MFPS Fiber Optic panel, 2RU, 48 fibers/RU, patch/patch, front patch cords orientation to the right, 96 SC/APC | CommScope® |  | MFPS | Fiber patch panel
760238608 | MFPS-JXD-P-PNL2-192 | Variant of MFPS-PANELS | MFPS Fiber Optic panel, 2RU, 96 fibers/RU, patch/patch, front patch cords orientation to the right, 192 LC/UPC | CommScope® |  | MFPS | Fiber patch panel
760238912 | MFPS-IXD-P-SKL2-288 | Variant of MFPS-PANELS | MFPS Fiber Optic panel, 3RU, 96 fibers/RU, splice/patch, SMOUV/front patch cords orientation to the left, 288 LC/APC, grade C | CommScope® |  | MFPS | Fiber patch/splice panel
760238913 | MFPS-JED-P-PNL2-144 | Variant of MFPS-PANELS | MFPS Fiber Optic panel, 2RU, 72 fibers/RU, patch/patch, front patch cords orientation to the right, 144 LC/APC | CommScope® |  | MFPS | Fiber patch panel
760239016 | MFPS-IHD-P-SISG-144 | Variant of MFPS-PANELS | MFPS Fiber Optic panel, 3RU, 48 fibers/RU, splice/patch, SMOUV/front patch cords orientation to the right, 144 SC/APC, Grade B | CommScope® |  | MFPS | Fiber patch/splice panel
760237175 | MFPS-KHD-P-SISG-048 | Variant of MFPS-PANELS | MFPS Fiber Optic panel, 1RU, 48 fibers/RU, splice/patch, SMOUV/front patch cords orientation to the right, 48 SC/APC, grade B | CommScope® |  | MFPS | Fiber patch/splice panel
760237176 | MFPS-KHD-P-SIS1-048 | Variant of MFPS-PANELS | MFPS Fiber Optic panel, 1RU, 48 fibers/RU, splice/patch, SMOUV/front patch cords orientation to the right, 48 SC/UPC, grade C | CommScope® |  | MFPS | Fiber patch/splice panel
760237311 | MFPS-IED-P-PNL1-216 | Variant of MFPS-PANELS | MFPS Fiber Optic panel, 3RU, 72 fibers/RU, patch/patch, front patch cords orientation to the right, 216 LC/UPC | CommScope® |  | MFPS | Fiber patch panel
760237455 | F-BASKET-TOWER | Variant | BUDI™ Fiber Optic Splice Tray Tower and Storage Basket for holding FOSC trays |  | BUDI™ | BUDI | Tower and storage basket
760244326 | MFPS-KED-P-SIL2-072 | Variant of MFPS-PANELS | MFPS Fiber Optic panel, 1RU, 72 fibers/RU, splice/patch, SMOUV/front patch cords orientation to the right, 72 LC/APC, grade C | CommScope® |  | MFPS | Fiber patch/splice panel
760244695 | MFPS-JHD-P-SJE9-096 | Variant of MFPS-PANELS | MFPS Fiber Optic panel, 2RU, 48 fibers/RU, splice/patch, ANT/front patch cords orientation to the right, 96 LSH/APC, grade B | CommScope® |  | MFPS | Fiber patch/splice panel
760244705 | MFPS-IXD-P-SJL2-288 | Variant of MFPS-PANELS | MFPS Fiber Optic panel, 3RU, 96 fibers/RU, splice/patch, ANT/front patch cords orientation to the right, 288 LC/APC, grade C | CommScope® |  | MFPS | Fiber patch/splice panel
760244697 | MFPS-KHD-P-SJL2-048 | Variant of MFPS-PANELS | MFPS Fiber Optic panel, 1RU, 48 fibers/RU, splice/patch, ANT/front patch cords orientation to the right, 48 LC/APC, grade C | CommScope® |  | MFPS | Fiber patch/splice panel
760244698 | MFPS-JHD-P-SJL2-096 | Variant of MFPS-PANELS | MFPS Fiber Optic panel, 2RU, 48 fibers/RU, splice/patch, ANT/front patch cords orientation to the right, 96 LC/APC, grade C | CommScope® |  | MFPS | Fiber patch/splice panel
760244699 | MFPS-IHD-P-SJL2-144 | Variant of MFPS-PANELS | MFPS Fiber Optic panel, 3RU, 48 fibers/RU, splice/patch, ANT/front patch cords orientation to the right, 144 LC/APC, Grade C | CommScope® |  | MFPS | Fiber patch/splice panel
760244701 | MFPS-JED-P-SJL2-144 | Variant of MFPS-PANELS | MFPS Fiber Optic panel, 2RU, 72 fibers/RU, splice/patch, ANT/front patch cords orientation to the right, 144 LC/APC, grade C | CommScope® |  | MFPS | Fiber patch/splice panel
760244702 | MFPS-IED-P-SJL2-216 | Variant of MFPS-PANELS | MFPS Fiber Optic panel, 3RU, 72 fibers/RU, splice/patch, ANT/front patch cords orientation to the right, 216 LC/APC, grade C | CommScope® |  | MFPS | Fiber patch/splice panel
760244703 | MFPS-KXD-P-SJL2-096 | Variant of MFPS-PANELS | MFPS Fiber Optic panel, 1RU, 96 fibers/RU, splice/patch, ANT/front patch cords orientation to the right, 96 LC/APC, grade C | CommScope® |  | MFPS | Fiber patch/splice panel
760244694 | MFPS-KHD-P-SJE9-048 | Variant of MFPS-PANELS | MFPS Fiber Optic panel, 1RU, 48 fibers/RU, splice/patch, ANT/front patch cords orientation to the right, 48 LSH/APC, grade B | CommScope® |  | MFPS | Fiber patch/splice panel
760243094 | FACT-FRCCLHP22 | Variant of FACT-ODF | FACT® Cross-connect frame, for patching on the left |  | FACT® | FACT | Frame
760243095 | FACT-FRCCRHP22 | Variant of FACT-ODF | FACT® Cross-connect frame, for patching on the right |  | FACT® | FACT | Frame
760240184 | FACT-4ERHPS2S-050OK | Variant of FACT-CABLED-CHASSIS | FACT® Fiber Optic Pre-cabled Chassis, gray, 4E high, 96-port, singlemode, loaded with SC/APC adapters and C-grade pigtails, SMOUV splice tray type, 50m indoor/outdoor microsheath cable, right-hand patch | CommScope® | FACT® | FACT | Fiber patch chassis ¦ with indoor/outdoor cable
760240446 | FACT-1ELHPSFS | Variant of FACT-PATCH-SPLICE-CHASSIS | FACT® Fiber Optic Patch/Splice Chassis, gray, 1E high, 24-port, singlemode, loaded with SC/UPC adapters and B-grade pigtails, SMOUV splice tray type, left-hand patch | CommScope® | FACT® | FACT | Fiber patch/splice chassis
760240186 | FACT-4ELHPS2S-050OK | Variant of FACT-CABLED-CHASSIS | FACT® Fiber Optic Pre-cabled Chassis, gray, 4E high, 96-port, singlemode, loaded with SC/APC adapters and C-grade pigtails, SMOUV splice tray type, 50m indoor/outdoor microsheath cable, left-hand patch | CommScope® | FACT® | FACT | Fiber patch chassis ¦ with indoor/outdoor cable
760240432 | FACT-5EPATL1 | Variant of FACT-PATCH-CHASSIS | FACT® Fiber Optic Patch Chassis, gray, 5E high, 240-port, singlemode, holding 10 hinged trays loaded with LC/UPC adapters | CommScope® | FACT® | FACT | Fiber patch chassis
760240187 | FACT-3ELHPS2S-50OG | Variant of FACT-CABLED-CHASSIS | FACT® Fiber Optic Pre-cabled Chassis, gray, 3E high, 72-port, singlemode, loaded with SC/APC adapters and C-grade pigtails, SMOUV splice tray type, 50m indoor/outdoor microsheath cable, left-hand patch | CommScope® | FACT® | FACT | Fiber patch chassis ¦ with indoor/outdoor cable
760240450 | FACT-1ELHPL1S | Variant of FACT-PATCH-SPLICE-CHASSIS | FACT® Fiber Optic Patch/Splice Chassis, gray, 1E high, 48-port, singlemode, loaded with LC/UPC adapters and C-grade pigtails, SMOUV splice tray type, left-hand patch | CommScope® | FACT® | FACT | Fiber patch/splice chassis
760240434 | FACT-5EPATL4 | Variant of FACT-PATCH-CHASSIS | FACT® Fiber Optic Patch Chassis, gray, 5E high, 240-port, multimode, OM4, holding 10 hinged trays loaded with LC/UPC adapters | CommScope® | FACT® | FACT | Fiber patch chassis
760240459 | FACT-1ELHPSFA | Variant of FACT-PATCH-SPLICE-CHASSIS | FACT® Fiber Optic Patch/Splice Chassis, gray, 1E high, 24-port, singlemode, loaded with SC/UPC adapters and B-grade pigtails, ANT splice tray type, left-hand patch | CommScope® | FACT® | FACT | Fiber patch/splice chassis
760240453 | FACT-1ELHPLGS | Variant of FACT-PATCH-SPLICE-CHASSIS | FACT® Fiber Optic Patch/Splice Chassis, gray, 1E high, 48-port, singlemode, loaded with LC/APC adapters and B-grade pigtails, SMOUV splice tray type, left-hand patch | CommScope® | FACT® | FACT | Fiber patch/splice chassis
760240463 | FACT-1ELHPL1A | Variant of FACT-PATCH-SPLICE-CHASSIS | FACT® Fiber Optic Patch/Splice Chassis, gray, 1E high, 48-port, singlemode, loaded with LC/UPC adapters and C-grade pigtails, ANT splice tray type, left-hand patch | CommScope® | FACT® | FACT | Fiber patch/splice chassis
760240475 | FACT-2ELHPLFS | Variant of FACT-PATCH-SPLICE-CHASSIS | FACT® Fiber Optic Patch/Splice Chassis, gray, 2E high, 96-port, singlemode, loaded with LC/UPC adapters and B-grade pigtails, SMOUV splice tray type, left-hand patch | CommScope® | FACT® | FACT | Fiber patch/splice chassis
760240438 | FACT-6EPATS2 | Variant of FACT-PATCH-CHASSIS | FACT® Fiber Optic Patch Chassis, gray, 6E high, 144-port, singlemode, holding 10 hinged trays loaded with SC/APC adapters | CommScope® | FACT® | FACT | Fiber patch chassis
760240487 | FACT-2ELHPLGA | Variant of FACT-PATCH-SPLICE-CHASSIS | FACT® Fiber Optic Patch/Splice Chassis, gray, 2E high, 96-port, singlemode, loaded with LC/APC adapters and B-grade pigtails, ANT splice tray type, left-hand patch | CommScope® | FACT® | FACT | Fiber patch/splice chassis
760240500 | FACT-3ELHPSFA | Variant of FACT-PATCH-SPLICE-CHASSIS | FACT® Fiber Optic Patch/Splice Chassis, gray, 3E high, 72-port, singlemode, loaded with SC/UPC adapters and B-grade pigtails, ANT splice tray type, left-hand patch | CommScope® | FACT® | FACT | Fiber patch/splice chassis
760240457 | FACT-1ELHPS1A | Variant of FACT-PATCH-SPLICE-CHASSIS | FACT® Fiber Optic Patch/Splice Chassis, gray, 1E high, 24-port, singlemode, loaded with SC/UPC adapters and C-grade pigtails, ANT splice tray type, left-hand patch | CommScope® | FACT® | FACT | Fiber patch/splice chassis
760240488 | FACT-2ELHPL4A | Variant of FACT-PATCH-SPLICE-CHASSIS | FACT® Fiber Optic Patch/Splice Chassis, gray, 2E high, 96-port, multimode, OM4, loaded with LC/UPC adapters and pigtails, ANT splice tray type, left-hand patch | CommScope® | FACT® | FACT | Fiber patch/splice chassis
760240441 | FACT-6EPATL1 | Variant of FACT-PATCH-CHASSIS | FACT® Fiber Optic Patch Chassis, gray, 6E high, 288-port, singlemode, holding 10 hinged trays loaded with LC/UPC adapters | CommScope® | FACT® | FACT | Fiber patch chassis
760240416 | FACT-1EPATL4 | Variant of FACT-PATCH-CHASSIS | FACT® Fiber Optic Patch Chassis, gray, 1E high, 48-port, multimode, OM4, holding 2 hinged trays loaded with LC/UPC adapters | CommScope® | FACT® | FACT | Fiber patch chassis
760240504 | FACT-3ELHPL2A | Variant of FACT-PATCH-SPLICE-CHASSIS | FACT® Fiber Optic Patch/Splice Chassis, gray, 3E high, 144-port, singlemode, loaded with LC/APC adapters and C-grade pigtails, ANT splice tray type, left-hand patch | CommScope® | FACT® | FACT | Fiber patch/splice chassis
760240544 | FACT-5ELHPS2A | Variant of FACT-PATCH-SPLICE-CHASSIS | FACT® Fiber Optic Patch/Splice Chassis, gray, 5E high, 120-port, singlemode, loaded with SC/APC adapters and C-grade pigtails, ANT splice tray type, left-hand patch | CommScope® | FACT® | FACT | Fiber patch/splice chassis
760240468 | FACT-1ELHPE9A | Variant of FACT-PATCH-SPLICE-CHASSIS | FACT® Fiber Optic Patch/Splice Chassis, gray, 1E high, 24-port, singlemode, loaded with LSH/APC adapters and B-grade pigtails, ANT splice tray type, left-hand patch | CommScope® | FACT® | FACT | Fiber patch/splice chassis
760240518 | FACT-4ELHPS1A | Variant of FACT-PATCH-SPLICE-CHASSIS | FACT® Fiber Optic Patch/Splice Chassis, gray, 4E high, 96-port, singlemode, loaded with SC/UPC adapters and C-grade pigtails, ANT splice tray type, left-hand patch | CommScope® | FACT® | FACT | Fiber patch/splice chassis
760240545 | FACT-5ELHPSFA | Variant of FACT-PATCH-SPLICE-CHASSIS | FACT® Fiber Optic Patch/Splice Chassis, gray, 5E high, 120-port, singlemode, loaded with SC/UPC adapters and B-grade pigtails, ANT splice tray type, left-hand patch | CommScope® | FACT® | FACT | Fiber patch/splice chassis
760240469 | FACT-2ELHPS1S | Variant of FACT-PATCH-SPLICE-CHASSIS | FACT® Fiber Optic Patch/Splice Chassis, gray, 2E high, 48-port, singlemode, loaded with SC/UPC adapters and C-grade pigtails, SMOUV splice tray type, left-hand patch | CommScope® | FACT® | FACT | Fiber patch/splice chassis
760240494 | FACT-3ELHPLFS | Variant of FACT-PATCH-SPLICE-CHASSIS | FACT® Fiber Optic Patch/Splice Chassis, gray, 3E high, 144-port, singlemode, loaded with LC/UPC adapters and B-grade pigtails, SMOUV splice tray type, left-hand patch | CommScope® | FACT® | FACT | Fiber patch/splice chassis
760240470 | FACT-2ELHPS2S | Variant of FACT-PATCH-SPLICE-CHASSIS | FACT® Fiber Optic Patch/Splice Chassis, gray, 2E high, 48-port, singlemode, loaded with SC/APC adapters and C-grade pigtails, SMOUV splice tray type, left-hand patch | CommScope® | FACT® | FACT | Fiber patch/splice chassis
760240485 | FACT-2ELHPL1A | Variant of FACT-PATCH-SPLICE-CHASSIS | FACT® Fiber Optic Patch/Splice Chassis, gray, 2E high, 96-port, singlemode, loaded with LC/UPC adapters and C-grade pigtails, ANT splice tray type, left-hand patch | CommScope® | FACT® | FACT | Fiber patch/splice chassis
760240521 | FACT-4ELHPSGA | Variant of FACT-PATCH-SPLICE-CHASSIS | FACT® Fiber Optic Patch/Splice Chassis, gray, 4E high, 96-port, singlemode, loaded with SC/APC adapters and B-grade pigtails, ANT splice tray type, left-hand patch | CommScope® | FACT® | FACT | Fiber patch/splice chassis
760240571 | FACT-6ELHPSFA | Variant of FACT-PATCH-SPLICE-CHASSIS | FACT® Fiber Optic Patch/Splice Chassis, gray, 6E high, 144-port, singlemode, loaded with SC/UPC adapters and B-grade pigtails, ANT splice tray type, left-hand patch | CommScope® | FACT® | FACT | Fiber patch/splice chassis
760240550 | FACT-5ELHPL2A | Variant of FACT-PATCH-SPLICE-CHASSIS | FACT® Fiber Optic Patch/Splice Chassis, gray, 5E high, 240-port, singlemode, loaded with LC/APC adapters and C-grade pigtails, ANT splice tray type, left-hand patch | CommScope® | FACT® | FACT | Fiber patch/splice chassis
760240572 | FACT-6ELHPSGA | Variant of FACT-PATCH-SPLICE-CHASSIS | FACT® Fiber Optic Patch/Splice Chassis, gray, 6E high, 144-port, singlemode, loaded with SC/APC adapters and B-grade pigtails, ANT splice tray type, left-hand patch | CommScope® | FACT® | FACT | Fiber patch/splice chassis
760240587 | FACT-1ERHPLFS | Variant of FACT-PATCH-SPLICE-CHASSIS | FACT® Fiber Optic Patch/Splice Chassis, gray, 1E high, 48-port, singlemode, loaded with LC/UPC adapters and B-grade pigtails, SMOUV splice tray type, right-hand patch | CommScope® | FACT® | FACT | Fiber patch/splice chassis
760240551 | FACT-5ELHPLFA | Variant of FACT-PATCH-SPLICE-CHASSIS | FACT® Fiber Optic Patch/Splice Chassis, gray, 5E high, 240-port, singlemode, loaded with LC/UPC adapters and B-grade pigtails, ANT splice tray type, left-hand patch | CommScope® | FACT® | FACT | Fiber patch/splice chassis
760240575 | FACT-6ELHPL1A | Variant of FACT-PATCH-SPLICE-CHASSIS | FACT® Fiber Optic Patch/Splice Chassis, gray, 6E high, 288-port, singlemode, loaded with LC/UPC adapters and C-grade pigtails, ANT splice tray type, left-hand patch | CommScope® | FACT® | FACT | Fiber patch/splice chassis
760240588 | FACT-1ERHPLGS | Variant of FACT-PATCH-SPLICE-CHASSIS | FACT® Fiber Optic Patch/Splice Chassis, gray, 1E high, 48-port, singlemode, loaded with LC/APC adapters and B-grade pigtails, SMOUV splice tray type, right-hand patch | CommScope® | FACT® | FACT | Fiber patch/splice chassis
760240564 | FACT-6ELHPLFS | Variant of FACT-PATCH-SPLICE-CHASSIS | FACT® Fiber Optic Patch/Splice Chassis, gray, 6E high, 288-port, singlemode, loaded with LC/UPC adapters and B-grade pigtails, SMOUV splice tray type, left-hand patch | CommScope® | FACT® | FACT | Fiber patch/splice chassis
760240552 | FACT-5ELHPLGA | Variant of FACT-PATCH-SPLICE-CHASSIS | FACT® Fiber Optic Patch/Splice Chassis, gray, 5E high, 240-port, singlemode, loaded with LC/APC adapters and B-grade pigtails, ANT splice tray type, left-hand patch | CommScope® | FACT® | FACT | Fiber patch/splice chassis
760240539 | FACT-5ELHPLGS | Variant of FACT-PATCH-SPLICE-CHASSIS | FACT® Fiber Optic Patch/Splice Chassis, gray, 5E high, 240-port, singlemode, loaded with LC/APC adapters and B-grade pigtails, SMOUV splice tray type, left-hand patch | CommScope® | FACT® | FACT | Fiber patch/splice chassis
760240515 | FACT-4ELHPLGS | Variant of FACT-PATCH-SPLICE-CHASSIS | FACT® Fiber Optic Patch/Splice Chassis, gray, 4E high, 192-port, singlemode, loaded with LC/APC adapters and B-grade pigtails, SMOUV splice tray type, left-hand patch | CommScope® | FACT® | FACT | Fiber patch/splice chassis
760240589 | FACT-1ERHPL4S | Variant of FACT-PATCH-SPLICE-CHASSIS | FACT® Fiber Optic Patch/Splice Chassis, gray, 1E high, 48-port, multimode, OM4, loaded with LC/UPC adapters and pigtails, SMOUV splice tray type, right-hand patch | CommScope® | FACT® | FACT | Fiber patch/splice chassis
760240577 | FACT-6ELHPLGA | Variant of FACT-PATCH-SPLICE-CHASSIS | FACT® Fiber Optic Patch/Splice Chassis, gray, 6E high, 288-port, singlemode, loaded with LC/APC adapters and B-grade pigtails, ANT splice tray type, left-hand patch | CommScope® | FACT® | FACT | Fiber patch/splice chassis
760240565 | FACT-6ELHPLGS | Variant of FACT-PATCH-SPLICE-CHASSIS | FACT® Fiber Optic Patch/Splice Chassis, gray, 6E high, 288-port, singlemode, loaded with LC/APC adapters and B-grade pigtails, SMOUV splice tray type, left-hand patch | CommScope® | FACT® | FACT | Fiber patch/splice chassis
760240601 | FACT-1ERHPLGA | Variant of FACT-PATCH-SPLICE-CHASSIS | FACT® Fiber Optic Patch/Splice Chassis, gray, 1E high, 48-port, singlemode, loaded with LC/APC adapters and B-grade pigtails, ANT splice tray type, right-hand patch | CommScope® | FACT® | FACT | Fiber patch/splice chassis
760240527 | FACT-4ELHPL4A | Variant of FACT-PATCH-SPLICE-CHASSIS | FACT® Fiber Optic Patch/Splice Chassis, gray, 4E high, 192-port, multimode, OM4, loaded with LC/UPC adapters and pigtails, ANT splice tray type, left-hand patch | CommScope® | FACT® | FACT | Fiber patch/splice chassis
760240578 | FACT-6ELHPL4A | Variant of FACT-PATCH-SPLICE-CHASSIS | FACT® Fiber Optic Patch/Splice Chassis, gray, 6E high, 288-port, multimode, OM4, loaded with LC/UPC adapters and pigtails, ANT splice tray type, left-hand patch | CommScope® | FACT® | FACT | Fiber patch/splice chassis
760240566 | FACT-6ELHPL4S | Variant of FACT-PATCH-SPLICE-CHASSIS | FACT® Fiber Optic Patch/Splice Chassis, gray, 6E high, 288-port, multimode, OM4, loaded with LC/UPC adapters and pigtails, SMOUV splice tray type, left-hand patch | CommScope® | FACT® | FACT | Fiber patch/splice chassis
760240593 | FACT-1ERHPS2A | Variant of FACT-PATCH-SPLICE-CHASSIS | FACT® Fiber Optic Patch/Splice Chassis, gray, 1E high, 24-port, singlemode, loaded with SC/APC adapters and C-grade pigtails, ANT splice tray type, right-hand patch | CommScope® | FACT® | FACT | Fiber patch/splice chassis
760240620 | FACT-2ERHPLFA | Variant of FACT-PATCH-SPLICE-CHASSIS | FACT® Fiber Optic Patch/Splice Chassis, gray, 2E high, 96-port, singlemode, loaded with LC/UPC adapters and B-grade pigtails, ANT splice tray type, right-hand patch | CommScope® | FACT® | FACT | Fiber patch/splice chassis
760240649 | FACT-4ERHPLGS | Variant of FACT-PATCH-SPLICE-CHASSIS | FACT® Fiber Optic Patch/Splice Chassis, gray, 4E high, 192-port, singlemode, loaded with LC/APC adapters and B-grade pigtails, SMOUV splice tray type, right-hand patch | CommScope® | FACT® | FACT | Fiber patch/splice chassis
760240605 | FACT-2ERHPS2S | Variant of FACT-PATCH-SPLICE-CHASSIS | FACT® Fiber Optic Patch/Splice Chassis, gray, 2E high, 48-port, singlemode, loaded with SC/APC adapters and C-grade pigtails, SMOUV splice tray type, right-hand patch | CommScope® | FACT® | FACT | Fiber patch/splice chassis
760240594 | FACT-1ERHPSFA | Variant of FACT-PATCH-SPLICE-CHASSIS | FACT® Fiber Optic Patch/Splice Chassis, gray, 1E high, 24-port, singlemode, loaded with SC/UPC adapters and B-grade pigtails, ANT splice tray type, right-hand patch | CommScope® | FACT® | FACT | Fiber patch/splice chassis
760240663 | FACT-5ERHPS1S | Variant of FACT-PATCH-SPLICE-CHASSIS | FACT® Fiber Optic Patch/Splice Chassis, gray, 5E high, 120-port, singlemode, loaded with SC/UPC adapters and C-grade pigtails, SMOUV splice tray type, right-hand patch | CommScope® | FACT® | FACT | Fiber patch/splice chassis
760240585 | FACT-1ERHPL1S | Variant of FACT-PATCH-SPLICE-CHASSIS | FACT® Fiber Optic Patch/Splice Chassis, gray, 1E high, 48-port, singlemode, loaded with LC/UPC adapters and C-grade pigtails, SMOUV splice tray type, right-hand patch | CommScope® | FACT® | FACT | Fiber patch/splice chassis
760240595 | FACT-1ERHPSGA | Variant of FACT-PATCH-SPLICE-CHASSIS | FACT® Fiber Optic Patch/Splice Chassis, gray, 1E high, 24-port, singlemode, loaded with SC/APC adapters and B-grade pigtails, ANT splice tray type, right-hand patch | CommScope® | FACT® | FACT | Fiber patch/splice chassis
760240622 | FACT-2ERHPL4A | Variant of FACT-PATCH-SPLICE-CHASSIS | FACT® Fiber Optic Patch/Splice Chassis, gray, 2E high, 96-port, multimode, OM4, loaded with LC/UPC adapters and pigtails, ANT splice tray type, right-hand patch | CommScope® | FACT® | FACT | Fiber patch/splice chassis
760240652 | FACT-4ERHPS1A | Variant of FACT-PATCH-SPLICE-CHASSIS | FACT® Fiber Optic Patch/Splice Chassis, gray, 4E high, 96-port, singlemode, loaded with SC/UPC adapters and C-grade pigtails, ANT splice tray type, right-hand patch | CommScope® | FACT® | FACT | Fiber patch/splice chassis
760240635 | FACT-3ERHPSFA | Variant of FACT-PATCH-SPLICE-CHASSIS | FACT® Fiber Optic Patch/Splice Chassis, gray, 3E high, 72-port, singlemode, loaded with SC/UPC adapters and B-grade pigtails, ANT splice tray type, right-hand patch | CommScope® | FACT® | FACT | Fiber patch/splice chassis
760240664 | FACT-5ERHPS2S | Variant of FACT-PATCH-SPLICE-CHASSIS | FACT® Fiber Optic Patch/Splice Chassis, gray, 5E high, 120-port, singlemode, loaded with SC/APC adapters and C-grade pigtails, SMOUV splice tray type, right-hand patch | CommScope® | FACT® | FACT | Fiber patch/splice chassis
760240636 | FACT-3ERHPSGA | Variant of FACT-PATCH-SPLICE-CHASSIS | FACT® Fiber Optic Patch/Splice Chassis, gray, 3E high, 72-port, singlemode, loaded with SC/APC adapters and B-grade pigtails, ANT splice tray type, right-hand patch | CommScope® | FACT® | FACT | Fiber patch/splice chassis
760240665 | FACT-5ERHPSFS | Variant of FACT-PATCH-SPLICE-CHASSIS | FACT® Fiber Optic Patch/Splice Chassis, gray, 5E high, 120-port, singlemode, loaded with SC/UPC adapters and B-grade pigtails, SMOUV splice tray type, right-hand patch | CommScope® | FACT® | FACT | Fiber patch/splice chassis
760240676 | FACT-5ERHPS1A | Variant of FACT-PATCH-SPLICE-CHASSIS | FACT® Fiber Optic Patch/Splice Chassis, gray, 5E high, 120-port, singlemode, loaded with SC/UPC adapters and C-grade pigtails, ANT splice tray type, right-hand patch | CommScope® | FACT® | FACT | Fiber patch/splice chassis
760240691 | FACT-6ERHPSGS | Variant of FACT-PATCH-SPLICE-CHASSIS | FACT® Fiber Optic Patch/Splice Chassis, gray, 6E high, 144-port, singlemode, loaded with SC/APC adapters and B-grade pigtails, SMOUV splice tray type, right-hand patch | CommScope® | FACT® | FACT | Fiber patch/splice chassis
760240639 | FACT-3ERHPL2A | Variant of FACT-PATCH-SPLICE-CHASSIS | FACT® Fiber Optic Patch/Splice Chassis, gray, 3E high, 144-port, singlemode, loaded with LC/APC adapters and C-grade pigtails, ANT splice tray type, right-hand patch | CommScope® | FACT® | FACT | Fiber patch/splice chassis
760240677 | FACT-5ERHPS2A | Variant of FACT-PATCH-SPLICE-CHASSIS | FACT® Fiber Optic Patch/Splice Chassis, gray, 5E high, 120-port, singlemode, loaded with SC/APC adapters and C-grade pigtails, ANT splice tray type, right-hand patch | CommScope® | FACT® | FACT | Fiber patch/splice chassis
760240703 | FACT-6ERHPSGA | Variant of FACT-PATCH-SPLICE-CHASSIS | FACT® Fiber Optic Patch/Splice Chassis, gray, 6E high, 144-port, singlemode, loaded with SC/APC adapters and B-grade pigtails, ANT splice tray type, right-hand patch | CommScope® | FACT® | FACT | Fiber patch/splice chassis
760240615 | FACT-2ERHPS2A | Variant of FACT-PATCH-SPLICE-CHASSIS | FACT® Fiber Optic Patch/Splice Chassis, gray, 2E high, 48-port, singlemode, loaded with SC/APC adapters and C-grade pigtails, ANT splice tray type, right-hand patch | CommScope® | FACT® | FACT | Fiber patch/splice chassis
760240640 | FACT-3ERHPLFA | Variant of FACT-PATCH-SPLICE-CHASSIS | FACT® Fiber Optic Patch/Splice Chassis, gray, 3E high, 144-port, singlemode, loaded with LC/UPC adapters and B-grade pigtails, ANT splice tray type, right-hand patch | CommScope® | FACT® | FACT | Fiber patch/splice chassis
760240626 | FACT-3ERHPSGS | Variant of FACT-PATCH-SPLICE-CHASSIS | FACT® Fiber Optic Patch/Splice Chassis, gray, 3E high, 72-port, singlemode, loaded with SC/APC adapters and B-grade pigtails, SMOUV splice tray type, right-hand patch | CommScope® | FACT® | FACT | Fiber patch/splice chassis
760240658 | FACT-4ERHPL1A | Variant of FACT-PATCH-SPLICE-CHASSIS | FACT® Fiber Optic Patch/Splice Chassis, gray, 4E high, 192-port, singlemode, loaded with LC/UPC adapters and C-grade pigtails, ANT splice tray type, right-hand patch | CommScope® | FACT® | FACT | Fiber patch/splice chassis
760240669 | FACT-5ERHPL1S | Variant of FACT-PATCH-SPLICE-CHASSIS | FACT® Fiber Optic Patch/Splice Chassis, gray, 5E high, 240-port, singlemode, loaded with LC/UPC adapters and C-grade pigtails, SMOUV splice tray type, right-hand patch | CommScope® | FACT® | FACT | Fiber patch/splice chassis
760240630 | FACT-3ERHPLGS | Variant of FACT-PATCH-SPLICE-CHASSIS | FACT® Fiber Optic Patch/Splice Chassis, gray, 3E high, 144-port, singlemode, loaded with LC/APC adapters and B-grade pigtails, SMOUV splice tray type, right-hand patch | CommScope® | FACT® | FACT | Fiber patch/splice chassis
760240696 | FACT-6ERHPLGS | Variant of FACT-PATCH-SPLICE-CHASSIS | FACT® Fiber Optic Patch/Splice Chassis, gray, 6E high, 288-port, singlemode, loaded with LC/APC adapters and B-grade pigtails, SMOUV splice tray type, right-hand patch | CommScope® | FACT® | FACT | Fiber patch/splice chassis
760240644 | FACT-4ERHPSFS | Variant of FACT-PATCH-SPLICE-CHASSIS | FACT® Fiber Optic Patch/Splice Chassis, gray, 4E high, 96-port, singlemode, loaded with SC/UPC adapters and B-grade pigtails, SMOUV splice tray type, right-hand patch | CommScope® | FACT® | FACT | Fiber patch/splice chassis
760240670 | FACT-5ERHPL2S | Variant of FACT-PATCH-SPLICE-CHASSIS | FACT® Fiber Optic Patch/Splice Chassis, gray, 5E high, 240-port, singlemode, loaded with LC/APC adapters and C-grade pigtails, SMOUV splice tray type, right-hand patch | CommScope® | FACT® | FACT | Fiber patch/splice chassis
760240671 | FACT-5ERHPLFS | Variant of FACT-PATCH-SPLICE-CHASSIS | FACT® Fiber Optic Patch/Splice Chassis, gray, 5E high, 240-port, singlemode, loaded with LC/UPC adapters and B-grade pigtails, SMOUV splice tray type, right-hand patch | CommScope® | FACT® | FACT | Fiber patch/splice chassis
760240648 | FACT-4ERHPLFS | Variant of FACT-PATCH-SPLICE-CHASSIS | FACT® Fiber Optic Patch/Splice Chassis, gray, 4E high, 192-port, singlemode, loaded with LC/UPC adapters and B-grade pigtails, SMOUV splice tray type, right-hand patch | CommScope® | FACT® | FACT | Fiber patch/splice chassis
760240700 | FACT-6ERHPS1A | Variant of FACT-PATCH-SPLICE-CHASSIS | FACT® Fiber Optic Patch/Splice Chassis, gray, 6E high, 144-port, singlemode, loaded with SC/UPC adapters and C-grade pigtails, ANT splice tray type, right-hand patch | CommScope® | FACT® | FACT | Fiber patch/splice chassis
760240701 | FACT-6ERHPS2A | Variant of FACT-PATCH-SPLICE-CHASSIS | FACT® Fiber Optic Patch/Splice Chassis, gray, 6E high, 144-port, singlemode, loaded with SC/APC adapters and C-grade pigtails, ANT splice tray type, right-hand patch | CommScope® | FACT® | FACT | Fiber patch/splice chassis
760240673 | FACT-5ERHPL4S | Variant of FACT-PATCH-SPLICE-CHASSIS | FACT® Fiber Optic Patch/Splice Chassis, gray, 5E high, 240-port, multimode, OM4, loaded with LC/UPC adapters and pigtails, SMOUV splice tray type, right-hand patch | CommScope® | FACT® | FACT | Fiber patch/splice chassis
760240685 | FACT-5ERHPLGA | Variant of FACT-PATCH-SPLICE-CHASSIS | FACT® Fiber Optic Patch/Splice Chassis, gray, 5E high, 240-port, singlemode, loaded with LC/APC adapters and B-grade pigtails, ANT splice tray type, right-hand patch | CommScope® | FACT® | FACT | Fiber patch/splice chassis
9-1920523-1 | OCP-S2-15DASEN-XX | Variant of OCP | Fiber Optic Pigtail, Simplex, Singlemode, SC/APC to Stub, 0.9 mm diameter, 15 m |  |  | OCP | Fiber pigtail ¦ jacketed
760241911 | MFPS-JHD-P-CRL1-096-10-OK | Variant of MFPS-PANELS | MFPS Fiber Optic panel, 2RU, 96 fibers/RU, pre-cabled I/O LSZH, 10m, front patch cords orientation to the left, 96 LC/UPC, grade C | CommScope® |  | MFPS | Fiber patch panel ¦ with indoor/outdoor cable
760241907 | MFPS-KXD-P-CQL1-096-30-OK | Variant of MFPS-PANELS | MFPS Fiber Optic panel, 1RU, 96 fibers/RU, pre-cabled I/O LSZH, 30m, front patch cords orientation to the right, 96 LC/UPC, grade C | CommScope® |  | MFPS | Fiber patch panel ¦ with indoor/outdoor cable
760241876 | MFPS-KHD-P-CRL1-048-20-OF | Variant of MFPS-PANELS | MFPS Fiber Optic panel, 1RU, 48 fibers/RU, pre-cabled I/O LSZH, 20m, front patch cords orientation to the left, 48 LC/UPC, grade C | CommScope® |  | MFPS | Fiber patch panel ¦ with indoor/outdoor cable
760241913 | MFPS-JHD-P-CRL1-096-30-OK | Variant of MFPS-PANELS | MFPS Fiber Optic panel, 2RU, 96 fibers/RU, pre-cabled I/O LSZH, 30m, front patch cords orientation to the left, 96 LC/UPC, grade C | CommScope® |  | MFPS | Fiber patch panel ¦ with indoor/outdoor cable
760241909 | MFPS-JHD-P-CRS1-096-20-OK | Variant of MFPS-PANELS | MFPS Fiber Optic panel, 2RU, 96 fibers/RU, pre-cabled I/O LSZH, 20m, front patch cords orientation to the left, 96 SC/UPC, grade C | CommScope® |  | MFPS | Fiber patch panel ¦ with indoor/outdoor cable
760241914 | MFPS-JHD-P-CQS1-096-10-OK | Variant of MFPS-PANELS | MFPS Fiber Optic panel, 2RU, 96 fibers/RU, pre-cabled I/O LSZH, 10m, front patch cords orientation to the right, 96 SC/UPC, grade C | CommScope® |  | MFPS | Fiber patch panel ¦ with indoor/outdoor cable
760241878 | MFPS-KHD-P-CQS1-048-10-OF | Variant of MFPS-PANELS | MFPS Fiber Optic panel, 1RU, 48 fibers/RU, pre-cabled I/O LSZH, 10m, front patch cords orientation to the right, 48 SC/UPC, grade C | CommScope® |  | MFPS | Fiber patch panel ¦ with indoor/outdoor cable
760241910 | MFPS-JHD-P-CRS1-096-30-OK | Variant of MFPS-PANELS | MFPS Fiber Optic panel, 2RU, 96 fibers/RU, pre-cabled I/O LSZH, 30m, front patch cords orientation to the left, 96 SC/UPC, grade C | CommScope® |  | MFPS | Fiber patch panel ¦ with indoor/outdoor cable
760241915 | MFPS-JHD-P-CQS1-096-20-OK | Variant of MFPS-PANELS | MFPS Fiber Optic panel, 2RU, 96 fibers/RU, pre-cabled I/O LSZH, 20m, front patch cords orientation to the right, 96 SC/UPC, grade C | CommScope® |  | MFPS | Fiber patch panel ¦ with indoor/outdoor cable
760242401 | ODF-FF19CM-36 | Variant of FLEX-ODF | Flex frame Rack with cable managers, 19" standard mouting, 36ru of open rack space |  |  | Flex Frame | Frame
760242404 | ODF-FFSPLCAB | Variant of FLEX-FRAME-CABS | Flex Frame Splice Cabinet for Flex Frame |  |  | Flex Frame | Fiber splice cabinet enclosure
760241919 | MFPS-JHD-P-CQL1-096-30-OK | Variant of MFPS-PANELS | MFPS Fiber Optic panel, 2RU, 96 fibers/RU, pre-cabled I/O LSZH, 30m, front patch cords orientation to the right, 96 LC/UPC, grade C | CommScope® |  | MFPS | Fiber patch panel ¦ with indoor/outdoor cable
845110-000 | FIST-GCO2-BC6-GV | Variant of FIST-GCO2-B | FIST® GC02 Fiber Optic Splice Closure, Heat Shrink or Gold Gel Cable sealing, size BC, no pre-installed fiber trays, 6 round ports + 1 oval port with test valve |  | FIST® | FIST-GCO2 | Single-ended ¦ round fiber closure
760237397 | BUDI-FS-TS212-US00 | Variant of BUDI-FS | BUDI™ Fiber Optic Wall mount Enclosure with FOSC Management System, 12 SC/APC ports | CommScope® | BUDI™ | BUDI-FS | Fiber wall box
760237524 | MFPS-JHD-P-SIS3-096 | Variant of MFPS-PANELS | MFPS Fiber Optic panel, 2RU, 48 fibers/RU, splice/patch, SMOUV/front patch cords orientation to the right, 96 SC/APC 9°, grade C | CommScope® |  | MFPS | Fiber patch/splice panel
760237807 | MFPS-JED-P-SILF-144 | Variant of MFPS-PANELS | MFPS Fiber Optic panel, 2RU, 72 fibers/RU, splice/patch, SMOUV/front patch cords orientation to the right, 144 LC/UPC, grade B | CommScope® |  | MFPS | Fiber patch/splice panel
760238078 | MFPS-JED-P-SIL1-144 | Variant of MFPS-PANELS | MFPS Fiber Optic panel, 2RU, 72 fibers/RU, splice/patch, SMOUV/front patch cords orientation to the right, 144 LC/UPC, grade C | CommScope® |  | MFPS | Fiber patch/splice panel
FEC-10K |  | Variant of FEC | Fiber Optic Entrance Cabinet, up to 10,368 ribbon fibers |  |  | FEC | Fiber entrance cabinet |  | Discontinued
FEC-12 |  | Variant of FEC | Fiber Optic Entrance Cabinet, 12 Drawers, Wall mounted |  |  | FEC | Fiber entrance cabinet
FEC-6 |  | Variant of FEC | Fiber Optic Entrance Cabinet, 6 Drawers, Wall mounted |  |  | FEC | Fiber entrance cabinet
FEC-18-RM |  | Variant of FEC | Fiber Optic Entrance Cabinet, 18 Drawers, Rack mounted |  |  | FEC | Fiber entrance cabinet
FEC-24 |  | Variant of FEC | Fiber Optic Entrance Cabinet, 24 Drawers, Wall mounted |  |  | FEC | Fiber entrance cabinet
FGS-ACC046 |  | Variant | FiberGuide® to DITEL Transition Adapter, 4x4in, Black |  | FiberGuide® |  | Adapter
FGS-ACC089 |  | Variant | FiberGuide® to WARREN Transition Adapter, 4x12in, Black |  | FiberGuide® |  | Adapter
FGS-ACC501 |  | Variant | FiberGuide® 4x4in to HENDRY 3in Transition Adapter, Black |  | FiberGuide® |  | Adapter
FGS-ACC063 |  | Variant | FiberGuide® Reducer, 2x2 to 2x1in, Yellow |  | FiberGuide® |  | Reducer
FGS-ACC146 |  | Variant | FiberGuide® to TELECT Wave Trax Transition Adapter, 4x6in, Black |  | FiberGuide® |  | Adapter
FGS-ACC081 |  | Variant | FiberGuide® to PANDUIT Slotted Transition Adapter, 4x4in, Black |  | FiberGuide® |  | Adapter
FGS-ACC123 |  | Variant | FiberGuide® to TELECT Transition Adapter, 4x6in, Black |  | FiberGuide® |  | Adapter
FGS-ACC124 |  | Variant | FiberGuide® to TELECT Transition Adapter, 4x4in, Black |  | FiberGuide® |  | Adapter
FGS-ACC529 |  | Variant | FiberGuide® to NEWTON Transition Adapter, 4x4in, Black |  | FiberGuide® |  | Adapter
FGS-ACC153 |  | Variant | FiberGuide® to PANDUIT Solid Transition Adapter, 4x4in, Black |  | FiberGuide® |  | Adapter
FGS-CD4E-B |  | Variant | FiberGuide® Metal Cover for 45° Down Elbow, 4x6in, Black |  | FiberGuide® |  | Fiber raceway cover
FGS-ACC086 |  | Variant | FiberGuide® to WARREN Transition Adapter, 4x4in, Black |  | FiberGuide® |  | Adapter
FGS-ACC125 |  | Variant | FiberGuide® to TELECT Transition Adapter, 2x2in, Black |  | FiberGuide® |  | Adapter
FGS-CD9E-A |  | Variant | FiberGuide® Metal Cover for 90° Down Elbow, 4x4in, Black |  | FiberGuide® |  | Fiber raceway cover
FGS-ACC042 |  | Variant | FiberGuide® 4x6in to TYTON 8in Transition Adapter, Black |  | FiberGuide® |  | Adapter
FGS-ACC532 |  | Variant | FiberGuide® Quick Knob with 3in T-Bolt and Ladder Rack Clip , Kit of 10 |  | FiberGuide® |  | Hardware
FGS-ACC134 |  | Variant | FiberGuide® Quick Knob with T-Bolt, Kit of 10 |  | FiberGuide® |  | Hardware
FGS-DSHC-A |  | Variant | FiberGuide® Split Hinged Cover Kit for Straight Section, 4x4in, Yellow |  | FiberGuide® |  | Fiber raceway cover
FGS-CHRT-B |  | Variant | FiberGuide® Metal Cover for Horizontal T, 4x6in, Black |  | FiberGuide® |  | Fiber raceway cover
FGS-CD9E-B |  | Variant | FiberGuide® Metal Cover for 90° Down Elbow, 4x6in, Black |  | FiberGuide® |  | Fiber raceway cover
FGS-ACC533 |  | Variant | FiberGuide® Quick Knob with 3in T-Bolt and Ladder Rack Clip , Kit of 100 |  | FiberGuide® |  | Hardware
FGS-HASB-5/8-36 |  | Variant | FiberGuide® Adjustable Angle Support Bracket Kit, 5/8in, 11x36in Threaded Rod |  | FiberGuide® |  | Support mounting kit
FGS-CDSA-AB |  | Variant | FiberGuide® Metal Cover for Straight Reducer, 4x4in to 4x6in, Black |  | FiberGuide® |  | Fiber raceway cover
FGS-CHXP-A |  | Variant | FiberGuide® Metal Cover for Horizontal Cross, 4x4in, Black |  | FiberGuide® |  | Fiber raceway cover
FGS-ACC508 |  | Variant | FiberGuide® to HENDRY Transition Adapter, 4x6in, Black |  | FiberGuide® |  | Adapter
FGS-DSHC-F |  | Variant | FiberGuide® Split Hinged Cover Kit for Straight Section, 4x12in, Yellow |  | FiberGuide® |  | Fiber raceway cover
FGS-FLEXV-4F-A2C |  | Variant of FGS-FLEXV | FiberGuide® FlexVertical Dual Kit, 4x4 to Dual 2x2in, 4ft Length, Yellow |  | FiberGuide® |  | Drop kit
FGS-CHXP-B |  | Variant | FiberGuide® Metal Cover for Horizontal Cross, 4x6in, Black |  | FiberGuide® |  | Fiber raceway cover
FGS-HDSI-F/C |  | Variant | FiberGuide® Downspout 4x12 Insert Reducer, 4x6 to 2x2in, Black |  | FiberGuide® |  | Drop kit
FGS-FD4E-H |  | Variant | FiberGuide® Fabric Cover for 45° Down Elbow, 4x24 in, Black |  | FiberGuide® |  | Fiber raceway cover
FGS-ACC513 |  | Variant | FiberGuide® Vertical/Horizontal Support Bracket Kit for Downspouts and Express Exits |  | FiberGuide® |  | Support mounting kit
FGS-HDSI-F/D |  | Variant | FiberGuide® Downspout 4x12 Insert Reducer, 4x6 to 4x4in, Black |  | FiberGuide® |  | Drop kit
FGS-FDSA-HF |  | Variant | FiberGuide® Fabric Cover for Reducer, 4x24in to 4x12in, Black |  | FiberGuide® |  | Fiber raceway cover
FGS-FLEXVAD-7F-C |  | Variant of FGS-FLEXV | FiberGuide® FlexVertical Kit, 2x2in, 7ft Length, Yellow |  | FiberGuide® |  | Drop kit
FGS-DDSP-A |  | Variant | FiberGuide® Split Cover for Downspout, 4x4in, Black |  | FiberGuide® |  | Fiber raceway cover
FGS-CH9E-B |  | Variant | FiberGuide® Metal Cover for 90° Horizontal Elbow, 4x6in, Black |  | FiberGuide® |  | Fiber raceway cover
FGS-ACC520 |  | Variant | FiberGuide® Downspout Kit for OMX Bay, 4x6in, Yellow |  | FiberGuide® |  | Downspout
FGS-HDGR-16MM |  | Variant | FiberGuide® Unistrut Nut Mounting Kit, 16mm |  | FiberGuide® |  | Support mounting kit
FGS-FH4E-H |  | Variant | FiberGuide® Fabric Cover for 45° Horizontal Elbow, 4x24in, Black |  | FiberGuide® |  | Fiber raceway cover
FGS-HDVE-A |  | Variant | FiberGuide® FlexGuide 15-35° Down Elbow, 4x4in, Yellow |  | FiberGuide® |  | Elbow
FGS-DDSP-B |  | Variant | FiberGuide® Split Cover for Downspout, 4x6in, Black |  | FiberGuide® |  | Fiber raceway cover
FGS-HDLB-4 |  | Variant | FiberGuide® Ladder Rack Bracket kit, 4x6in |  | FiberGuide® |  | Support mounting kit
FGS-HAEJ-C |  | Variant | FiberGuide® Track Connecting Bar Kit, 2x2in |  | FiberGuide® |  | Support mounting kit
FGS-CHRT-A |  | Variant | FiberGuide® Metal Cover for Horizontal T, 4x4in, Black |  | FiberGuide® |  | Fiber raceway cover
FGS-HETR-3/8 |  | Variant | FiberGuide® Existing Threaded Rod Bracket Kit, 3/8in for 2x6, 4x4, 4x6in Systems |  | FiberGuide® |  | Support mounting kit
FGS-HDVE-B |  | Variant | FiberGuide® FlexGuide 15-35° Down Elbow, 4x6in, Yellow |  | FiberGuide® |  | Elbow
FGS-BTBS-C |  | Variant | FiberGuide® Bay Top Short "L" Bracket Kit, 2x2in |  | FiberGuide® |  | Support mounting kit
FGS-FHRT-H/F |  | Variant | FiberGuide® Fabric Cover for Horizontal T with 4x12in Exit, 4x24in, Black |  | FiberGuide® |  | Fiber raceway cover
FGS-HAEJ-H/F |  | Variant | FiberGuide® Junction Bar Kit |  | FiberGuide® |  | Support mounting kit
FGS-DH9E-B |  | Variant | FiberGuide® Metal Split Cover 90° Elbow, 4x6in |  | FiberGuide® |  | Fiber raceway cover
FGS-HETR-5/8 |  | Variant | FiberGuide® Existing Threaded Rod Bracket Kit, 5/8in for 2x6, 4x4, 4x6in Systems |  | FiberGuide® |  | Support mounting kit
FGS-FHXP-F/H |  | Variant | FiberGuide® Fabric Cover for Horizontal Cross with Dual 4x12in Exits, 4x24in, Black |  | FiberGuide® |  | Fiber raceway cover
FGS-HASB-1/2-36 |  | Variant | FiberGuide® Adjustable Angle Support Bracket Kit, 1/2in, 11x36in Threaded Rod |  | FiberGuide® |  | Support mounting kit
FGS-HKW2-E |  | Variant | FiberGuide® Vertical Slotted Straight Section Mounting Bracket, 2x4in, 4x4in, Kit of 10 |  | FiberGuide® |  | Support mounting kit
FGS-DHCP |  | Variant | FiberGuide® Capture Clips Kit of 10, Black |  | FiberGuide® |  | Hardware
FGS-HETR-5/8-A |  | Variant | FiberGuide® Modified Existing Threaded Rod Bracket Kit, 5/8"in for 2x6, 4x4, 4x6in Systems |  | FiberGuide® |  | Support mounting kit
FGS-HDSI-AB |  | Variant | FiberGuide® Downspout 4x6 Insert Reducer, 4x4 to 2x4in, Black |  | FiberGuide® |  | Drop kit
FGS-HLBK |  | Variant | FiberGuide® L Bay Support Bracket Kit, 2x6in, 4x4in, 4x6in |  | FiberGuide® |  | Support mounting kit
FGS-HHVE-A |  | Variant | FiberGuide® 17-35° Left/Right Horizontal Elbow, 4x4in, Yellow |  | FiberGuide® |  | Elbow
FGS-HETP-H-5/8 |  | Variant | FiberGuide® Existing Threaded Rod Trapeze Bracket Kit, 5/8in for 4x24in System |  | FiberGuide® |  | Support mounting kit
FGS-HLR2-C |  | Variant | FiberGuide® Ladder Bracket Kit for 2x2in system |  | FiberGuide® |  | Support mounting kit
FGS-HHVE-B |  | Variant | FiberGuide® 17-35° Left/Right Horizontal Elbow, 4x6in, Yellow |  | FiberGuide® |  | Elbow
FGS-HETR-1/2 |  | Variant | FiberGuide® Existing Thread Rod, 1/2in for 2x6, 4x4, 4x6in Systems |  | FiberGuide® |  | Support mounting kit
FGS-HMEC-24 |  | Variant | FiberGuide® Vertical End Cap Kit, 2x4in, Black |  | FiberGuide® |  | Fiber raceway end cap
FGS-HETR-12MM |  | Variant | FiberGuide® Existing Thread Rod, 12 mm for 2x6, 4x4, 4x6in Systems |  | FiberGuide® |  | Support mounting kit
FGS-HLDR-16MM |  | Variant | FiberGuide® Ladder Rack Bracket Kit, 16mm |  | FiberGuide® |  | Support mounting kit
FGS-HNTR-16MM |  | Variant | FiberGuide® New Threaded Rod Bracket Kit, 16mm for 2x6, 4x4, 4x6in Systems |  | FiberGuide® |  | Support mounting kit
FGS-HETR-16MM |  | Variant | FiberGuide® Existing Rod Bracket, 16mm for 2x6, 4x4, 4x6in Systems |  | FiberGuide® |  | Support mounting kit
FGS-HISR-F |  | Variant | FiberGuide® Strain Relief Kit, 4x12in |  | FiberGuide® |  | Accessory
FGS-HLDR-5/8 |  | Variant | FiberGuide® Ladder Rack Bracket Kit, 5/8in |  | FiberGuide® |  | Support mounting kit
FGS-HFCK-1/2 |  | Variant | FiberGuide® Auxiliary Framing Kit, 2 x 9/16 x 3/16in for 1/2in Rod |  | FiberGuide® |  | Support mounting kit
FGS-HNTS-16MM-LP |  | Variant | FiberGuide® Low Profile Top Support C-Bracket Kit, 16mm for 2x6, 4x4, 4x6in Systems |  | FiberGuide® |  | Support mounting kit
FGS-HNTP-F-16MM |  | Variant | FiberGuide® New Threaded Rod Trapeze Bracket Kit, 16mm for 4x12in System |  | FiberGuide® |  | Support mounting kit
FGS-HFCK-5/8 |  | Variant | FiberGuide® Auxiliary Framing Kit, 2 x 9/16 x 3/16in for 5/8in Rod |  | FiberGuide® |  | Support mounting kit
FGS-HMEC-CA |  | Variant | FiberGuide® Modified End Cap Kit for Hinged Cover, 2x2in, Black |  | FiberGuide® |  | End cap
FGS-HNTS-1/2 |  | Variant | FiberGuide® Top Support C-Bracket Kit, 1/2in for 2x6, 4x4, 4x6in Systems |  | FiberGuide® |  | Support mounting kit
FGS-HNTS-5/8 |  | Variant | FiberGuide® Top Support C-Bracket Kit, 5/8in for 2x6, 4x4, 4x6in Systems |  | FiberGuide® |  | Support mounting kit
FGS-HLDR-A |  | Variant | FiberGuide® Ladder Rack Bracket Kit for Radiused Ladder Rake, 5/8in |  | FiberGuide® |  | Support mounting kit
FGS-HFRR-10 |  | Variant | FiberGuide® Retainer Rings Kit of 10 |  | FiberGuide® |  | Hardware
FGS-HMEC-D |  | Variant | FiberGuide® Vertical End Cap Kit, 4x4in, Black |  | FiberGuide® |  | Fiber raceway end cap
FGS-HKFM-5/8 |  | Variant | FiberGuide® Frame Mounting Hardware Kit, 5/8in |  | FiberGuide® |  | Support mounting kit
FGS-HLDR-C |  | Variant | FiberGuide® Adjustable Ladder Rack Bracket for 2x2in System |  | FiberGuide® |  | Support mounting kit
FGS-HNTS-F-16MM-LP |  | Variant | FiberGuide® Low Profile Top Support C-Bracket Kit, 16mm for 4x12in System |  | FiberGuide® |  | Support mounting kit
FGS-HTHR-1/2-30 |  | Variant | FiberGuide® Threaded rod, 1/2in Diameter, 30in Length |  | FiberGuide® |  | Threaded rod
FGS-HNTS-F-1/2 |  | Variant | FiberGuide® Top Support C-Bracket Kit, 1/2in for 4x12in System |  | FiberGuide® |  | Support mounting kit
FGS-HMEC-F |  | Variant | FiberGuide® End Cap Kit, 4x12in, Black |  | FiberGuide® |  | End cap
FGS-HNTS-F-5/8 |  | Variant | FiberGuide® Top Support C-Bracket Kit, 5/8in for 4x12in System |  | FiberGuide® |  | Support mounting kit
FGS-HTHR-1/2-72 |  | Variant | FiberGuide® Threaded rod, 1/2in Diameter, 72in Length |  | FiberGuide® |  | Threaded rod
FGS-HTUB-12MM |  | Variant | FiberGuide® Center Support Bracket Kit, 12mm for 2x6, 4x4, 4x6in Systems |  | FiberGuide® |  | Support mounting kit
FGS-HNTS-14MM |  | Variant | FiberGuide® Top Support C-Bracket Kit, 14mm for 2x6, 4x4, 4x6in Systems |  | FiberGuide® |  | Support mounting kit
FGS-HNTS-F-12MM |  | Variant | FiberGuide® Top Support C-Bracket Kit, 12mm for 4x12in System |  | FiberGuide® |  | Support mounting kit
FGS-HTHR-5/8-48 |  | Variant | FiberGuide® Threaded Rod, 5/8in Diameter, 48in Length |  | FiberGuide® |  | Threaded rod
FGS-JUNC-F |  | Variant | FiberGuide® Non-Toolless Junction Kit, 4x12in, Yellow |  | FiberGuide® |  | Fiber raceway joiner
FGS-HTUB-14MM |  | Variant | FiberGuide® Center Support Bracket Kit, 14mm for 2x6, 4x4, 4x6in Systems |  | FiberGuide® |  | Support mounting kit
FGS-HUFB-C |  | Variant | FiberGuide® Under Floor Support Bracket Kit, 2x2in |  | FiberGuide® |  | Support mounting kit
FGS-HTHR-12MM-30CM |  | Variant | FiberGuide® Threaded Rod, 12mm Diameter, 30cm Length |  | FiberGuide® |  | Threaded rod
FGS-HQKK |  | Variant | FiberGuide® Quick Knob with T-Bolt, Kit of 100 |  | FiberGuide® |  | Hardware
FGS-HTHR-5/8-72 |  | Variant | FiberGuide® Threaded Rod, 5/8in Diameter, 72in Length |  | FiberGuide® |  | Threaded rod
FGS-JUNC-G |  | Variant | FiberGuide® Non-Toolless Junction Kit, 2x6in, Yellow |  | FiberGuide® |  | Fiber raceway joiner
FGS-HTR2-1/2 |  | Variant | FiberGuide® New Threaded Rod Bracket Kit, 1/2in for 2x2in System |  | FiberGuide® |  | Support mounting kit
FGS-HTUB-5/8 |  | Variant | FiberGuide® Center Support Bracket Kit, 5/8in for 2x6, 4x4, 4x6in Systems |  | FiberGuide® |  | Support mounting kit
FGS-HRJA-A |  | Variant | FiberGuide® Reverse Junction Adapter Kit, 4x4, Black |  | FiberGuide® |  | Fiber raceway joiner
FGS-HNTS-F-14MM |  | Variant | FiberGuide® Top Support C-Bracket Kit, 14mm for 4x12in System |  | FiberGuide® |  | Support mounting kit
FGS-HTR2-12MM |  | Variant | FiberGuide® New Threaded Rod Bracket Kit, 12mm for 2x2in System |  | FiberGuide® |  | Support mounting kit
1333990 | FGS-HTHR-14MM-180CM | Variant | FiberGuide® Threaded Rod, 14mm Diameter, 180cm Length |  | FiberGuide® |  | Threaded rod
FGS-HWMB-C |  | Variant | FiberGuide® Vertical Slotted Straight Section Universal Mounting Bracket, Kit of 5, 2x2in |  | FiberGuide® |  | Support mounting kit
FGS-HNTS-F-14MM-LP |  | Variant | FiberGuide® Low-Profile Top Support C-Bracket Kit, 14mm for 4x12in System |  | FiberGuide® |  | Support mounting kit
FGS-HRJA-A/B/F |  | Variant | FiberGuide® Reverse Junction Adapter Kit, 4x4, 4x6, 4x12in, Black |  | FiberGuide® |  | Fiber raceway joiner
FGS-HTHR-14MM-30CM |  | Variant | FiberGuide® Threaded Rod, 14mm Diameter, 30cm Length |  | FiberGuide® |  | Threaded rod
FGS-HWMB-D |  | Variant | FiberGuide® Vertical Slotted Straight Section Universal Mounting Bracket, 4x4in |  | FiberGuide® |  | Support mounting kit
FGS-HTR2-5/8 |  | Variant | FiberGuide® New Threaded Rod Bracket Kit, 5/8" for 2x2in System |  | FiberGuide® |  | Support mounting kit
FGS-HTUB-F-14MM |  | Variant | FiberGuide® Center Support Bracket Kit, 14mm for 4x12in System |  | FiberGuide® |  | Support mounting kit
FGS-ISLAND-F |  | Variant | FiberGuide® Island T, 4 x12in, Yellow |  | FiberGuide® |  | Tee
FGS-HSHC-10 |  | Variant | FiberGuide® Flex Tube Clamp Kit of 10 |  | FiberGuide® |  | Hardware
FGS-HTUB-1/2 |  | Variant | FiberGuide® Center Support Bracket Kit, 1/2in for 2x6, 4x4, 4x6in Systems |  | FiberGuide® |  | Support mounting kit
FGS-HTHR-16MM-30CM |  | Variant | FiberGuide® Threaded Rod, 16mm Diameter, 30cm Length |  | FiberGuide® |  | Threaded rod
FGS-ISLAND-H/F |  | Variant | FiberGuide® Island T, 4x24in, 4x12in Exit Yellow |  | FiberGuide® |  | Tee
FGS-HTUB-10MM |  | Variant | FiberGuide® Center Support Bracket Kit, 10mm for 2x6, 4x4, 4x6in Systems |  | FiberGuide® |  | Support mounting kit
FGS-ISLAND3-F |  | Variant | FiberGuide® Island T with Recessed Dividing Spool, 4x12in, Yellow |  | FiberGuide® |  | Tee
FGS-KT03-A4-0F |  | Variant | FiberGuide® Quad 2in Flex Tube Attachment, 4x4in, Yellow |  | FiberGuide® |  | Convoluted tube
FGS-KTW1-JA |  | Variant | FiberGuide® Vertical Duct Kit with 1.5in Slot Spacing and Hinged Cover, 2x2in, Yellow |  | FiberGuide® |  | Slotted vertical with hinged cover
FGS-KT03-A4-10F |  | Variant | FiberGuide® Quad 2in Flex Tube Attachment, 4x4in, 10ft Length |  | FiberGuide® |  | Convoluted tube
CS0814-000 | BUDI-PON-24-S2-S | Variant | BUDI™ Fiber Optic PON Application Kit for TB type enclosures |  | BUDI™ | BUDI-PON | Fiber accessory kit
CS1755-000 | BUDI-S-SP-A | Variant of BUDI-S | BUDI™ Fiber Optic Wall mount Enclosure, empty for holding FIST Splice Trays, no lock | CommScope® | BUDI™ | BUDI-S | Fiber wall box
CS1388-000 | BUDI-S-SEAL-4x10 | Variant | BUDI™ Fiber Optic Wrap around Cable Sealing Kit for up to 4 cables with a max cable diameter of 10mm |  | BUDI™ | BUDI-S | Seal
CS2062-000 | OCFPS1U-P116400S2 | Variant | OCFPS Fiber Optic Splitter Panel, one 1x64, symmetrical, planar, singlemode, SC/APC, 1U, 19 in, gray |  |  | OCFPS | Splitter patch panel |  | Discontinued
CS1389-000 | BUDI-S-SEAL-4x15 | Variant | BUDI™ Fiber Optic Wrap around Cable Sealing Kit for up to 4 cables with a cable diameter of max 15 mm |  | BUDI™ | BUDI-S | Seal
CS0813-000 | BUDI-S-TB-A | Variant of BUDI-S | BUDI™ Fiber Optic Wall mount Enclosure, empty for holding PON Application kits, without lock | CommScope® | BUDI™ | BUDI-S | Fiber wall box
CS8158-000 | BUDI-PON-48-S2-S | Variant | BUDI™ Fiber Optic PON Application Kit for TB type enclosures |  | BUDI™ | BUDI-PON | Fiber accessory kit
CS8162-000 | BUDI-M-SP-A | Variant of BUDI-M | BUDI™ Fiber Optic Wall mount Enclosure, empty for holding FIST Splice Trays, without lock | CommScope® | BUDI™ | BUDI-M | Fiber wall box
CS6980-000 | BUDI-M-SEAL-24x5 | Variant | BUDI™ Fiber Optic Wrap around Cable Sealing Kit for up to 24 cables with max 5mm cable diameter |  | BUDI™ | BUDI-M | Seal
CS7745-000 | BUDI-M-TB-A | Variant of BUDI-M | BUDI™ Fiber Optic Wall mount Enclosure, empty for holding PON Application kits, without lock | CommScope® | BUDI™ | BUDI-M | Fiber wall box
CU5778-000 | FIST-GCO2-BC8-NV | Variant of FIST-GCO2-B | FIST® GC02 Fiber Optic Splice Closure, Heat Shrink or Gold Gel Cable sealing, size BC, no pre-installed fiber trays, 8 round ports + 2 oval ports, with test valve |  | FIST® | FIST-GCO2 | Single-ended ¦ round fiber closure
CU4156-000 | FIST-GCO2-BC8-NN | Variant of FIST-GCO2-B | FIST® GC02 Fiber Optic Splice Closure, Heat Shrink or Gold Gel Cable sealing, size BC, no pre-installed fiber trays, 8 round ports + 2 oval ports |  | FIST® | FIST-GCO2 | Single-ended ¦ round fiber closure
CU4157-000 | FIST-GCO2-BD8-NN | Variant of FIST-GCO2-B | FIST® GC02 Fiber Optic Splice Closure, Heat Shrink or Gold Gel Cable sealing, size BD, no pre-installed fiber trays, 8 round ports + 2 oval ports |  | FIST® | FIST-GCO2 | Single-ended ¦ round fiber closure
CU4158-000 | FIST-GCO2-BE8-NN | Variant of FIST-GCO2-B | FIST® GC02 Fiber Optic Splice Closure, Heat Shrink or Gold Gel Cable sealing, size BE, no pre-installed fiber trays, 8 round ports + 2 oval ports |  | FIST® | FIST-GCO2 | Single-ended ¦ round fiber closure
CU9010-000 | BUDI-1S-SP-B | Variant of BUDI-1S | BUDI™ Fiber Optic Wall mount Enclosure, empty for holding FIST Splice Trays, with lock | CommScope® | BUDI™ | BUDI-1S | Fiber wall box
CV5903-000 | BUDI-M-PTS | Variant | BUDI™ Fiber Optic Wrap around Cable Sealing Kit for pigtails and cables with a diameter up to 5 mm, no cable fixation |  | BUDI™ | BUDI-M | Seal
CV5972-000 | OCJ-L1-02MASHA-L2 | Variant of OCJ | Fiber Optic Patch Cord, Duplex, Singlemode, LC/UPC to LC/APC, yellow, 2 m |  |  | OCJ | Fiber patch cord ¦ duplex
FGS-KTW1-JB |  | Variant | FiberGuide® Vertical Duct Kit with 4in Slot Spacing and Hinged Cover, 2x2in, Yellow |  | FiberGuide® |  | Slotted vertical with hinged cover
FGS-JUNC-B |  | Variant | FiberGuide® Non-Toolless Junction Kit, 4x6in, Yellow |  | FiberGuide® |  | Fiber raceway joiner
FGS-MD9A-C |  | Variant | FiberGuide® 90° Down Elbow Kit, 2x2in, Yellow |  | FiberGuide® |  | Elbow
FGS-LBLKIT1 |  | Variant | FiberGuide® Caution Labels Kit |  | FiberGuide® |  | Accessory
FGS-KT03-C-15F |  | Variant | FiberGuide® Dual 7/8in Flex Tube Attachment, 2x2in, 15ft Length, Yellow |  | FiberGuide® |  | Convoluted tube
FGS-MD9E-A |  | Variant | FiberGuide® 90° Down Elbow, 4x4in, Yellow |  | FiberGuide® |  | Elbow
FGS-LBUS |  | Variant | FiberGuide® L Bay Unitstrut Support Bracket Kit for 2x6in, 4x4in, 4x6in System |  | FiberGuide® |  | Support mounting kit
FGS-MCDS-AB |  | Variant | FiberGuide® Cover for Downspout, 4x4in, 4x6in, Yellow |  | FiberGuide® |  | Fiber raceway cover
FGS-KT07-A4-5F |  | Variant | FiberGuide® Quad 7/8in Flex Tube Attachment, 4x4in, 5ft Length, Yellow |  | FiberGuide® |  | Convoluted tube
FGS-KTE2-D |  | Variant | FiberGuide® Vertical Duct Kit with 4in Slot Spacing, Snap-On Cover and Brackets, 4x4in, Yellow |  | FiberGuide® |  | Slotted vertical with snap-on cover
FGS-KTW2-JN |  | Variant | FiberGuide® Vertical Duct Kit with Hinged Cover, 4x4in, Yellow |  | FiberGuide® |  | Solid vertical with hinged cover
FGS-KT03-A1 |  | Variant | FiberGuide® Single 2in Flex Tube Attachment, 4x4in, 5ft Length, Yellow |  | FiberGuide® |  | Convoluted tube
FGS-KT03-A4-15F |  | Variant | FiberGuide® Quad 2in Flex Tube Attachment, 4x4in, 15ft Length |  | FiberGuide® |  | Convoluted tube
FGS-KTW1-C |  | Variant | FiberGuide® Vertical Duct Kit with 4in Slot Spacing, 2x2in, Yellow |  | FiberGuide® |  | Slotted vertical with snap-on cover
FGS-MD9E-G |  | Variant | FiberGuide® 90° Down Elbow, 2x6in, Yellow |  | FiberGuide® |  | Elbow
FGS-KTW2-K |  | Variant | FiberGuide® Vertical Duct Kit with 2in Slot Spacing with Slotted Hinged Cover, 4x4in, Yellow |  | FiberGuide® |  | Slotted vertical with hinged cover
FGS-MD4E-A |  | Variant | FiberGuide® 45° Down Elbow, 4x4in, Yellow |  | FiberGuide® |  | Elbow
FGS-KT03-A4-5F |  | Variant | FiberGuide® Quad 2in Flex Tube Attachment, 4x4in, 5ft Length |  | FiberGuide® |  | Convoluted tube
FGS-KTW1-CA |  | Variant | FiberGuide® Vertical Duct Kit with 1.5in Slot Spacing, 2x2in, Yellow |  | FiberGuide® |  | Slotted vertical with snap-on cover
FGS-MD4E-B |  | Variant | FiberGuide® 45° Down Elbow, 4x6in, Yellow |  | FiberGuide® |  | Elbow
FGS-MDRT-F |  | Variant | FiberGuide® Horizontal T with 4x6in Rear Downspout, 4x12in, Yellow |  | FiberGuide® |  | Downspout
FGS-KTW2-E |  | Variant | FiberGuide® Vertical Duct Kit with 1.5in Slot Spacing and Snap-On Cover 4x2in, Yellow |  | FiberGuide® |  | Slotted vertical with snap-on cover
FGS-KTW2-R |  | Variant | FiberGuide® Vertical Duct Kit with 2in Slot Spacing and Hinged Cover, 2x4in, Yellow |  | FiberGuide® |  | Slotted vertical with hinged cover
FGS-KTW1-E |  | Variant | FiberGuide® Vertical Duct Kit with 4in Slot Spacing and Snap-On Cover, 2x1in, Yellow |  | FiberGuide® |  | Slotted vertical with snap-on cover
FGS-MDSP-2F-IMP |  | Variant | FiberGuide® Dual Drop Downspout with Dividers, 6in Exit, 4x12in, Yellow |  | FiberGuide® |  | Downspout
FGS-KTW2-RL |  | Variant | FiberGuide® Vertical Duct Kit with 2in Slot Spacing and Hinged Cover, 6.58ft Length, 2x4in, Yellow |  | FiberGuide® |  | Slotted vertical with hinged cover
FGS-MDSA-AC |  | Variant | FiberGuide® Straight Reducer, 2x2 to 4x4in, Yellow |  | FiberGuide® |  | Reducer
FGS-KTW2-FL |  | Variant | FiberGuide® Vertical Duct Kit, 4x4in, Yellow |  | FiberGuide® |  | Solid vertical with hinged cover
FGS-MDSP-F/I |  | Variant | FiberGuide® Insertable Downspout with 6in Exit, 4x12in, Yellow |  | FiberGuide® |  | Downspout
FGS-KTW2-RN |  | Variant | FiberGuide® Vertical Duct Kit with Hinged Cover, 2x4in, Yellow |  | FiberGuide® |  | Solid vertical with hinged cover
FGS-MDSP-A |  | Variant | FiberGuide® Downspout, 4x4in, Yellow |  | FiberGuide® |  | Downspout
FGS-MEXC-E-B |  | Variant | FiberGuide® 4-Inch Express Exit™ Single Rear Hinged Cover for 4x6in Raceways, Yellow |  | FiberGuide® |  | Fiber raceway cover
FGS-KT03-B-10F |  | Variant | FiberGuide® Dual 2in Flex Tube Attachment, 4x6in, 10ft Length, Yellow |  | FiberGuide® |  | Convoluted tube
FGS-MDSA-F2B |  | Variant | FiberGuide® Straight Reducer, 4x12 to Dual 4x6in, Yellow |  | FiberGuide® |  | Reducer
FGS-MEXP-LP-G |  | Variant | FiberGuide® 2-Inch Low-Profile ( 2-inch Depth ) Express Exit™, 2x6in, Yellow |  | FiberGuide® |  | Express exit
FGS-MEXC-E-F |  | Variant | FiberGuide® 4-Inch Express Exit™ Single Rear Hinged Cover for 4x12in Raceways, Yellow |  | FiberGuide® |  | Fiber raceway cover
FGS-MDSA-HF-R |  | Variant | FiberGuide® Right Reducer, 4x24 to 4x12in, Black |  | FiberGuide® |  | Reducer
FGS-MDSP-M2B |  | Variant | FiberGuide® Downspout, 4x18in, Dual Exit, yellow |  | FiberGuide® |  | Downspout
FGS-MEXP-A/B/F |  | Variant | FiberGuide® 2-Inch Express Exit™, 4x4, 4x6, 4x12in, Yellow |  | FiberGuide® |  | Express exit
FGS-MDSP-B/I |  | Variant | FiberGuide® Insertable Downspout, 4x6in, Yellow |  | FiberGuide® |  | Downspout
FGS-MEX1-C-0F |  | Variant | FiberGuide® Single 2in Flex Tube Attachment Without Tube, Yellow |  | FiberGuide® |  | Drop kit
FGS-MDSP-C |  | Variant | FiberGuide® Extended Downspout, 2x2in, Yellow |  | FiberGuide® |  | Downspout
FGS-MDSP-2B-IMP |  | Variant | FiberGuide® Dual Drop Downspout with Dividers, 4x6in, Yellow |  | FiberGuide® |  | Downspout
FGS-MEX1-C-10F |  | Variant | FiberGuide® Single 2in Flex Tube Attachment, 2x2in, 10ft Length, Yellow |  | FiberGuide® |  | Convoluted tube
FGS-MEX1-C-15F |  | Variant | FiberGuide® Single 2in Flex Tube Attachment, 2x2in, 15ft Length, Yellow |  | FiberGuide® |  | Convoluted tube
FGS-MEXP-G-A/B/F |  | Variant | FiberGuide® 6-Inch Express Exit™, 4x4, 4x6, 4x12, 4x24in, Yellow |  | FiberGuide® |  | Express exit
FGS-MFAW-B |  | Variant | FiberGuide® Snap-Fit Junction Kit, 4x6in, Yellow |  | FiberGuide® |  | Fiber raceway joiner
FGS-MEX1-C-5F |  | Variant | FiberGuide® Single 2in Flex Tube Attachment, 2x2in, 5ft Length, Yellow |  | FiberGuide® |  | Convoluted tube
FGS-MDSP-EX-B |  | Variant | FiberGuide® Extended Downspout, 4x6in, Yellow |  | FiberGuide® |  | Downspout
FGS-MHIS-F |  | Variant | FiberGuide® 12in Cut-in T, 4x4, 4x6, and 4x12in, Yellow |  | FiberGuide® |  | Tee
FGS-MFAW-F |  | Variant | FiberGuide® Snap-Fit Junction, 4x12in, Yellow |  | FiberGuide® |  | Fiber raceway joiner
FGS-MDSP-F |  | Variant | FiberGuide® Downspout with 6in Exit, 4x12in, Yellow |  | FiberGuide® |  | Downspout
FGS-MEXP-GS-ABF-NC |  | Variant | FiberGuide® 6-Inch Express Exit™, Cover Not Included, Spool Bracket Included, 4x4, 4x6, 4x12, 4x24in, Yellow |  | FiberGuide® |  | Express exit
FGS-MHIS-F/H |  | Variant | FiberGuide® 12in Cut-in T for 4x18 and 4x24in, Yellow |  | FiberGuide® |  | Tee
FGS-MH9E-F |  | Variant | FiberGuide® 90° Horizontal Elbow, 4x12in, Yellow |  | FiberGuide® |  | Elbow
FGS-MH4E-F |  | Variant | FiberGuide® 45° Horizontal Elbow, 4x12in, Yellow |  | FiberGuide® |  | Elbow
FGS-MHRT-F/B-S |  | Variant | FiberGuide® Reduced Width Variable Support Kit for 4x12in Tee Section |  | FiberGuide® |  | Support mounting kit
FGS-MEXP-LP-CA |  | Variant | FiberGuide® 4-Inch Low Profile ( 2-inch Depth ) Express Exit™, 4x4, 4x6, 4x12in, Yellow |  | FiberGuide® |  | Express exit
FGS-MHFF-A |  | Variant | FiberGuide® Horizontal T with Dual Trumpet Flares Kit, 4x4, Yellow |  | FiberGuide® |  | Tee
FGS-MHRT-A |  | Variant of FGS-MHRT | FiberGuide® Horizontal T, 4x4in, Yellow |  | FiberGuide® |  | Tee
FGS-MH4E-H |  | Variant | FiberGuide® 45° Horizontal Elbow, 4x24in, Yellow |  | FiberGuide® |  | Elbow
FGS-MHRT-B |  | Variant of FGS-MHRT | FiberGuide® Horizontal T, 4x6in, Yellow |  | FiberGuide® |  | Tee
FGS-MH4E-H-VS |  | Variant | FiberGuide® Variable Support Bracket Kit for 4x24in Horizontal Elbow |  | FiberGuide® |  | Support mounting kit
FGS-MHRT-H/F |  | Variant of FGS-MHRT | FiberGuide® Horizontal T, 4x24in, 4x12in Exit, Yellow |  | FiberGuide® |  | Tee
FGS-MHRT-B-VS |  | Variant | FiberGuide® Variable Support Bracket Kit for 4x6 Horizontal T |  | FiberGuide® |  | Support mounting kit
FGS-MH9A-C |  | Variant | FiberGuide® 90° Horizontal Elbow Kit, 2x2in, Yellow |  | FiberGuide® |  | Elbow
FGS-MHIS-B |  | Variant | FiberGuide® 6in Cut-in T, 4x4, 4x6, and 4x12in, Yellow |  | FiberGuide® |  | Tee
FGS-MHRT-F |  | Variant of FGS-MHRT | FiberGuide® Horizontal T, 4x12in, Yellow |  | FiberGuide® |  | Tee
FGS-MHTA-C |  | Variant of FGS-MHRT | FiberGuide® Horizontal T, 2x2in, Yellow |  | FiberGuide® |  | Tee
FGS-MHXP-F/H-VS |  | Variant | FiberGuide® Variable Support Bracket Kit for 4x24in Horizontal Cross with Dual 12in Exits |  | FiberGuide® |  | Support mounting kit
FGS-MHRT-F-VS |  | Variant | FiberGuide® Variable Support Kit for 4x12in Tee Section |  | FiberGuide® |  | Support mounting kit
FGS-MKEX-2-10F |  | Variant | FiberGuide® 2-Inch Express Exit™ Tubing Kit, Dual 2in, 10ft, Yellow |  | FiberGuide® |  | Convoluted tube
FGS-MHXP-B/F |  | Variant of FGS-MHXP | FiberGuide® Horizontal Cross with Dual 4x6in and Dual 4x12in Exits, Yellow |  | FiberGuide® |  | Cross
FGS-MKEX-2-5F |  | Variant | FiberGuide® 2-Inch Express Exit™ Tubing Kit, Dual 2in, 5ft, Yellow |  | FiberGuide® |  | Convoluted tube
FGS-MHXP-H |  | Variant of FGS-MHXP | FiberGuide® Horizontal Cross, 4x24in, Yellow |  | FiberGuide® |  | Cross
FGS-MSHC-A |  | Variant | FiberGuide® Hinged Cover for Horizontal Straight Section, 4x4in, Yellow |  | FiberGuide® |  | Fiber raceway cover
FGS-MHXP-H-VS |  | Variant | FiberGuide® Variable Support Bracket Kit for 4x24in Cross Section |  | FiberGuide® |  | Support mounting kit
FGS-MJWR-B |  | Variant | FiberGuide® Downspout Exit Junction Kit, 4x6in, Yellow |  | FiberGuide® |  | Fiber raceway joiner
FGS-MSHC-B |  | Variant | FiberGuide® Hinged Cover for Horizontal Straight Section, 4x6in, Yellow |  | FiberGuide® |  | Fiber raceway cover
FGS-MSHS-CB |  | Variant | FiberGuide® Vertical Straight Section with 1.5in Slot Spacing, Rounded Opening, 2x2in, Yellow |  | FiberGuide® |  | Slotted vertical
FGS-MSHC-C |  | Variant | FiberGuide® Snap-On Cover for Horizontal Straight Section, 2x2in, Yellow |  | FiberGuide® |  | Fiber raceway cover
FGS-MSHS-K |  | Variant | FiberGuide® Vertical Straight Section with 2in Slot Spacing, 2x4in, Yellow |  | FiberGuide® |  | Slotted vertical
FGS-MKIT-H |  | Variant | FiberGuide® Cutting Guide, No Saw Included, 4x24in |  | FiberGuide® |  | Cutting tool
FGS-MSRA-A |  | Variant | FiberGuide® Adapter Kit 4" Square to 2" Round |  | FiberGuide® |  | Drop kit
FGS-MSHS-F |  | Variant of FGS-MSHS | FiberGuide® Horizontal Straight Section, 4x12in, Yellow |  | FiberGuide® |  | Straight section
FGS-MTRM-B |  | Variant | FiberGuide® Trumpet Flare, 4x6in, Yellow |  | FiberGuide® |  | Trumpet flare
FGS-MSSC-A |  | Variant | FiberGuide® Snap-on Cover Kit for Horizontal Straight Section, 4x4in, Yellow |  | FiberGuide® |  | Fiber raceway cover
FGS-MSHS-F100MM |  | Variant of FGS-MSHS | FiberGuide® Horizontal Straight Section, 4x12in, 100mm Length, Yellow |  | FiberGuide® |  | Straight section
FGS-MSHS-KT |  | Variant | FiberGuide® Vertical Straight Section with 2in Slot Spacing, 4x4in, Yellow |  | FiberGuide® |  | Slotted vertical
FGS-MSHS-M12 |  | Variant of FGS-MSHS | FiberGuide® Horizontal Straight Section, 4x18 in, 12ft Long, Yellow |  | FiberGuide® |  | Straight section
FGS-MSHS-F12 |  | Variant of FGS-MSHS | FiberGuide® Horizontal Straight Section, 4x12in, 12ft Length, Yellow |  | FiberGuide® |  | Straight section
FGS-MSHS-A |  | Variant of FGS-MSHS | FiberGuide® Horizontal Straight Section, 4x4in, Yellow |  | FiberGuide® |  | Straight section
FGS-MTRM-D |  | Variant | FiberGuide® Vertical Trumpet Flare, 4x4 in, Yellow |  | FiberGuide® |  | Trumpet flare
FGS-MSHS-STOR-B |  | Variant of FGS-MSHS | FiberGuide® Slack Storage Straight Section, 4x6in, Yellow |  | FiberGuide® |  | Solid straight with slack storage
FGS-MSDS-C |  | Variant | FiberGuide® Downspout, 2x2in, Yellow |  | FiberGuide® |  | Downspout
FGS-MSHS-F900MM |  | Variant of FGS-MSHS | FiberGuide® Horizontal Straight Section, 4x12in, 900mm Length, Yellow |  | FiberGuide® |  | Straight section
FGS-MSHS-B-RW |  | Variant of FGS-MSHS | FiberGuide® Horizontal Straight Section, 4x6in, 6ft length with precuts, Yellow |  | FiberGuide® |  | Straight section
FGS-MSHS-STOR-F |  | Variant of FGS-MSHS | FiberGuide® Slack Storage Straight Section, 4x12in, Yellow |  | FiberGuide® |  | Solid straight with slack storage
FGS-MTRM-E |  | Variant | FiberGuide® Vertical Slotted Trumpet Flare, 4x2in, Black |  | FiberGuide® |  | Trumpet flare
FGS-MSTOR-A/B/F |  | Variant | FiberGuide® Slack Storage Spools, Kit of 2, Black |  | FiberGuide® |  | Accessory
FGS-MSHS-G |  | Variant of FGS-MSHS | FiberGuide® Horizontal Straight Section, 2x6in, Yellow |  | FiberGuide® |  | Straight section
FGS-MSHA-C |  | Variant of FGS-MSHA | FiberGuide® Horizontal Straight Section with Cover, 2x2in, Yellow |  | FiberGuide® |  | Solid straight with snap-on cover
FGS-MSHS-G10 |  | Variant of FGS-MSHS | FiberGuide® Horizontal Straight Section, 2x6in, 10ft Length, Yellow |  | FiberGuide® |  | Straight section
FGS-SH4E-A |  | Variant | FiberGuide® Snap-on Cover for 45° Horizontal Elbow, 4x4in, Yellow |  | FiberGuide® |  | Fiber raceway cover
FGS-MTRM-2B-IMP |  | Variant | FiberGuide® Trumpet Flare for Dual Drop Downspout with Divider (FGS-MDSP-2B-IMP), 4x6in, Yellow |  | FiberGuide® |  | Trumpet flare
FGS-MU9A-C |  | Variant | FiberGuide® 90° Up Elbow Kit, 2x2in, Yellow |  | FiberGuide® |  | Elbow
FGS-MTRM-G |  | Variant | FiberGuide® Trumpet Flare, 2x6in, Yellow |  | FiberGuide® |  | Trumpet flare
FGS-MSHS-H |  | Variant of FGS-MSHS | FiberGuide® Horizontal Straight Section, 4x24in, 6ft Length, Yellow |  | FiberGuide® |  | Straight section
FGS-MTRM-A |  | Variant | FiberGuide® Trumpet Flare, 4x4in, Yellow |  | FiberGuide® |  | Trumpet flare
FGS-MTRM-H |  | Variant | FiberGuide® Trumpet Flare, 4x24in, Black |  | FiberGuide® |  | Trumpet flare
FGS-MU9E-A |  | Variant | FiberGuide® 90° Up Elbow, 4x4in, Yellow |  | FiberGuide® |  | Elbow
FGS-SD4E-F |  | Variant | FiberGuide® Snap-on Cover for 45° Down Elbow, 4x12in, Yellow |  | FiberGuide® |  | Fiber raceway cover
FGS-MU4A-C |  | Variant | FiberGuide® 45° Up Elbow Kit, 2x2in, Yellow |  | FiberGuide® |  | Elbow
FGS-MSNC-F |  | Variant | FiberGuide® Hinged Cover Kit for Horizontal Straight Section, 4x12in, Yellow |  | FiberGuide® |  | Fiber raceway cover
FGS-TRMP44 |  | Variant | FiberGuide® Vertical Trumpet, 4x4in, Yellow |  | FiberGuide® |  | Fiber raceway accessory
FGS-SH9E-A |  | Variant | FiberGuide® Snap-on Cover for 90° Horizontal Elbow, 4x4in, Yellow |  | FiberGuide® |  | Fiber raceway cover
FGS-MVAR-A |  | Variant | FiberGuide® Expandable Straight Section, 4x4in, Yellow |  | FiberGuide® |  | Expandable straight
FGS-SD9E-B |  | Variant | FiberGuide® Snap-on Cover for 90° Down Elbow, 4x6in, Yellow |  | FiberGuide® |  | Fiber raceway cover
FGS-SH9E-B |  | Variant | FiberGuide® Snap-on Cover for 90° Horizontal Elbow, 4x6in, Yellow |  | FiberGuide® |  | Fiber raceway cover
FGS-V9E44 |  | Variant | FiberGuide® 4" deep 90° Inside Elbow, Yellow |  | FiberGuide® |  | Accessory
FGSB-KT03-C-15F |  | Variant | FiberGuide® Dual 7/8in Flex Tube Attachment, 2x2in, 15ft Length, Black |  | FiberGuide® |  | Convoluted tube
FGS-MVAR-B |  | Variant | FiberGuide® Expandable Straight Section, 4x6in, Yellow |  | FiberGuide® |  | Expandable straight
FGSB-ISLAND-H/F |  | Variant | FiberGuide® Island T with 4x12in Exit, 4x24in, Black |  | FiberGuide® |  | Tee
FGS-SH9E-F |  | Variant | FiberGuide® Snap-on Cover for 90° Horizontal Elbow, 4x12in, Yellow |  | FiberGuide® |  | Fiber raceway cover
FGS-VQE22 |  | Variant | FiberGuide® 2in Exit Trumpet for Vertical Channel, 1in Bend Radius, Black |  | FiberGuide® |  | Vertical accessory
FGS-MVAR-F |  | Variant | FiberGuide® Expandable Straight Section, 4x12in, Yellow |  | FiberGuide® |  | Expandable straight
FGSB-JUNC-B |  | Variant | FiberGuide® Junction 4x6in, Black |  | FiberGuide® |  | Fiber raceway joiner
FGSB-KT03-A4-10F |  | Variant | FiberGuide® Quad 2in Flex Tube Attachment, 4x4in, 10ft Length, Black |  | FiberGuide® |  | Convoluted tube
FGS-SDSA-AB |  | Variant | FiberGuide® Snap-on Cover for Straight Reducer, 4x4in to 4x6in, Yellow |  | FiberGuide® |  | Fiber raceway cover
FGS-SU4E-B |  | Variant | FiberGuide® Snap-on Cover for 45° Up Elbow, 4x6in, Yellow |  | FiberGuide® |  | Fiber raceway cover
FGSB-JUNC-G |  | Variant | FiberGuide® Non-Toolless Junction Kit, 2x6in, Yellow |  | FiberGuide® |  | Fiber raceway joiner
FGS-VQE44 |  | Variant | FiberGuide® 4in Exit Trumpet for Vertical Channel, 1in Bend Radius, Black |  | FiberGuide® |  | Vertical accessory
FGSB-KTW2-K |  | Variant | FiberGuide® Vertical Duct Kit with 2in Slot Spacing and Slotted Hinged Cover, 4x4in, Black |  | FiberGuide® |  | Slotted vertical with hinged cover
FGSB-MD4E-F |  | Variant | FiberGuide® 45° Down Elbow, 4x12in, Black |  | FiberGuide® |  | Elbow
FGS-SU9E-A |  | Variant | FiberGuide® Snap-on Cover for 90° Up Elbow, 4x4in, Yellow |  | FiberGuide® |  | Fiber raceway cover
FGSB-KT03-A |  | Variant | FiberGuide® Dual 2in Flex Tube Attachment, 4x4in, 5ft Length, Black |  | FiberGuide® |  | Convoluted tube
FGS-SHRT-F |  | Variant | FiberGuide® Snap-on Cover for Horizontal T, 4x12in, Yellow |  | FiberGuide® |  | Fiber raceway cover
FGSB-MD4E-G |  | Variant | FiberGuide® 45° Down Elbow, 2x6in, Black |  | FiberGuide® |  | Elbow
FGSB-KT03-B |  | Variant | FiberGuide® Dual 2in Flex Tube Attachment, 4x6in, 5ft Length, Black |  | FiberGuide® |  | Convoluted tube
FGSB-MDRT-F |  | Variant | FiberGuide® Horizontal T with 6in Exit, 4x12in, Black |  | FiberGuide® |  | Downspout
FGSB-MDSP-A |  | Variant | FiberGuide® Downspout, 4x4in, Black |  | FiberGuide® |  | Downspout
FGSB-MCDS-AB |  | Variant | FiberGuide® Snap-On Cover for Downspout, 4x6in to 4x4in, Black |  | FiberGuide® |  | Fiber raceway cover
FGSB-MDSA-AB |  | Variant | FiberGuide® Straight Reducer, 4x6 to 4x4in, Black |  | FiberGuide® |  | Reducer
FGSB-MD4E-H |  | Variant | FiberGuide® 45° Down Elbow, 4x24in, Black |  | FiberGuide® |  | Elbow
FGSB-MCDS-EX-AB |  | Variant | FiberGuide® Snap-On Cover for Extended Downspout, 4x6in to 4x4in, Black |  | FiberGuide® |  | Fiber raceway cover
FGSB-MDSP-A/I |  | Variant | FiberGuide® Insertable Downspout, 4x4in, Black |  | FiberGuide® |  | Downspout
FGSB-MEX1-C-10F |  | Variant | FiberGuide® Single 2in Flex Tube Attachment, 2x2in, 10ft Length, Black |  | FiberGuide® |  | Convoluted tube
FGSB-MEXP-LP-A/B/F |  | Variant | FiberGuide® 2-Inch Low profile ( 2-inch Depth ) Express Exit™, 4x4, 4x6, 4x12 4x24in, Black |  | FiberGuide® |  | Express exit
FGSB-MDSA-F2B |  | Variant | FiberGuide® Straight Reducer, 4x12 to Dual 4x6in, Black |  | FiberGuide® |  | Reducer
FGSB-MDSP-B |  | Variant | FiberGuide® Downspout, 4x6in, Black |  | FiberGuide® |  | Downspout
FGSB-KT03-C |  | Variant | FiberGuide® Dual 7/8in Flex Tube Attachment, 2x2in, 5ft Length, Black |  | FiberGuide® |  | Convoluted tube
FGSB-MDSA-FB |  | Variant | FiberGuide® Straight Reducer, 4x12 to 4x6in, Black |  | FiberGuide® |  | Reducer
FGSB-MEXP-LP-G |  | Variant | FiberGuide® 2-Inch Low-Profile ( 2-inch Depth ) Express Exit™, 2x6in, Black |  | FiberGuide® |  | Express exit
FGSB-MD9E-B |  | Variant | FiberGuide® 90° Down Elbow, 4x6in, Black |  | FiberGuide® |  | Elbow
FGSB-MH4E-B |  | Variant | FiberGuide® 45° Horizontal Elbow, 4x6in, Black |  | FiberGuide® |  | Elbow
FGSB-MDSA-GA |  | Variant | FiberGuide® Straight Reducer, 4x4 to 2x6in, Black |  | FiberGuide® |  | Reducer
FGSB-MDSP-C |  | Variant | FiberGuide® Extended Downspout, 2x2in, Black |  | FiberGuide® |  | Downspout
FGSB-MDSA-GB |  | Variant | FiberGuide® Reducer, 4x6 to 2x6in, Black |  | FiberGuide® |  | Reducer
FGSB-MD9E-F |  | Variant | FiberGuide® 90° Down Elbow, 4x12in, Black |  | FiberGuide® |  | Elbow
FGSB-MH4E-F |  | Variant | FiberGuide® 45° Horizontal Elbow, 4x12in, Black |  | FiberGuide® |  | Elbow
FGSB-MDSP-EX-A |  | Variant | FiberGuide® Extended Downspout, 4x4in, Black |  | FiberGuide® |  | Downspout
FGSB-MDSA-HF |  | Variant | FiberGuide® Straight Reducer, 4x24 to 4x12in, Black |  | FiberGuide® |  | Reducer
FGSB-MH4E-G |  | Variant | FiberGuide® 45° Horizontal Elbow, 2x6in, Black |  | FiberGuide® |  | Elbow
FGSB-MFAW-F |  | Variant | FiberGuide® Snap-Fit Junction, 4x12in, Black |  | FiberGuide® |  | Fiber raceway joiner
FGSB-MDSP-EX-B |  | Variant | FiberGuide® Extended Downspout, 4x6in, Black |  | FiberGuide® |  | Downspout
FGSB-MH4E-H |  | Variant | FiberGuide® 45° Horizontal Elbow, 4x24in, Black |  | FiberGuide® |  | Elbow
FGSB-MHIS-F |  | Variant | FiberGuide® 12in Cut-in T, 4x4, 4x6, and 4x12in, Black |  | FiberGuide® |  | Tee
FGSB-MHTA-C |  | Variant of FGS-MHRT | FiberGuide® Horizontal T, 2x2in, Black |  | FiberGuide® |  | Tee
FGSB-MEXC-E-B |  | Variant | FiberGuide® 4-Inch Express Exit™ Single Rear Hinged Cover for 4x6in Raceways, Black |  | FiberGuide® |  | Fiber raceway cover
FGSB-MH9A-C |  | Variant | FiberGuide® 90° Horizontal Elbow, 2x2in, Black |  | FiberGuide® |  | Elbow
FGSB-MEXC-E-F |  | Variant | FiberGuide® 4-Inch Express Exit™ Single Rear Hinged Cover for 4x12in Raceways, Black |  | FiberGuide® |  | Fiber raceway cover
FGSB-MHXP-A |  | Variant of FGS-MHXP | FiberGuide® Horizontal Cross, 4x4in, Black |  | FiberGuide® |  | Cross
FGSB-MEXP-A/B/F |  | Variant | FiberGuide® 2-Inch Express Exit™, 4x4, 4x6, 4x12, 4x24in, Black |  | FiberGuide® |  | Express exit
FGSB-MHRT-B |  | Variant of FGS-MHRT | FiberGuide® Horizontal T, 4x6in, Black |  | FiberGuide® |  | Tee
FGSB-MH9E-A |  | Variant | FiberGuide® 90° Horizontal Elbow, 4x4in, Black |  | FiberGuide® |  | Elbow
FGSB-MHXP-B |  | Variant of FGS-MHXP | FiberGuide® Horizontal Cross, 4x6in, Black |  | FiberGuide® |  | Cross
FGSB-MHRT-F |  | Variant of FGS-MHRT | FiberGuide® Horizontal T, 4x12in, Black |  | FiberGuide® |  | Tee
FGSB-MH9E-F |  | Variant | FiberGuide® 90° Horizontal Elbow, 4x12in, Black |  | FiberGuide® |  | Elbow
FGSB-MHXP-C |  | Variant of FGS-MHXP | FiberGuide® Horizontal Cross, 2x2in, Black |  | FiberGuide® |  | Cross
FGSB-MDSP-F |  | Variant | FiberGuide® Downspout with 6in Exit, 4x12in, Black |  | FiberGuide® |  | Downspout
FGSB-MH9E-G |  | Variant | FiberGuide® 90° Horizontal Elbow, 2x6in, Black |  | FiberGuide® |  | Elbow
FGSB-MHXP-F |  | Variant of FGS-MHXP | FiberGuide® Horizontal Cross, 4x12in, Black |  | FiberGuide® |  | Cross
FGSB-MHRT-H |  | Variant of FGS-MHRT | FiberGuide® Horizontal T, 4x24in, 4x24in Exit, Black |  | FiberGuide® |  | Tee
FGSB-MSHC-C |  | Variant | FiberGuide® Snap-On Cover for Horizontal Straight Section, 2x2in, Black |  | FiberGuide® |  | Fiber raceway cover
FGSB-MDSP-F/I |  | Variant | FiberGuide® Insertable Downspout, 4x12 with 4x6in Exit, Black |  | FiberGuide® |  | Downspout
FGSB-MHRT-H/F |  | Variant of FGS-MHRT | FiberGuide® Horizontal T, 4x24in, 4x12in Exit, Black |  | FiberGuide® |  | Tee
FGSB-MSHC-D |  | Variant | FiberGuide® Snap-On Cover for Straight Section, 4x4in, Black |  | FiberGuide® |  | Fiber raceway cover
FGSB-MSHC-E |  | Variant | FiberGuide® Snap-On Cover for Straight Section, 2x1in, Black |  | FiberGuide® |  | Fiber raceway cover
FGSB-MJWR-B |  | Variant | FiberGuide® Downspout Exit Junction Kit, 4x6in, Black |  | FiberGuide® |  | Fiber raceway joiner
FGSB-MHXP-G |  | Variant of FGS-MHXP | FiberGuide® Horizontal Cross, 2x6in, Black |  | FiberGuide® |  | Cross
FGSB-MJWR-D |  | Variant | FiberGuide® Junction Kit, 4x4in, Black |  | FiberGuide® |  | Fiber raceway joiner
FGSB-MSSC-B/G |  | Variant | FiberGuide® Snap-on Cover Kit for Horizontal Straight Section, 2x6in, 4x6in, Black |  | FiberGuide® |  | Fiber raceway cover
FGSB-MTRM-G |  | Variant | FiberGuide® Trumpet Flare, 2x6in, Black |  | FiberGuide® |  | Trumpet flare
FGSB-MSSC-F |  | Variant | FiberGuide® Snap-on Cover Kit for Horizontal Straight Section, 4x12in, Black |  | FiberGuide® |  | Fiber raceway cover
FGSB-MSDS-C |  | Variant | FiberGuide® Downspout, 2x2in, Black |  | FiberGuide® |  | Downspout
FGSB-MSHA-C |  | Variant of FGS-MSHA | FiberGuide® Horizontal Straight Section with Snap-On Cover, 2x2 in, Black |  | FiberGuide® |  | Solid straight with snap-on cover
FGSB-MSHS-G |  | Variant of FGS-MSHS | FiberGuide® Horizontal Straight Section, 2x6in, Black |  | FiberGuide® |  | Straight section
FGSB-MU4A-C |  | Variant | FiberGuide® 45° Up Elbow Kit, 2x2in, Black |  | FiberGuide® |  | Elbow
FGSB-SDSA-F2B |  | Variant | FiberGuide® Snap-on Cover for Reducer, 4x12in to Dual 4x6in, Black |  | FiberGuide® |  | Fiber raceway cover
FGSB-SHRT-F/B |  | Variant | FiberGuide® Snap-on Cover for Horizontal T, (1) 4x6in, (2) 4x12in, Black |  | FiberGuide® |  | Fiber raceway cover
FGSB-MTRM-B |  | Variant | FiberGuide® Trumpet Flare, 4x6in, Black |  | FiberGuide® |  | Trumpet flare
FGSB-SHXP-A |  | Variant | FiberGuide® Snap-On Cover for Cross Section, 4x4in, Black |  | FiberGuide® |  | Fiber raceway cover
FGSB-SD4E-A |  | Variant | FiberGuide® Snap-on Cover for 45° Down Elbow, 4x4in, Black |  | FiberGuide® |  | Fiber raceway cover
FGSB-MTRM-F |  | Variant | FiberGuide® Trumpet Flare, 4x12in, Black |  | FiberGuide® |  | Trumpet flare
FGSB-SDSP-F |  | Variant | FiberGuide® Snap-on Cover for Downspout, 4x12in, Black |  | FiberGuide® |  | Fiber raceway cover
FGSB-MU4E-G |  | Variant | FiberGuide® 45° Up Elbow, 2x6in, Black |  | FiberGuide® |  | Elbow
FGSB-SD4E-B |  | Variant | FiberGuide® Snap-On Cover for 45° Down Elbow, 4x6in, Black |  | FiberGuide® |  | Fiber raceway cover
FGSB-MSNC-A |  | Variant | FiberGuide® Hinged Cover Kit for Horizontal Straight Section, 4x4in, Black |  | FiberGuide® |  | Fiber raceway cover
FGSB-SD4E-F |  | Variant | FiberGuide® Snap-on Cover for 45° Down Elbow, 4x12in, Black |  | FiberGuide® |  | Fiber raceway cover
FGSB-SD9E-A |  | Variant | FiberGuide® Snap-On Cover for 90° Down Elbow, 4x4in, Black |  | FiberGuide® |  | Fiber raceway cover
FGSB-SD9E-F |  | Variant | FiberGuide® Snap-on Cover for 90° Down Elbow, 4 in x 12 in, black |  | FiberGuide® |  | Fiber raceway cover
FGSB-SH9E-B |  | Variant | FiberGuide® Snap-on Cover for 90° Horizontal Elbow, 4x6in, Black |  | FiberGuide® |  | Fiber raceway cover
FGSB-MU9A-C |  | Variant | FiberGuide® 90° Up Elbow Kit, 2x2in, Black |  | FiberGuide® |  | Elbow
FGSB-MU9E-A |  | Variant | FiberGuide® 90° Up Elbow, 4x4in, Black |  | FiberGuide® |  | Elbow
FGSB-MU9E-B |  | Variant | FiberGuide® 90° Up Elbow, 4x6in, Black |  | FiberGuide® |  | Elbow
FGSB-SU4E-F |  | Variant | FiberGuide® Snap-on Cover for 45° Up Elbow, 4x12in, Black |  | FiberGuide® |  | Fiber raceway cover
EH6592-000 | MFPS-KHD-P-SIL1-048 | Variant of MFPS-PANELS | MFPS Fiber Optic panel, 1RU, 48 fibers/RU, splice/patch, SMOUV/front patch cords orientation to the right, 48 LC/UPC, grade C | CommScope® |  | MFPS | Fiber patch/splice panel
EH6594-000 | MFPS-JHD-P-SIL2-096 | Variant of MFPS-PANELS | MFPS Fiber Optic panel, 2RU, 48 fibers/RU, splice/patch, SMOUV/front patch cords orientation to the right, 96 LC/APC, grade C | CommScope® |  | MFPS | Fiber patch/splice panel
EH1646-000 | BUDI-1S-T-A-12S116ES | Variant of BUDI-1S | BUDI™ Fiber Optic Wall mount Enclosure, 12 SC/UPC adapters, single element FIST splice trays for 16 SMOUV splices | CommScope® | BUDI™ | BUDI-1S | Fiber wall box
EH6396-000 | BUDI-1S-T-A-16S116ES | Variant of BUDI-1S | BUDI™ Fiber Optic Wall mount Enclosure, 16 SC/UPC adapters, single element FIST splice trays for 16 SMOUV splices | CommScope® | BUDI™ | BUDI-1S | Fiber wall box
EH6586-000 | MFPS-IXD-P-SILF-288 | Variant of MFPS-PANELS | MFPS Fiber Optic panel, 3RU, 96 fibers/RU, splice/patch, SMOUV/front patch cords orientation to the right, 288 LC/UPC, grade B | CommScope® |  | MFPS | Fiber patch/splice panel
EK1104-000 | MFPS-IXD-P-SIL1-288 | Variant of MFPS-PANELS | MFPS Fiber Optic panel, 3RU, 96 fibers/RU, splice/patch, SMOUV/front patch cords orientation to the right, 288 LC/UPC, grade C | CommScope® |  | MFPS | Fiber patch/splice panel
EJ3115-000 | MFPS-JHD-P-SIS1-096 | Variant of MFPS-PANELS | MFPS Fiber Optic panel, 2RU, 48 fibers/RU, splice/patch, SMOUV/front patch cords orientation to the right, 96 SC/UPC, grade C | CommScope® |  | MFPS | Fiber patch/splice panel
EK3728-000 | MFPS-KHD-P-SKL1-048 | Variant of MFPS-PANELS | MFPS Fiber Optic panel, 1RU, 48 fibers/RU, splice/patch, SMOUV/front patch cords orientation to the left, 48 LC/UPC, grade C | CommScope® |  | MFPS | Fiber patch/splice panel
EK3729-000 | MFPS-KHD-P-PNL1-048 | Variant of MFPS-PANELS | MFPS Fiber Optic panel, 1RU, 48 fibers/RU, patch/patch, front patch cords orientation to the right, 48 LC/UPC | CommScope® |  | MFPS | Fiber patch panel
EK3730-000 | MFPS-KED-P-PML1-72 | Variant of MFPS-PANELS | MFPS Fiber Optic panel, 1RU, 72 fibers/RU, patch/patch, front patch cords orientation to the left, 72 LC/UPC | CommScope® |  | MFPS | Fiber patch panel
EK3432-000 | MFPS-IHD-P-PNS2-144 | Variant of MFPS-PANELS | MFPS Fiber Optic panel, 3RU, 48 fibers/RU, patch/patch, front patch cords orientation to the right, 144 SC/APC | CommScope® |  | MFPS | Fiber patch panel
EK3732-000 | MFPS-IXD-P-PML1-288 | Variant of MFPS-PANELS | MFPS Fiber Optic panel, 3RU, 96 fibers/RU, patch/patch, front patch cords orientation to the left, 288 LC/UPC | CommScope® |  | MFPS | Fiber patch panel
EK3438-000 | MFPS-JED-P-PNL1-144 | Variant of MFPS-PANELS | MFPS Fiber Optic panel, 2RU, 72 fibers/RU, patch/patch, front patch cords orientation to the right, 144 LC/UPC | CommScope® |  | MFPS | Fiber patch panel
EK3439-000 | MFPS-IXD-P-PNL1-288 | Variant of MFPS-PANELS | MFPS Fiber Optic panel, 3RU, 96 fibers/RU, patch/patch, front patch cords orientation to the right, 288 LC/UPC | CommScope® |  | MFPS | Fiber patch panel
LSX-67/0GE031 |  | Variant of LSX-CHASSIS | LSX Fiber Termination Chassis 4 RU, 72 - SC/UPC, Singlemode OSP Ribbon, 31 Meters, Far end connection Stub | CommScope® |  | LSX | Fiber patch chassis ¦ with IFC cable
LSX-67/0GE061 |  | Variant of LSX-CHASSIS | LSX Fiber Termination Chassis 4 RU, 72 - SC/UPC, Singlemode OSP Ribbon, 61 Meters, Far end connection Stub | CommScope® |  | LSX | Fiber patch chassis ¦ with IFC cable
LSX-67/0DS092 |  | Variant of LSX-CHASSIS | LSX Fiber Termination Chassis 4 RU, 72 - SC/UPC, Singlemode IFC Ribbon, 92 Meters, Far end connection Stub | CommScope® |  | LSX | Fiber patch chassis ¦ with IFC cable
LSX-67/0ZB023 |  | Variant of LSX-CHASSIS | LSX Fiber Termination Chassis 4 RU, 72 - SC/UPC, Singlemode IFC Stranded, 23 Meters, Far end connection Stub | CommScope® |  | LSX | Fiber patch chassis ¦ with IFC cable
LSX-67/0DS107 |  | Variant of LSX-CHASSIS | LSX Fiber Termination Chassis 4 RU, 72 - SC/UPC, Singlemode IFC Ribbon, 107 Meters, Far end connection Stub | CommScope® |  | LSX | Fiber patch chassis ¦ with IFC cable
LSX-67/0DS031 |  | Variant of LSX-CHASSIS | LSX Fiber Termination Chassis 4 RU, 72 - SC/UPC, Singlemode IFC Ribbon, 31 Meters, Far end connection Stub | CommScope® |  | LSX | Fiber patch chassis ¦ with IFC cable
LSX-67/0DS039 |  | Variant of LSX-CHASSIS | LSX Fiber Termination Chassis 4 RU, 72 - SC/UPC, Singlemode IFC Ribbon, 39 Meters, Far end connection Stub | CommScope® |  | LSX | Fiber patch chassis ¦ with IFC cable
LSX-1L1022-A-SPL |  | Variant of LSX-CHASSIS | LSX Fiber Termination/Splice Chassis 1 RU, 24 - SC/APC, Singlemode Stranded | CommScope® |  | LSX | Fiber patch/splice chassis
LSX-6L/0DS008 |  | Variant of LSX-CHASSIS | LSX Fiber Termination Chassis 4 RU, 72 - SC/APC, Singlemode IFC Ribbon, 8 Meters, Far end connection Stub | CommScope® |  | LSX | Fiber patch chassis ¦ with IFC cable
LSX-67/0DS138 |  | Variant of LSX-CHASSIS | LSX Fiber Termination Chassis 4 RU, 72 - SC/UPC, Singlemode IFC Ribbon, 138 Meters, Far end connection Stub | CommScope® |  | LSX | Fiber patch chassis ¦ with IFC cable
LSX-77/0ZC016 |  | Variant of LSX-CHASSIS | LSX Fiber Termination Chassis 4 RU, 96 - SC/UPC, Singlemode IFC Stranded, 16 Meters, Far end connection Stub | CommScope® |  | LSX | Fiber patch chassis ¦ with IFC cable
LSX-67/0PD046 |  | Variant of LSX-CHASSIS | LSX Fiber Termination Chassis 4 RU, 72 - SC/UPC, Singlemode I/O Ribbon, 46 Meters, Far end connection Stub | CommScope® |  | LSX | Fiber patch chassis ¦ with indoor/outdoor cable
LSX-67/0DS153 |  | Variant of LSX-CHASSIS | LSX Fiber Termination Chassis 4 RU, 72 - SC/UPC, Singlemode IFC Ribbon, 153 Meters, Far end connection Stub | CommScope® |  | LSX | Fiber patch chassis ¦ with IFC cable
LSX-CBLCLMPKIT |  | Variant | LSX Fiber Cable Clamp Kit | CommScope® |  | LGX | Cable clamp
LSX-7L/0LA023 |  | Variant of LSX-CHASSIS | LSX Fiber Termination Chassis 4 RU, 96 - SC/APC, Singlemode IFC Ribbon, 23 Meters, Far end connection Stub | CommScope® |  | LSX | Fiber patch chassis ¦ with IFC cable
LSX-67/0PD061 |  | Variant of LSX-CHASSIS | LSX Fiber Termination Chassis 4 RU, 72 - SC/UPC, Singlemode I/O Ribbon, 61 Meters, Far end connection Stub | CommScope® |  | LSX | Fiber patch chassis ¦ with indoor/outdoor cable
LSX-6L/0T5046 |  | Variant of LSX-CHASSIS | LSX Fiber Termination Chassis 4 RU, 72 - SC/APC, Singlemode OSP Stranded, 46 Meters, Far end connection Stub | CommScope® |  | LSX | Fiber patch chassis ¦ with OSP cable
LSX-77/0ZC061 |  | Variant of LSX-CHASSIS | LSX Fiber Termination Chassis 4 RU, 96 - SC/UPC, Singlemode IFC Stranded, 61 Meters, Far end connection Stub | CommScope® |  | LSX | Fiber patch chassis ¦ with IFC cable
LSX-670000 |  | Variant of LSX-CHASSIS | LSX Fiber Termination Chassis 4 RU, 72 - SC/UPC | CommScope® |  | LSX | Fiber patch chassis
LSX-L7/0WA046 |  | Variant of LSX-CHASSIS | LSX Fiber Termination Chassis 8 RU, 288 - SC/UPC, Singlemode IFC Ribbon, 46 Meters, Far end connection Stub | CommScope® |  | LSX | Fiber patch chassis ¦ with IFC cable
LSX-6L/0ZB016 |  | Variant of LSX-CHASSIS | LSX Fiber Termination Chassis 4 RU, 72 - SC/APC, Singlemode IFC Stranded, 16 Meters, Far end connection Stub | CommScope® |  | LSX | Fiber patch chassis ¦ with IFC cable
LSX-67/0PD077 |  | Variant of LSX-CHASSIS | LSX Fiber Termination Chassis 4 RU, 72 - SC/UPC, Singlemode I/O Ribbon, 77 Meters, Far end connection Stub | CommScope® |  | LSX | Fiber patch chassis ¦ with indoor/outdoor cable
LSX-6L0000 |  | Variant of LSX-CHASSIS | LSX Fiber Termination Chassis 4 RU, 72 - SC/APC | CommScope® |  | LSX | Fiber patch chassis
LSX-L7/0WB016 |  | Variant of LSX-CHASSIS | LSX Fiber Termination Chassis 8 RU, 288 - SC/UPC, Singlemode IFC Ribbon, 16 Meters, Far end connection Stub | CommScope® |  | LSX | Fiber patch chassis ¦ with IFC cable
LSX-7L/0ZC046 |  | Variant of LSX-CHASSIS | LSX Fiber Termination Chassis 4 RU, 96 - SC/APC, Singlemode IFC Stranded, 46 Meters, Far end connection Stub | CommScope® |  | LSX | Fiber patch chassis ¦ with IFC cable
LSX-77/0LA016 |  | Variant of LSX-CHASSIS | LSX Fiber Termination Chassis 4 RU, 96 - SC/UPC, Singlemode IFC Ribbon, 16 Meters, Far end connection Stub | CommScope® |  | LSX | Fiber patch chassis ¦ with IFC cable
LSX-L7/0WB031 |  | Variant of LSX-CHASSIS | LSX Fiber Termination Chassis 8 RU, 288 - SC/UPC, Singlemode IFC Ribbon, 31 Meters, Far end connection Stub | CommScope® |  | LSX | Fiber patch chassis ¦ with IFC cable
LSX-L70000 |  | Variant of LSX-CHASSIS | LSX Fiber Termination Chassis 8 RU, 288 - SC/UPC | CommScope® |  | LSX | Fiber patch chassis
LSX-77/0LA031 |  | Variant of LSX-CHASSIS | LSX Fiber Termination Chassis 4 RU, 96 - SC/UPC, Singlemode IFC Ribbon, 31 Meters, Far end connection Stub | CommScope® |  | LSX | Fiber patch chassis ¦ with IFC cable
LSX-7L5083-A-SPL |  | Variant of LSX-CHASSIS | LSX Fiber Termination/Splice Chassis 4 RU, 96 - SC/APC, Singlemode Ribbon | CommScope® |  | LSX | Fiber patch/splice chassis
LSX-LL/0WD016 |  | Variant of LSX-CHASSIS | LSX Fiber Termination Chassis 8 RU, 288 - SC/APC, Singlemode OSP Stranded, 16 Meters, Far end connection Stub | CommScope® |  | LSX | Fiber patch chassis ¦ with IFC cable
LSX-LL/0WA023 |  | Variant of LSX-CHASSIS | LSX Fiber Termination Chassis 8 RU, 288 - SC/APC, Singlemode IFC Ribbon, 23 Meters, Far end connection Stub | CommScope® |  | LSX | Fiber patch chassis ¦ with IFC cable
LSX-LL/0WD031 |  | Variant of LSX-CHASSIS | LSX Fiber Termination Chassis 8 RU, 288 - SC/APC, Singlemode OSP Stranded, 31 Meters, Far end connection Stub | CommScope® |  | LSX | Fiber patch chassis ¦ with IFC cable
LSX-L75243-A-SPL |  | Variant of LSX-CHASSIS | LSX Fiber Termination/Splice Chassis 8 RU, 288 - SC/UPC, Singlemode Ribbon | CommScope® |  | LSX | Fiber patch/splice chassis
LSX-LL/0WN016 |  | Variant of LSX-CHASSIS | LSX Fiber Termination Chassis 8 RU, 288 - SC/APC, Singlemode IFC Ribbon, 16 Meters, Far end connection Stub | CommScope® |  | LSX | Fiber patch chassis ¦ with IFC cable
LSX-LL/0WX010 |  | Variant of LSX-CHASSIS | LSX Fiber Termination Chassis 8 RU, 288 - SC/APC, Singlemode IFC Ribbon, 10 Meters, Far end connection Stub | CommScope® |  | LSX | Fiber patch chassis ¦ with OSP cable
LSX-SPLCA01 |  | Variant of LSX-CHASSIS | LSX Fiber Optic Splice Chassis, 1 RU | CommScope® |  | LSX | Fiber splice chassis
LSX-T7/0JZ031 |  | Variant of LSX-CHASSIS | LSX Fiber Termination Chassis 6 RU, 144 - SC/UPC, Singlemode OSP Stranded, 31 Meters, Far end connection Stub | CommScope® |  | LSX | Fiber patch chassis ¦ with IFC cable
LSX-LL/0WA038 |  | Variant of LSX-CHASSIS | LSX Fiber Termination Chassis 8 RU, 288 - SC/APC, Singlemode IFC Ribbon, 38 Meters, Far end connection Stub | CommScope® |  | LSX | Fiber patch chassis ¦ with IFC cable
LSX-LL/0WC016-D |  | Variant of LSX-CHASSIS | LSX Fiber Termination Chassis with OSP cable, 11 in x 19 in, 288 SC/APC, singlemode, white, 16 meters, Stub tail at far end | CommScope® |  | LSX | Fiber patch chassis ¦ with OSP cable
LSX-T7/0LH008 |  | Variant of LSX-CHASSIS | LSX Fiber Termination Chassis 6 RU, 144 - SC/UPC, Singlemode IFC Ribbon, 8 Meters, Far end connection Stub | CommScope® |  | LSX | Fiber patch chassis ¦ with IFC cable
LSX-T7/0LH067 |  | Variant of LSX-CHASSIS | LSX Fiber Termination Chassis 6 RU, 144 - SC/UPC, Singlemode IFC Ribbon, 67 Meters, Far end connection Stub | CommScope® |  | LSX | Fiber patch chassis ¦ with IFC cable
LSX-LK/0WB077 |  | Variant of LSX-CHASSIS | LSX Fiber Termination Chassis 8 RU, 288 - LC/UPC, Singlemode IFC Stranded, 77 Meters, Far end connection Stub | CommScope® |  | LSX | Fiber patch chassis ¦ with IFC cable
LSX-T7/0PG008 |  | Variant of LSX-CHASSIS | LSX Fiber Termination Chassis 6 RU, 144 - SC/UPC, Singlemode I/O Ribbon, 8 Meters, Far end connection Stub | CommScope® |  | LSX | Fiber patch chassis ¦ with IFC cable
LSX-LL/0WY018 |  | Variant of LSX-CHASSIS | LSX Fiber Termination Chassis 8 RU, 288 - SC/APC, Singlemode IFC Ribbon, 18 Meters, Far end connection Stub | CommScope® |  | LSX | Fiber patch chassis ¦ with OSP cable
LSX-LL/0WC023 |  | Variant of LSX-CHASSIS | LSX Fiber Termination Chassis 8 RU, 288 - SC/APC, Singlemode OSP Ribbon, 23 Meters, Far end connection Stub | CommScope® |  | LSX | Fiber patch chassis ¦ with IFC cable
LSX-LL/0WA061 |  | Variant of LSX-CHASSIS | LSX Fiber Termination Chassis 8 RU, 288 - SC/APC, Singlemode IFC Ribbon, 61 Meters, Far end connection Stub | CommScope® |  | LSX | Fiber patch chassis ¦ with IFC cable
LSX-T7/0PG016 |  | Variant of LSX-CHASSIS | LSX Fiber Termination Chassis 6 RU, 144 - SC/UPC, Singlemode I/O Ribbon, 16 Meters, Far end connection Stub | CommScope® |  | LSX | Fiber patch chassis ¦ with IFC cable
LSX-T7/0LH092 |  | Variant of LSX-CHASSIS | LSX Fiber Termination Chassis 6 RU, 144 - SC/UPC, Singlemode IFC Ribbon, 92 Meters, Far end connection Stub | CommScope® |  | LSX | Fiber patch chassis ¦ with IFC cable
LSX-LL0000 |  | Variant of LSX-CHASSIS | LSX Fiber Termination Chassis 8 RU, 288 - SC/APC | CommScope® |  | LSX | Fiber patch chassis
LSX-LL/0WC031 |  | Variant of LSX-CHASSIS | LSX Fiber Termination Chassis 8 RU, 288 - SC/APC, Singlemode OSP Ribbon, 31 Meters, Far end connection Stub | CommScope® |  | LSX | Fiber patch chassis ¦ with IFC cable
LSX-T7/0PG031 |  | Variant of LSX-CHASSIS | LSX Fiber Termination Chassis 6 RU, 144 - SC/UPC, Singlemode I/O Ribbon, 31 Meters, Far end connection Stub | CommScope® |  | LSX | Fiber patch chassis ¦ with IFC cable
LSX-T7/0DG031 |  | Variant of LSX-CHASSIS | LSX Fiber Termination Chassis 6 RU, 144 - SC/UPC, Singlemode OSP Stranded, 31 Meters, Far end connection Stub | CommScope® |  | LSX | Fiber patch chassis ¦ with OSP cable
LSX-LL5243-A-SPL |  | Variant of LSX-CHASSIS | LSX Fiber Termination/Splice Chassis 8 RU, 288 - SC/APC, Singlemode Ribbon | CommScope® |  | LSX | Fiber patch/splice chassis
LSX-T7/0PG046 |  | Variant of LSX-CHASSIS | LSX Fiber Termination Chassis 6 RU, 144 - SC/UPC, Singlemode I/O Ribbon, 46 Meters, Far end connection Stub | CommScope® |  | LSX | Fiber patch chassis ¦ with IFC cable
LSX-T7/0LH031 |  | Variant of LSX-CHASSIS | LSX Fiber Termination Chassis 6 RU, 144 - SC/UPC, Singlemode IFC Ribbon, 31 Meters, Far end connection Stub | CommScope® |  | LSX | Fiber patch chassis ¦ with IFC cable
LSX-T7/0LH107 |  | Variant of LSX-CHASSIS | LSX Fiber Termination Chassis 6 RU, 144 - SC/UPC, Singlemode IFC Ribbon, 107 Meters, Far end connection Stub | CommScope® |  | LSX | Fiber patch chassis ¦ with IFC cable
LSX-T7/0GT016 |  | Variant of LSX-CHASSIS | LSX Fiber Termination Chassis 6 RU, 144 - SC/UPC, Singlemode OSP Stranded, 16 Meters, Far end connection Stub | CommScope® |  | LSX | Fiber patch chassis ¦ with IFC cable
LSX-LL/0WA153 |  | Variant of LSX-CHASSIS | LSX Fiber Termination Chassis 8 RU, 288 - SC/APC, Singlemode IFC Ribbon, 153 Meters, Far end connection Stub | CommScope® |  | LSX | Fiber patch chassis ¦ with IFC cable
LSX-LM5243-A-SPL |  | Variant of LSX-CHASSIS | LSX Fiber Termination/Splice Chassis 8 RU, 288 - LC/APC, Singlemode Ribbon | CommScope® |  | LSX | Fiber patch/splice chassis
LSX-T7/0PG061 |  | Variant of LSX-CHASSIS | LSX Fiber Termination Chassis 6 RU, 144 - SC/UPC, Singlemode I/O Ribbon, 61 Meters, Far end connection Stub | CommScope® |  | LSX | Fiber patch chassis ¦ with IFC cable
LSX-T7/0LH039 |  | Variant of LSX-CHASSIS | LSX Fiber Termination Chassis 6 RU, 144 - SC/UPC, Singlemode IFC Ribbon, 39 Meters, Far end connection Stub | CommScope® |  | LSX | Fiber patch chassis ¦ with IFC cable
LSX-T7/0LH122 |  | Variant of LSX-CHASSIS | LSX Fiber Termination Chassis 6 RU, 144 - SC/UPC, Singlemode IFC Ribbon, 122 Meters, Far end connection Stub | CommScope® |  | LSX | Fiber patch chassis ¦ with IFC cable
LSX-LL/0WB016 |  | Variant of LSX-CHASSIS | LSX Fiber Termination Chassis 8 RU, 288 - SC/APC, Singlemode IFC Stranded, 16 Meters, Far end connection Stub | CommScope® |  | LSX | Fiber patch chassis ¦ with IFC cable
LSX-T70000 |  | Variant of LSX-CHASSIS | LSX Fiber Termination Chassis 6 RU, 144 - SC/UPC | CommScope® |  | LSX | Fiber patch chassis
LSX-T7/0PG077 |  | Variant of LSX-CHASSIS | LSX Fiber Termination Chassis 6 RU, 144 - SC/UPC, Singlemode I/O Ribbon, 77 Meters, Far end connection Stub | CommScope® |  | LSX | Fiber patch chassis ¦ with IFC cable
LSX-T7/0LH046 |  | Variant of LSX-CHASSIS | LSX Fiber Termination Chassis 6 RU, 144 - SC/UPC, Singlemode IFC Ribbon, 46 Meters, Far end connection Stub | CommScope® |  | LSX | Fiber patch chassis ¦ with IFC cable
LSX-T7/0LH138 |  | Variant of LSX-CHASSIS | LSX Fiber Termination Chassis 6 RU, 144 - SC/UPC, Singlemode IFC Ribbon, 138 Meters, Far end connection Stub | CommScope® |  | LSX | Fiber patch chassis ¦ with IFC cable
LSX-TL/LZD016 |  | Variant of LSX-CHASSIS | LSX Fiber Termination Chassis 6 RU, 144 - SC/APC, Singlemode IFC Stranded, 16 Meters, Far end connection SC/APC | CommScope® |  | LSX | Fiber patch chassis ¦ with IFC cable
LSX-T7/0LH152 |  | Variant of LSX-CHASSIS | LSX Fiber Termination Chassis 6 RU, 144 - SC/UPC, Singlemode IFC Ribbon, 152 Meters, Far end connection Stub | CommScope® |  | LSX | Fiber patch chassis ¦ with IFC cable
LSX-TL/0LH031 |  | Variant of LSX-CHASSIS | LSX Fiber Termination Chassis 6 RU, 144 - SC/APC, Singlemode IFC Ribbon, 31 Meters, Far end connection Stub | CommScope® |  | LSX | Fiber patch chassis ¦ with IFC cable
LSX-T75123-A-SPL |  | Variant of LSX-CHASSIS | LSX Fiber Termination/Splice Chassis 6 RU, 144 - SC/UPC, Singlemode Ribbon | CommScope® |  | LSX | Fiber patch/splice chassis
LSX-T7/0T7031 |  | Variant of LSX-CHASSIS | LSX Fiber Termination Chassis 6 RU, 144 - SC/UPC, Singlemode OSP Stranded, 31 Meters, Far end connection Stub | CommScope® |  | LSX | Fiber patch chassis ¦ with OSP cable
LSX-TL0000 |  | Variant of LSX-CHASSIS | LSX Fiber Termination Chassis 6 RU, 144 - SC/APC | CommScope® |  | LSX | Fiber patch chassis
LSX-T7/0ZD061 |  | Variant of LSX-CHASSIS | LSX Fiber Termination Chassis 6 RU, 144 - SC/UPC, Singlemode IFC Stranded, 61 Meters, Far end connection Stub | CommScope® |  | LSX | Fiber patch chassis ¦ with IFC cable
LSX-TL/0LH092 |  | Variant of LSX-CHASSIS | LSX Fiber Termination Chassis 6 RU, 144 - SC/APC, Singlemode IFC Ribbon, 92 Meters, Far end connection Stub | CommScope® |  | LSX | Fiber patch chassis ¦ with IFC cable
LSX-TK1122-A-SPL |  | Variant of LSX-CHASSIS | LSX Fiber Termination/Splice Chassis 6 RU, 144 - LC/UPC, Singlemode Stranded | CommScope® |  | LSX | Fiber patch/splice chassis
LSX-TL/0LH107 |  | Variant of LSX-CHASSIS | LSX Fiber Termination Chassis 6 RU, 144 - SC/APC, Singlemode IFC Ribbon, 107 Meters, Far end connection Stub | CommScope® |  | LSX | Fiber patch chassis ¦ with IFC cable
LSX-T7/0ZD092 |  | Variant of LSX-CHASSIS | LSX Fiber Termination Chassis 6 RU, 144 - SC/UPC, Singlemode IFC Stranded, 92 Meters, Far end connection Stub | CommScope® |  | LSX | Fiber patch chassis ¦ with IFC cable
LSX-TL/0T7016 |  | Variant of LSX-CHASSIS | LSX Fiber Termination Chassis 6 RU, 144 - SC/APC, Singlemode OSP Stranded, 16 Meters, Far end connection Stub | CommScope® |  | LSX | Fiber patch chassis ¦ with IFC cable
LSX-T7/7LH016 |  | Variant of LSX-CHASSIS | LSX Fiber Termination Chassis 6 RU, 144 - SC/UPC, Singlemode IFC Ribbon, 16 Meters, Far end connection SC/UPC | CommScope® |  | LSX | Fiber patch chassis ¦ with IFC cable
LSX-TL/0ZD031 |  | Variant of LSX-CHASSIS | LSX Fiber Termination Chassis 6 RU, 144 - SC/APC, Singlemode IFC Stranded, 31 Meters, Far end connection Stub | CommScope® |  | LSX | Fiber patch chassis ¦ with IFC cable
760259550 | ODF-FF19GCM-48RU | Variant of FLEX-ODF | Flex Frame Rack with cable managers |  |  | Flex Frame | Frame
1-2056006-1 | OCP-L1-02MALEN-XX-(12COL) | Variant of OCP | Fiber Optic Pigtail, 12 fibers, Singlemode, LC/UPC to Stub, 0.9 mm diameter, multicolor, 2m, loose buffered cable |  |  | OCP | Fiber pigtail ¦ multi-fiber
XP-SPTJJ210400 |  | Variant of XPND-SPLITTER-MODULES | XPND module, 1x4 symmetrical split ratio, 2 splitters, SC/APC connectors |  | XPND™ |  | Splitter module | Build America Buy America (BABA) compliant*
XP-SPTMM410400 |  | Variant of XPND-SPLITTER-MODULES | XPND module, 1x4 symmetrical split ratio, 4 splitters, LC/APC connectors |  | XPND™ |  | Splitter module | Build America Buy America (BABA) compliant*
XP-SPTMM210800 |  | Variant of XPND-SPLITTER-MODULES | XPND module, 1x8 symmetrical split ratio, 2 splitters, LC/APC connectors |  | XPND™ |  | Splitter module | Build America Buy America (BABA) compliant*
XP-SPTJJ111665 |  | Variant of XPND-SPLITTER-MODULES | XPND module, 1x16 symmetrical split ratio, 1 splitters, SC/APC connectors, 65" Pigtails |  | XPND™ |  | Splitter module | Build America Buy America (BABA) compliant*
XP-SPTJJ113265 |  | Variant of XPND-SPLITTER-MODULES | XPND module, 1x32 symmetrical split ratio, 1 splitters, SC/APC connectors, 65" Pigtails |  | XPND™ |  | Splitter module | Build America Buy America (BABA) compliant*
XP-SPTMM411665 |  | Variant of XPND-SPLITTER-MODULES | XPND module, 1x16 symmetrical split ratio, 4 splitters, LC/APC connectors, 65" Pigtails |  | XPND™ |  | Splitter module | Build America Buy America (BABA) compliant*
XP-SPTMM213265 |  | Variant of XPND-SPLITTER-MODULES | XPND module, 1x32 symmetrical split ratio, 2 splitters, LC/APC connectors, 65" Pigtails |  | XPND™ |  | Splitter module | Build America Buy America (BABA) compliant*
RCP-3KADUE03100 |  | Variant of RAPID-FIBER-PANELS | RapidFiber® Termination Panel, 144-Position 3RU, singlemode, LC/UPC to MPO, I/O, 31 m | CommScope® | RapidFiber® | RCP | Fiber patch panel ¦ with rapid cable
RCP-4ZAPUE03100 |  | Variant of RAPID-FIBER-PANELS | RapidFiber® Termination Panel, 144-Position 4RU, singlemode, LC/APC to MPO, 31 m | CommScope® | RapidFiber® | RCP | Fiber patch panel ¦ with rapid cable
NG4-CH100000-W |  | Variant of NG4-CHASSIS | NG4access® Universal Chassis, 24 Access Trays, Front Door and Designation Cards, White | CommScope® | NG4access® | NG4 | Fiber patch chassis
760262207 | FACT-1ERHPL1S-075CDX | Variant of FACT-CABLED-CHASSIS | FACT® Fiber Optic Pre-cabled Chassis, gray, 1E high, 48-port, singlemode, bottom tray loaded with 12 LC/APC Duplex adapters and 24 C-grade pigtails, SMOUV splice tray type, top tray pre-cabled with 75m indoor Micro-Tube cable, G657A1, yellow jacket, CPR EuroClass Cca, right-hand patch | CommScope® | FACT® | FACT | Fiber patch chassis ¦ with indoor cable
760262208 | FACT-1ERHPL1S-100CDX | Variant of FACT-CABLED-CHASSIS | FACT® Fiber Optic Pre-cabled Chassis, gray, 1E high, 48-port, singlemode, bottom tray loaded with 12 LC/APC Duplex adapters and 24 C-grade pigtails, SMOUV splice tray type, top tray pre-cabled with 100m indoor Micro-Tube cable, G657A1, yellow jacket, CPR EuroClass Cca, right-hand patch | CommScope® | FACT® | FACT | Fiber patch chassis ¦ with indoor cable
760262209 | FACT-1ERHPL1S-150CDX | Variant of FACT-CABLED-CHASSIS | FACT® Fiber Optic Pre-cabled Chassis, gray, 1E high, 48-port, singlemode, bottom tray loaded with 12 LC/APC Duplex adapters and 24 C-grade pigtails, SMOUV splice tray type, top tray pre-cabled with 150m indoor Micro-Tube cable, G657A1, yellow jacket, CPR EuroClass Cca, right-hand patch | CommScope® | FACT® | FACT | Fiber patch chassis ¦ with indoor cable
XP-MPA0127 |  | Variant of XPND-MPO-MODULES | MPO Module, singlemode, SC/UPC-MPO, 1x12 fiber, Method A (Straight) | CommScope® | CommScope XPND™ | XPND | Fiber module
760257089 | MFPS-KHD-P-SJEC-024-DIN | Variant of MFPS-PANELS | MFPS Fiber Optic panel, 1RU, 48 fibers/RU, ANT/splice/patch, front patch cords orientation to the right, 24 E2000, grade B | CommScope® |  | MFPS | Fiber patch/splice panel
XP-MPA012J |  | Variant of XPND-MPO-MODULES | MPO Module, singlemode, SC/APC-MPO, 1x12 fiber, Method A (Straight) | CommScope® | CommScope XPND™ | XPND | Fiber module
XP-MPBE086 |  | Variant of XPND-MPO-MODULES | MPO Module, multimode OM4, LC-MPO, 3x8, 24 fiber, Method B Enhanced (Method U2) | CommScope® | CommScope XPND™ | XPND | Fiber module
XP-MPBE128 |  | Variant of XPND-MPO-MODULES | MPO Module, singlemode, LC/UPC-MPO, 2x12, 24 fiber, Method B Enhanced (Method U2) | CommScope® | CommScope XPND™ | XPND | Fiber module
XP-MPBE12M |  | Variant of XPND-MPO-MODULES | MPO Module, singlemode, LC/APC-MPO, 2x12, 24 fiber, Method B Enhanced (Method U2) | CommScope® | CommScope XPND™ | XPND | Fiber module
XP-MPBE08M |  | Variant of XPND-MPO-MODULES | MPO Module, singlemode, LC/APC-MPO, 3x8, 24 fiber, Method B Enhanced (Method U2) | CommScope® | CommScope XPND™ | XPND | Fiber module
PPLUGXFLCUCH |  | Variant of PROPEL-CABLED-MODULES | Propel ULL Multimode OM4 Cabled Module, 2x24f duplex LC Propel module on End A to Stub on End B, 48 fiber Plenum Trunk, Method B Enhanced |  | Propel | PPL | Fiber cabled module
PPLU3GRLCRXN |  | Variant of PROPEL-CABLED-MODULES | Propel ULL Singlemode Cabled Module, 12x16 duplex LC Propel module on End A to 1x16f MPO/APC pinned Singlemode on End B, 192 fiber B2ca Trunk, Method B Enhanced |  | Propel | PPL | Fiber cabled module
PPLUJGRLCRXR |  | Variant of PROPEL-CABLED-MODULES | Propel ULL Singlemode Cabled Module, 1x16 duplex LC Propel module on End A to 1x16f MPO/APC pinned Singlemode on End B, 16 fiber LSZH Trunk, Method B Enhanced |  | Propel | PPL | Fiber cabled module
PPLAJGFLC2XM |  | Variant of PROPEL-CABLED-MODULES | Propel ULL Singlemode Cabled Module, 6x2f duplex LC Propel module on End A to 1x24f MPO/UPC pinned on End B, 144 fiber LSZH Trunk, Method A |  | Propel | PPL | Fiber cabled module
PPLUJX8LCLC8 |  | Variant of PROPEL-CABLED-MODULES | Propel ULL Multimode OM4 Cabled Module, 1x8 duplex LC Propel module on End A to 1x8 on End B, 8 fiber LSZH Trunk, Method B Enhanced |  | Propel | PPL | Fiber cabled module
PPLU3X8LCLCM |  | Variant of PROPEL-CABLED-MODULES | Propel ULL Multimode OM4 Cabled Module, 18x8 duplex LC Propel module on End A to 18x8 on End B, 144 fiber B2ca Trunk, Method B Enhanced |  | Propel | PPL | Fiber cabled module
PPLAGV8LCQPN |  | Variant of PROPEL-CABLED-MODULES | Propel ULL Multimode OM5 Cabled Module, 24x8 duplex LC Propel module on End A to 1x8f MPO/UPC non-pinned on End B, 192 fiber Plenum Trunk, Method A |  | Propel | PPL | Fiber cabled module
PPLUQXDLCMXD |  | Variant of PROPEL-CABLED-MODULES | Propel ULL Multimode OM4 Cabled Module, 1x12 duplex LC Propel module on End A to 1x12f MPO/UPC pinned on End B, 12 fiber Plenum Patchcord, Method B Enhanced |  | Propel | PPL | Fiber cabled module
PPLA3VRLCRVR |  | Variant of PROPEL-CABLED-MODULES | Propel ULL Multimode OM5 Cabled Module, 1x16 duplex LC Propel module on End A to 1x16f MPO/APC non-pinned Multimode on End B, 16 fiber B2ca Trunk, Method A |  | Propel | PPL | Fiber cabled module
PPLUGXFLCUCK |  | Variant of PROPEL-CABLED-MODULES | Propel ULL Multimode OM4 Cabled Module, 3x24f duplex LC Propel module on End A to Stub on End B, 72 fiber Plenum Trunk, Method B Enhanced |  | Propel | PPL | Fiber cabled module
PPLUGGDLCLCF |  | Variant of PROPEL-CABLED-MODULES | Propel ULL Singlemode Cabled Module, 2x12 duplex LC Propel module on End A to 2x12 on End B, 24 fiber Plenum Trunk, Method B Enhanced |  | Propel | PPL | Fiber cabled module
PPLUJGRLCRXS |  | Variant of PROPEL-CABLED-MODULES | Propel ULL Singlemode Cabled Module, 2x16 duplex LC Propel module on End A to 1x16f MPO/APC pinned Singlemode on End B, 32 fiber LSZH Trunk, Method B Enhanced |  | Propel | PPL | Fiber cabled module
PPLAQGRLCRXR |  | Variant of PROPEL-CABLED-MODULES | Propel ULL Singlemode Cabled Module, 1x16 duplex LC Propel module on End A to 1x16f MPO/APC pinned Singlemode on End B, 16 fiber Plenum Patchcord, Method A |  | Propel | PPL | Fiber cabled module
PPLUQXDLCUCD |  | Variant of PROPEL-CABLED-MODULES | Propel ULL Multimode OM4 Cabled Module, 1x12 duplex LC Propel module on End A to Stub on End B, 12 fiber Plenum Patchcord, Method B Enhanced |  | Propel | PPL | Fiber cabled module
PPLU3X8LCLCN |  | Variant of PROPEL-CABLED-MODULES | Propel ULL Multimode OM4 Cabled Module, 24x8 duplex LC Propel module on End A to 24x8 on End B, 192 fiber B2ca Trunk, Method B Enhanced |  | Propel | PPL | Fiber cabled module
PPLA3VRLCRVS |  | Variant of PROPEL-CABLED-MODULES | Propel ULL Multimode OM5 Cabled Module, 2x16 duplex LC Propel module on End A to 1x16f MPO/APC non-pinned Multimode on End B, 32 fiber B2ca Trunk, Method A |  | Propel | PPL | Fiber cabled module
PPLAGV8LCQPR |  | Variant of PROPEL-CABLED-MODULES | Propel ULL Multimode OM5 Cabled Module, 2x8 duplex LC Propel module on End A to 1x8f MPO/UPC non-pinned on End B, 16 fiber Plenum Trunk, Method A |  | Propel | PPL | Fiber cabled module
PPLUGXFLCUCL |  | Variant of PROPEL-CABLED-MODULES | Propel ULL Multimode OM4 Cabled Module, 4x24f duplex LC Propel module on End A to Stub on End B, 96 fiber Plenum Trunk, Method B Enhanced |  | Propel | PPL | Fiber cabled module
PPLUGGDLCLCG |  | Variant of PROPEL-CABLED-MODULES | Propel ULL Singlemode Cabled Module, 3x12 duplex LC Propel module on End A to 3x12 on End B, 36 fiber Plenum Trunk, Method B Enhanced |  | Propel | PPL | Fiber cabled module
PPLU3GRLCRXR |  | Variant of PROPEL-CABLED-MODULES | Propel ULL Singlemode Cabled Module, 1x16 duplex LC Propel module on End A to 1x16f MPO/APC pinned Singlemode on End B, 16 fiber B2ca Trunk, Method B Enhanced |  | Propel | PPL | Fiber cabled module
PPLUGVDLCLCL |  | Variant of PROPEL-CABLED-MODULES | Propel ULL Multimode OM5 Cabled Module, 8x12 duplex LC Propel module on End A to 8x12 on End B, 96 fiber Plenum Trunk, Method B Enhanced |  | Propel | PPL | Fiber cabled module
PPLU3X8LCLCR |  | Variant of PROPEL-CABLED-MODULES | Propel ULL Multimode OM4 Cabled Module, 2x8 duplex LC Propel module on End A to 2x8 on End B, 16 fiber B2ca Trunk, Method B Enhanced |  | Propel | PPL | Fiber cabled module
PPLAQGRSNRPR |  | Variant of PROPEL-CABLED-MODULES | Propel ULL Singlemode Cabled Module, 1x16 duplex SN Propel module on End A to 1x16 on End B, 16 fiber Plenum Patchcord, Method A |  | Propel | PPL | Fiber cabled module
PPLAGV8LCQPS |  | Variant of PROPEL-CABLED-MODULES | Propel ULL Multimode OM5 Cabled Module, 4x8 duplex LC Propel module on End A to 1x8f MPO/UPC non-pinned on End B, 32 fiber Plenum Trunk, Method A |  | Propel | PPL | Fiber cabled module
PPLUQXFLC2PF |  | Variant of PROPEL-CABLED-MODULES | Propel ULL Multimode OM4 Cabled Module, 1x24 duplex LC Propel module on End A to 1x24f MPO/UPC non-pinned on End B, 24 fiber Plenum Patchcord, Method B Enhanced |  | Propel | PPL | Fiber cabled module
PPLAJGFSN2PK |  | Variant of PROPEL-CABLED-MODULES | Propel ULL Singlemode Cabled Module, 3x2f duplex SN Propel module on End A to 3x24 on End B, 72 fiber LSZH Trunk, Method A |  | Propel | PPL | Fiber cabled module
PPLU3GRLCRXS |  | Variant of PROPEL-CABLED-MODULES | Propel ULL Singlemode Cabled Module, 2x16 duplex LC Propel module on End A to 1x16f MPO/APC pinned Singlemode on End B, 32 fiber B2ca Trunk, Method B Enhanced |  | Propel | PPL | Fiber cabled module
PPLUGGDLCLCH |  | Variant of PROPEL-CABLED-MODULES | Propel ULL Singlemode Cabled Module, 4x12 duplex LC Propel module on End A to 4x12 on End B, 48 fiber Plenum Trunk, Method B Enhanced |  | Propel | PPL | Fiber cabled module
PPLUJGRLCUCH |  | Variant of PROPEL-CABLED-MODULES | Propel ULL Singlemode Cabled Module, 3x16 duplex LC Propel module on End A to Stub on End B, 48 fiber LSZH Trunk, Method B Enhanced |  | Propel | PPL | Fiber cabled module
PPLUGVDLCLCM |  | Variant of PROPEL-CABLED-MODULES | Propel ULL Multimode OM5 Cabled Module, 12x12 duplex LC Propel module on End A to 12x12 on End B, 144 fiber Plenum Trunk, Method B Enhanced |  | Propel | PPL | Fiber cabled module
PPLU3X8LCLCS |  | Variant of PROPEL-CABLED-MODULES | Propel ULL Multimode OM4 Cabled Module, 4x8 duplex LC Propel module on End A to 4x8 on End B, 32 fiber B2ca Trunk, Method B Enhanced |  | Propel | PPL | Fiber cabled module
PPLAGV8LCQPU |  | Variant of PROPEL-CABLED-MODULES | Propel ULL Multimode OM5 Cabled Module, 8x8 duplex LC Propel module on End A to 1x8f MPO/UPC non-pinned on End B, 64 fiber Plenum Trunk, Method A |  | Propel | PPL | Fiber cabled module
PPLA3VRLCRZH |  | Variant of PROPEL-CABLED-MODULES | Propel ULL Multimode OM5 Cabled Module, 3x16 duplex LC Propel module on End A to 1x16f MPO/APC pinned Multimode on End B, 48 fiber B2ca Trunk, Method A |  | Propel | PPL | Fiber cabled module
PPLUGXRLCLCH |  | Variant of PROPEL-CABLED-MODULES | Propel ULL Multimode OM4 Cabled Module, 3x16 duplex LC Propel module on End A to 3x16 on End B, 48 fiber Plenum Trunk, Method B Enhanced |  | Propel | PPL | Fiber cabled module
PPLUQXFLC2XF |  | Variant of PROPEL-CABLED-MODULES | Propel ULL Multimode OM4 Cabled Module, 1x24 duplex LC Propel module on End A to 1x24f MPO/UPC pinned on End B, 24 fiber Plenum Patchcord, Method B Enhanced |  | Propel | PPL | Fiber cabled module
PPLAJGFSN2PL |  | Variant of PROPEL-CABLED-MODULES | Propel ULL Singlemode Cabled Module, 4x2f duplex SN Propel module on End A to 4x24 on End B, 96 fiber LSZH Trunk, Method A |  | Propel | PPL | Fiber cabled module
PPLU3GRLCRXU |  | Variant of PROPEL-CABLED-MODULES | Propel ULL Singlemode Cabled Module, 4x16 duplex LC Propel module on End A to 1x16f MPO/APC pinned Singlemode on End B, 64 fiber B2ca Trunk, Method B Enhanced |  | Propel | PPL | Fiber cabled module
PPLU3X8LCLCU |  | Variant of PROPEL-CABLED-MODULES | Propel ULL Multimode OM4 Cabled Module, 8x8 duplex LC Propel module on End A to 8x8 on End B, 64 fiber B2ca Trunk, Method B Enhanced |  | Propel | PPL | Fiber cabled module
PPLAQV8LCQP8 |  | Variant of PROPEL-CABLED-MODULES | Propel ULL Multimode OM5 Cabled Module, 1x8 duplex LC Propel module on End A to 1x8f MPO/UPC non-pinned on End B, 8 fiber Plenum Patchcord, Method A |  | Propel | PPL | Fiber cabled module
PPLUGGDLCLCL |  | Variant of PROPEL-CABLED-MODULES | Propel ULL Singlemode Cabled Module, 8x12 duplex LC Propel module on End A to 8x12 on End B, 96 fiber Plenum Trunk, Method B Enhanced |  | Propel | PPL | Fiber cabled module
PPLAJGFSN2PM |  | Variant of PROPEL-CABLED-MODULES | Propel ULL Singlemode Cabled Module, 6x2f duplex SN Propel module on End A to 6x24 on End B, 144 fiber LSZH Trunk, Method A |  | Propel | PPL | Fiber cabled module
PPLU3X8LCQP8 |  | Variant of PROPEL-CABLED-MODULES | Propel ULL Multimode OM4 Cabled Module, 1x8 duplex LC Propel module on End A to 1x8f MPO/UPC non-pinned on End B, 8 fiber B2ca Trunk, Method B Enhanced |  | Propel | PPL | Fiber cabled module
PPLAGV8LCQXF |  | Variant of PROPEL-CABLED-MODULES | Propel ULL Multimode OM5 Cabled Module, 3x8 duplex LC Propel module on End A to 1x8f MPO/UPC pinned on End B, 24 fiber Plenum Trunk, Method A |  | Propel | PPL | Fiber cabled module
PPLAQV8LCQX8 |  | Variant of PROPEL-CABLED-MODULES | Propel ULL Multimode OM5 Cabled Module, 1x8 duplex LC Propel module on End A to 1x8f MPO/UPC pinned on End B, 8 fiber Plenum Patchcord, Method A |  | Propel | PPL | Fiber cabled module
PPLUGGDLCLCM |  | Variant of PROPEL-CABLED-MODULES | Propel ULL Singlemode Cabled Module, 12x12 duplex LC Propel module on End A to 12x12 on End B, 144 fiber Plenum Trunk, Method B Enhanced |  | Propel | PPL | Fiber cabled module
PPLUQXFLCUCF |  | Variant of PROPEL-CABLED-MODULES | Propel ULL Multimode OM4 Cabled Module, 1x24f duplex LC Propel module on End A to Stub on End B, 24 fiber Plenum Patchcord, Method B Enhanced |  | Propel | PPL | Fiber cabled module
PPLA3VRLCRZM |  | Variant of PROPEL-CABLED-MODULES | Propel ULL Multimode OM5 Cabled Module, 9x16 duplex LC Propel module on End A to 1x16f MPO/APC pinned Multimode on End B, 144 fiber B2ca Trunk, Method A |  | Propel | PPL | Fiber cabled module
PPLAJGFSN2XF |  | Variant of PROPEL-CABLED-MODULES | Propel ULL Singlemode Cabled Module, 1x2f duplex SN Propel module on End A to 1x24 on End B, 24 fiber LSZH Trunk, Method A |  | Propel | PPL | Fiber cabled module
PPLUJX8LCLCN |  | Variant of PROPEL-CABLED-MODULES | Propel ULL Multimode OM4 Cabled Module, 24x8 duplex LC Propel module on End A to 24x8 on End B, 192 fiber LSZH Trunk, Method B Enhanced |  | Propel | PPL | Fiber cabled module
PPLUGXRLCLCN |  | Variant of PROPEL-CABLED-MODULES | Propel ULL Multimode OM4 Cabled Module, 12x16 duplex LC Propel module on End A to 12x16 on End B, 192 fiber Plenum Trunk, Method B Enhanced |  | Propel | PPL | Fiber cabled module
PPLUQXRLCLCR |  | Variant of PROPEL-CABLED-MODULES | Propel ULL Multimode OM4 Cabled Module, 1x16 duplex LC Propel module on End A to 1x16 on End B, 16 fiber Plenum Patchcord, Method B Enhanced |  | Propel | PPL | Fiber cabled module
PPLUGGDLCLCN |  | Variant of PROPEL-CABLED-MODULES | Propel ULL Singlemode Cabled Module, 16x12 duplex LC Propel module on End A to 16x12 on End B, 192 fiber Plenum Trunk, Method B Enhanced |  | Propel | PPL | Fiber cabled module
PPLUJX8LCLCR |  | Variant of PROPEL-CABLED-MODULES | Propel ULL Multimode OM4 Cabled Module, 2x8 duplex LC Propel module on End A to 2x8 on End B, 16 fiber LSZH Trunk, Method B Enhanced |  | Propel | PPL | Fiber cabled module
PPLAJGFSN2XH |  | Variant of PROPEL-CABLED-MODULES | Propel ULL Singlemode Cabled Module, 2x2f duplex SN Propel module on End A to 2x24 on End B, 48 fiber LSZH Trunk, Method A |  | Propel | PPL | Fiber cabled module
PPLAGV8LCQXK |  | Variant of PROPEL-CABLED-MODULES | Propel ULL Multimode OM5 Cabled Module, 9x8 duplex LC Propel module on End A to 1x8f MPO/UPC pinned on End B, 72 fiber Plenum Trunk, Method A |  | Propel | PPL | Fiber cabled module
PPLUQXRLCRVR |  | Variant of PROPEL-CABLED-MODULES | Propel ULL Multimode OM4 Cabled Module, 1x16 duplex LC Propel module on End A to 1x16f MPO/APC non-pinned Multimode on End B, 16 fiber Plenum Patchcord, Method B Enhanced |  | Propel | PPL | Fiber cabled module
PPLUJGRLCUCR |  | Variant of PROPEL-CABLED-MODULES | Propel ULL Singlemode Cabled Module, 1x16 duplex LC Propel module on End A to Stub on End B, 16 fiber LSZH Trunk, Method B Enhanced |  | Propel | PPL | Fiber cabled module
PPLUGVDLCMPG |  | Variant of PROPEL-CABLED-MODULES | Propel ULL Multimode OM5 Cabled Module, 3x12 duplex LC Propel module on End A to 1x12f MPO/UPC non-pinned on End B, 36 fiber Plenum Trunk, Method B Enhanced |  | Propel | PPL | Fiber cabled module
PPLU3X8LCQPK |  | Variant of PROPEL-CABLED-MODULES | Propel ULL Multimode OM4 Cabled Module, 9x8 duplex LC Propel module on End A to 1x8f MPO/UPC non-pinned on End B, 72 fiber B2ca Trunk, Method B Enhanced |  | Propel | PPL | Fiber cabled module
PPLUGXRLCLCR |  | Variant of PROPEL-CABLED-MODULES | Propel ULL Multimode OM4 Cabled Module, 1x16 duplex LC Propel module on End A to 1x16 on End B, 16 fiber Plenum Trunk, Method B Enhanced |  | Propel | PPL | Fiber cabled module
PPLUQXRLCRZR |  | Variant of PROPEL-CABLED-MODULES | Propel ULL Multimode OM4 Cabled Module, 1x16 duplex LC Propel module on End A to 1x16f MPO/APC pinned Multimode on End B, 16 fiber Plenum Patchcord, Method B Enhanced |  | Propel | PPL | Fiber cabled module
PPLUJGRLCUCS |  | Variant of PROPEL-CABLED-MODULES | Propel ULL Singlemode Cabled Module, 2x16 duplex LC Propel module on End A to Stub on End B, 32 fiber LSZH Trunk, Method B Enhanced |  | Propel | PPL | Fiber cabled module
PPLUGVDLCMPH |  | Variant of PROPEL-CABLED-MODULES | Propel ULL Multimode OM5 Cabled Module, 4x12 duplex LC Propel module on End A to 1x12f MPO/UPC non-pinned on End B, 48 fiber Plenum Trunk, Method B Enhanced |  | Propel | PPL | Fiber cabled module
PPLUGGDLCMPD |  | Variant of PROPEL-CABLED-MODULES | Propel ULL Singlemode Cabled Module, 1x12 duplex LC Propel module on End A to 1x12f MPO/UPC non-pinned on End B, 12 fiber Plenum Trunk, Method B Enhanced |  | Propel | PPL | Fiber cabled module
PPLAQVFLC2PF |  | Variant of PROPEL-CABLED-MODULES | Propel ULL Multimode OM5 Cabled Module, 1x2f duplex LC Propel module on End A to 1x24f MPO/UPC non-pinned on End B, 24 fiber Plenum Patchcord, Method A |  | Propel | PPL | Fiber cabled module
PPLA3VRLCRZR |  | Variant of PROPEL-CABLED-MODULES | Propel ULL Multimode OM5 Cabled Module, 1x16 duplex LC Propel module on End A to 1x16f MPO/APC pinned Multimode on End B, 16 fiber B2ca Trunk, Method A |  | Propel | PPL | Fiber cabled module
PPLUGVDLCMPK |  | Variant of PROPEL-CABLED-MODULES | Propel ULL Multimode OM5 Cabled Module, 6x12 duplex LC Propel module on End A to 1x12f MPO/UPC non-pinned on End B, 72 fiber Plenum Trunk, Method B Enhanced |  | Propel | PPL | Fiber cabled module
PPLU3GRLCUCR |  | Variant of PROPEL-CABLED-MODULES | Propel ULL Singlemode Cabled Module, 1x16 duplex LC Propel module on End A to Stub on End B, 16 fiber B2ca Trunk, Method B Enhanced |  | Propel | PPL | Fiber cabled module
PPLAQVFLC2XF |  | Variant of PROPEL-CABLED-MODULES | Propel ULL Multimode OM5 Cabled Module, 1x24 duplex LC Propel module on End A to 1x24f MPO/UPC pinned on End B, 24 fiber Plenum Patchcord, Method A |  | Propel | PPL | Fiber cabled module
PPLUJGRLCUCU |  | Variant of PROPEL-CABLED-MODULES | Propel ULL Singlemode Cabled Module, 4x16 duplex LC Propel module on End A to Stub on End B, 64 fiber LSZH Trunk, Method B Enhanced |  | Propel | PPL | Fiber cabled module
PPLA3VRLCRZS |  | Variant of PROPEL-CABLED-MODULES | Propel ULL Multimode OM5 Cabled Module, 2x16 duplex LC Propel module on End A to 1x16f MPO/APC pinned Multimode on End B, 32 fiber B2ca Trunk, Method A |  | Propel | PPL | Fiber cabled module
PPLU3X8LCQPM |  | Variant of PROPEL-CABLED-MODULES | Propel ULL Multimode OM4 Cabled Module, 18x8 duplex LC Propel module on End A to 1x8f MPO/UPC non-pinned on End B, 144 fiber B2ca Trunk, Method B Enhanced |  | Propel | PPL | Fiber cabled module
PPLUJX8LCQP8 |  | Variant of PROPEL-CABLED-MODULES | Propel ULL Multimode OM4 Cabled Module, 1x8 duplex LC Propel module on End A to 1x8f MPO/UPC non-pinned on End B, 8 fiber LSZH Trunk, Method B Enhanced |  | Propel | PPL | Fiber cabled module
PPLAJGFSN2XM |  | Variant of PROPEL-CABLED-MODULES | Propel ULL Singlemode Cabled Module, 6x2f duplex SN Propel module on End A to 6x24 on End B, 144 fiber LSZH Trunk, Method A |  | Propel | PPL | Fiber cabled module
PPLUGGDLCMPG |  | Variant of PROPEL-CABLED-MODULES | Propel ULL Singlemode Cabled Module, 3x12 duplex LC Propel module on End A to 1x12f MPO/UPC non-pinned on End B, 36 fiber Plenum Trunk, Method B Enhanced |  | Propel | PPL | Fiber cabled module
PPLUGVDLCMPL |  | Variant of PROPEL-CABLED-MODULES | Propel ULL Multimode OM5 Cabled Module, 8x12 duplex LC Propel module on End A to 1x12f MPO/UPC non-pinned on End B, 96 fiber Plenum Trunk, Method B Enhanced |  | Propel | PPL | Fiber cabled module
PPLURG8LCLC8 |  | Variant of PROPEL-CABLED-MODULES | Propel ULL Singlemode Cabled Module, 1x8 duplex LC Propel module on End A to 1x8 on End B, 8 fiber LSZH Patchcord, Method B Enhanced |  | Propel | PPL | Fiber cabled module
PPLAQVRLCRVR |  | Variant of PROPEL-CABLED-MODULES | Propel ULL Multimode OM5 Cabled Module, 1x16 duplex LC Propel module on End A to 1x16f MPO/APC non-pinned Multimode on End B, 16 fiber Plenum Patchcord, Method A |  | Propel | PPL | Fiber cabled module
PPLUJGRSNRPH |  | Variant of PROPEL-CABLED-MODULES | Propel ULL Singlemode Cabled Module, 3x16 duplex SN Propel module on End A to 3x16 on End B, 48 fiber LSZH Trunk, Method B Enhanced |  | Propel | PPL | Fiber cabled module
PPLAGV8LCQXR |  | Variant of PROPEL-CABLED-MODULES | Propel ULL Multimode OM5 Cabled Module, 2x8 duplex LC Propel module on End A to 1x8f MPO/UPC pinned on End B, 16 fiber Plenum Trunk, Method A |  | Propel | PPL | Fiber cabled module
PPLU3X8LCQPN |  | Variant of PROPEL-CABLED-MODULES | Propel ULL Multimode OM4 Cabled Module, 24x8 duplex LC Propel module on End A to 1x8f MPO/UPC non-pinned on End B, 192 fiber B2ca Trunk, Method B Enhanced |  | Propel | PPL | Fiber cabled module
PPLAJGRLCRPH |  | Variant of PROPEL-CABLED-MODULES | Propel ULL Singlemode Cabled Module, 3x16 duplex LC Propel module on End A to 1x16f MPO/APC non-pinned Singlemode on End B, 48 fiber LSZH Trunk, Method A |  | Propel | PPL | Fiber cabled module
PPLU3GRLCUCU |  | Variant of PROPEL-CABLED-MODULES | Propel ULL Singlemode Cabled Module, 4x16 duplex LC Propel module on End A to Stub on End B, 64 fiber B2ca Trunk, Method B Enhanced |  | Propel | PPL | Fiber cabled module
PPLUJGRSNRPL |  | Variant of PROPEL-CABLED-MODULES | Propel ULL Singlemode Cabled Module, 6x16 duplex SN Propel module on End A to 6x16 on End B, 96 fiber LSZH Trunk, Method B Enhanced |  | Propel | PPL | Fiber cabled module
PPLA3X8LCQP8 |  | Variant of PROPEL-CABLED-MODULES | Propel ULL Multimode OM4 Cabled Module, 1x8 duplex LC Propel module on End A to 1x8f MPO/UPC non-pinned on End B, 8 fiber B2ca Trunk, Method A |  | Propel | PPL | Fiber cabled module
PPLAQVRLCRZR |  | Variant of PROPEL-CABLED-MODULES | Propel ULL Multimode OM5 Cabled Module, 1x16 duplex LC Propel module on End A to 1x16f MPO/APC pinned Multimode on End B, 16 fiber Plenum Patchcord, Method A |  | Propel | PPL | Fiber cabled module
PPLAGV8LCQXS |  | Variant of PROPEL-CABLED-MODULES | Propel ULL Multimode OM5 Cabled Module, 4x8 duplex LC Propel module on End A to 1x8f MPO/UPC pinned on End B, 32 fiber Plenum Trunk, Method A |  | Propel | PPL | Fiber cabled module
PPLAJGRLCRPL |  | Variant of PROPEL-CABLED-MODULES | Propel ULL Singlemode Cabled Module, 6x16 duplex LC Propel module on End A to 1x16f MPO/APC non-pinned Singlemode on End B, 96 fiber LSZH Trunk, Method A |  | Propel | PPL | Fiber cabled module
PPLUJX8LCQPH |  | Variant of PROPEL-CABLED-MODULES | Propel ULL Multimode OM4 Cabled Module, 6x8 duplex LC Propel module on End A to 1x8f MPO/UPC non-pinned on End B, 48 fiber LSZH Trunk, Method B Enhanced |  | Propel | PPL | Fiber cabled module
PPLUGVDLCMPM |  | Variant of PROPEL-CABLED-MODULES | Propel ULL Multimode OM5 Cabled Module, 12x12 duplex LC Propel module on End A to 1x12f MPO/UPC non-pinned on End B, 144 fiber Plenum Trunk, Method B Enhanced |  | Propel | PPL | Fiber cabled module
PPLU3X8LCQPR |  | Variant of PROPEL-CABLED-MODULES | Propel ULL Multimode OM4 Cabled Module, 2x8 duplex LC Propel module on End A to 1x8f MPO/UPC non-pinned on End B, 16 fiber B2ca Trunk, Method B Enhanced |  | Propel | PPL | Fiber cabled module
PPLUGXRLCRVL |  | Variant of PROPEL-CABLED-MODULES | Propel ULL Multimode OM4 Cabled Module, 6x16 duplex LC Propel module on End A to 1x16f MPO/APC non-pinned Multimode on End B, 96 fiber Plenum Trunk, Method B Enhanced |  | Propel | PPL | Fiber cabled module
PPLU3GRSNRPH |  | Variant of PROPEL-CABLED-MODULES | Propel ULL Singlemode Cabled Module, 3x16 duplex SN Propel module on End A to 3x16 on End B, 48 fiber B2ca Trunk, Method B Enhanced |  | Propel | PPL | Fiber cabled module
PPLUJGRSNRPM |  | Variant of PROPEL-CABLED-MODULES | Propel ULL Singlemode Cabled Module, 9x16 duplex SN Propel module on End A to 9x16 on End B, 144 fiber LSZH Trunk, Method B Enhanced |  | Propel | PPL | Fiber cabled module
PPLAQX8LCQP8 |  | Variant of PROPEL-CABLED-MODULES | Propel ULL Multimode OM4 Cabled Module, 1x8 duplex LC Propel module on End A to 1x8f MPO/UPC non-pinned on End B, 8 fiber Plenum Patchcord, Method A |  | Propel | PPL | Fiber cabled module
PPLAGV8LCQXU |  | Variant of PROPEL-CABLED-MODULES | Propel ULL Multimode OM5 Cabled Module, 8x8 duplex LC Propel module on End A to 1x8f MPO/UPC pinned on End B, 64 fiber Plenum Trunk, Method A |  | Propel | PPL | Fiber cabled module
PPLA3X8LCQPF |  | Variant of PROPEL-CABLED-MODULES | Propel ULL Multimode OM4 Cabled Module, 3x8 duplex LC Propel module on End A to 1x8f MPO/UPC non-pinned on End B, 24 fiber B2ca Trunk, Method A |  | Propel | PPL | Fiber cabled module
PPLUGVDLCMPN |  | Variant of PROPEL-CABLED-MODULES | Propel ULL Multimode OM5 Cabled Module, 16x12 duplex LC Propel module on End A to 1x12f MPO/UPC non-pinned on End B, 192 fiber Plenum Trunk, Method B Enhanced |  | Propel | PPL | Fiber cabled module
PPLU3X8LCQPS |  | Variant of PROPEL-CABLED-MODULES | Propel ULL Multimode OM4 Cabled Module, 4x8 duplex LC Propel module on End A to 1x8f MPO/UPC non-pinned on End B, 32 fiber B2ca Trunk, Method B Enhanced |  | Propel | PPL | Fiber cabled module
PPLUGGDLCMPK |  | Variant of PROPEL-CABLED-MODULES | Propel ULL Singlemode Cabled Module, 6x12 duplex LC Propel module on End A to 1x12f MPO/UPC non-pinned on End B, 72 fiber Plenum Trunk, Method B Enhanced |  | Propel | PPL | Fiber cabled module
PPLUJX8LCQPK |  | Variant of PROPEL-CABLED-MODULES | Propel ULL Multimode OM4 Cabled Module, 9x8 duplex LC Propel module on End A to 1x8f MPO/UPC non-pinned on End B, 72 fiber LSZH Trunk, Method B Enhanced |  | Propel | PPL | Fiber cabled module
PPLUGXRLCRVM |  | Variant of PROPEL-CABLED-MODULES | Propel ULL Multimode OM4 Cabled Module, 9x16 duplex LC Propel module on End A to 1x16f MPO/APC non-pinned Multimode on End B, 144 fiber Plenum Trunk, Method B Enhanced |  | Propel | PPL | Fiber cabled module
PPLURG8LCUC8 |  | Variant of PROPEL-CABLED-MODULES | Propel ULL Singlemode Cabled Module, 1x8 duplex LC Propel module on End A to Stub on End B, 8 fiber LSZH Patchcord, Method B Enhanced |  | Propel | PPL | Fiber cabled module
PPLU3GRSNRPL |  | Variant of PROPEL-CABLED-MODULES | Propel ULL Singlemode Cabled Module, 6x16 duplex SN Propel module on End A to 6x16 on End B, 96 fiber B2ca Trunk, Method B Enhanced |  | Propel | PPL | Fiber cabled module
PPLAJGRLCRPN |  | Variant of PROPEL-CABLED-MODULES | Propel ULL Singlemode Cabled Module, 12x16 duplex LC Propel module on End A to 1x16f MPO/APC non-pinned Singlemode on End B, 192 fiber LSZH Trunk, Method A |  | Propel | PPL | Fiber cabled module
PPLURGDLCLCD |  | Variant of PROPEL-CABLED-MODULES | Propel ULL Singlemode Cabled Module, 1x12 duplex LC Propel module on End A to 1x12 on End B, 12 fiber LSZH Patchcord, Method B Enhanced |  | Propel | PPL | Fiber cabled module
PPLU3GRSNRPM |  | Variant of PROPEL-CABLED-MODULES | Propel ULL Singlemode Cabled Module, 9x16 duplex SN Propel module on End A to 9x16 on End B, 144 fiber B2ca Trunk, Method B Enhanced |  | Propel | PPL | Fiber cabled module
PPLAGVDLCMPF |  | Variant of PROPEL-CABLED-MODULES | Propel ULL Multimode OM5 Cabled Module, 2x12 duplex LC Propel module on End A to 1x12f MPO/UPC non-pinned on End B, 24 fiber Plenum Trunk, Method A |  | Propel | PPL | Fiber cabled module
PPLU3X8LCQX8 |  | Variant of PROPEL-CABLED-MODULES | Propel ULL Multimode OM4 Cabled Module, 1x8 duplex LC Propel module on End A to 1x8f MPO/UPC pinned on End B, 8 fiber B2ca Trunk, Method B Enhanced |  | Propel | PPL | Fiber cabled module
PPLA3X8LCQPL |  | Variant of PROPEL-CABLED-MODULES | Propel ULL Multimode OM4 Cabled Module, 12x8 duplex LC Propel module on End A to 1x8f MPO/UPC non-pinned on End B, 96 fiber B2ca Trunk, Method A |  | Propel | PPL | Fiber cabled module
PPLAGVDLCMPG |  | Variant of PROPEL-CABLED-MODULES | Propel ULL Multimode OM5 Cabled Module, 3x12 duplex LC Propel module on End A to 1x12f MPO/UPC non-pinned on End B, 36 fiber Plenum Trunk, Method A |  | Propel | PPL | Fiber cabled module
PPLUGVDLCMXF |  | Variant of PROPEL-CABLED-MODULES | Propel ULL Multimode OM5 Cabled Module, 2x12 duplex LC Propel module on End A to 1x12f MPO/UPC pinned on End B, 24 fiber Plenum Trunk, Method B Enhanced |  | Propel | PPL | Fiber cabled module
PPLU3X8LCQXF |  | Variant of PROPEL-CABLED-MODULES | Propel ULL Multimode OM4 Cabled Module, 3x8 duplex LC Propel module on End A to 1x8f MPO/UPC pinned on End B, 24 fiber B2ca Trunk, Method B Enhanced |  | Propel | PPL | Fiber cabled module
PPLUGGDLCMPN |  | Variant of PROPEL-CABLED-MODULES | Propel ULL Singlemode Cabled Module, 16x12 duplex LC Propel module on End A to 1x12f MPO/UPC non-pinned on End B, 192 fiber Plenum Trunk, Method B Enhanced |  | Propel | PPL | Fiber cabled module
PPLUGXRLCRVR |  | Variant of PROPEL-CABLED-MODULES | Propel ULL Multimode OM4 Cabled Module, 1x16 duplex LC Propel module on End A to 1x16f MPO/APC non-pinned Multimode on End B, 16 fiber Plenum Trunk, Method B Enhanced |  | Propel | PPL | Fiber cabled module
PPLU3GRSNRPQ |  | Variant of PROPEL-CABLED-MODULES | Propel ULL Singlemode Cabled Module, 8x16 duplex SN Propel module on End A to 8x16 on End B, 128 fiber B2ca Trunk, Method B Enhanced |  | Propel | PPL | Fiber cabled module
PPLUGVDLCMXG |  | Variant of PROPEL-CABLED-MODULES | Propel ULL Multimode OM5 Cabled Module, 3x12 duplex LC Propel module on End A to 1x12f MPO/UPC pinned on End B, 36 fiber Plenum Trunk, Method B Enhanced |  | Propel | PPL | Fiber cabled module
PPLUJX8LCQPN |  | Variant of PROPEL-CABLED-MODULES | Propel ULL Multimode OM4 Cabled Module, 24x8 duplex LC Propel module on End A to 1x8f MPO/UPC non-pinned on End B, 192 fiber LSZH Trunk, Method B Enhanced |  | Propel | PPL | Fiber cabled module
PPLAJGRLCRPS |  | Variant of PROPEL-CABLED-MODULES | Propel ULL Singlemode Cabled Module, 2x16 duplex LC Propel module on End A to 1x16f MPO/APC non-pinned Singlemode on End B, 32 fiber LSZH Trunk, Method A |  | Propel | PPL | Fiber cabled module
PPLAGVDLCMPH |  | Variant of PROPEL-CABLED-MODULES | Propel ULL Multimode OM5 Cabled Module, 4x12 duplex LC Propel module on End A to 1x12f MPO/UPC non-pinned on End B, 48 fiber Plenum Trunk, Method A |  | Propel | PPL | Fiber cabled module
PPLAGVDLCMPK |  | Variant of PROPEL-CABLED-MODULES | Propel ULL Multimode OM5 Cabled Module, 6x12 duplex LC Propel module on End A to 1x12f MPO/UPC non-pinned on End B, 72 fiber Plenum Trunk, Method A |  | Propel | PPL | Fiber cabled module
PPLA3X8LCQPN |  | Variant of PROPEL-CABLED-MODULES | Propel ULL Multimode OM4 Cabled Module, 24x8 duplex LC Propel module on End A to 1x8f MPO/UPC non-pinned on End B, 192 fiber B2ca Trunk, Method A |  | Propel | PPL | Fiber cabled module
PPLU3X8LCQXK |  | Variant of PROPEL-CABLED-MODULES | Propel ULL Multimode OM4 Cabled Module, 9x8 duplex LC Propel module on End A to 1x8f MPO/UPC pinned on End B, 72 fiber B2ca Trunk, Method B Enhanced |  | Propel | PPL | Fiber cabled module
PPLAJGRLCRPU |  | Variant of PROPEL-CABLED-MODULES | Propel ULL Singlemode Cabled Module, 4x16 duplex LC Propel module on End A to 1x16f MPO/APC non-pinned Singlemode on End B, 64 fiber LSZH Trunk, Method A |  | Propel | PPL | Fiber cabled module
PPLUJGRSNRPS |  | Variant of PROPEL-CABLED-MODULES | Propel ULL Singlemode Cabled Module, 2x16 duplex SN Propel module on End A to 2x16 on End B, 32 fiber LSZH Trunk, Method B Enhanced |  | Propel | PPL | Fiber cabled module
PPLU3GRSNRPS |  | Variant of PROPEL-CABLED-MODULES | Propel ULL Singlemode Cabled Module, 2x16 duplex SN Propel module on End A to 2x16 on End B, 32 fiber B2ca Trunk, Method B Enhanced |  | Propel | PPL | Fiber cabled module
PPLAQXRLCRVR |  | Variant of PROPEL-CABLED-MODULES | Propel ULL Multimode OM4 Cabled Module, 1x16 duplex LC Propel module on End A to 1x16f MPO/APC non-pinned Multimode on End B, 16 fiber Plenum Patchcord, Method A |  | Propel | PPL | Fiber cabled module
PPLURGDLCMXD |  | Variant of PROPEL-CABLED-MODULES | Propel ULL Singlemode Cabled Module, 1x12 duplex LC Propel module on End A to 1x12f MPO/UPC pinned on End B, 12 fiber LSZH Patchcord, Method B Enhanced |  | Propel | PPL | Fiber cabled module
PPLA3X8LCQPR |  | Variant of PROPEL-CABLED-MODULES | Propel ULL Multimode OM4 Cabled Module, 2x8 duplex LC Propel module on End A to 1x8f MPO/UPC non-pinned on End B, 16 fiber B2ca Trunk, Method A |  | Propel | PPL | Fiber cabled module
PPLAGVDLCMPL |  | Variant of PROPEL-CABLED-MODULES | Propel ULL Multimode OM5 Cabled Module, 8x12 duplex LC Propel module on End A to 1x12f MPO/UPC non-pinned on End B, 96 fiber Plenum Trunk, Method A |  | Propel | PPL | Fiber cabled module
PPLUGVDLCMXK |  | Variant of PROPEL-CABLED-MODULES | Propel ULL Multimode OM5 Cabled Module, 6x12 duplex LC Propel module on End A to 1x12f MPO/UPC pinned on End B, 72 fiber Plenum Trunk, Method B Enhanced |  | Propel | PPL | Fiber cabled module
PPLU3X8LCQXL |  | Variant of PROPEL-CABLED-MODULES | Propel ULL Multimode OM4 Cabled Module, 12x8 duplex LC Propel module on End A to 1x8f MPO/UPC pinned on End B, 96 fiber B2ca Trunk, Method B Enhanced |  | Propel | PPL | Fiber cabled module
PPLUJGRSNRPU |  | Variant of PROPEL-CABLED-MODULES | Propel ULL Singlemode Cabled Module, 4x16 duplex SN Propel module on End A to 4x16 on End B, 64 fiber LSZH Trunk, Method B Enhanced |  | Propel | PPL | Fiber cabled module
PPLUGXRLCRZL |  | Variant of PROPEL-CABLED-MODULES | Propel ULL Multimode OM4 Cabled Module, 6x16 duplex LC Propel module on End A to 1x16f MPO/APC pinned Multimode on End B, 96 fiber Plenum Trunk, Method B Enhanced |  | Propel | PPL | Fiber cabled module
PPLUGGDLCMXG |  | Variant of PROPEL-CABLED-MODULES | Propel ULL Singlemode Cabled Module, 3x12 duplex LC Propel module on End A to 1x12f MPO/UPC pinned on End B, 36 fiber Plenum Trunk, Method B Enhanced |  | Propel | PPL | Fiber cabled module
PPLAJGRLCRXL |  | Variant of PROPEL-CABLED-MODULES | Propel ULL Singlemode Cabled Module, 6x16 duplex LC Propel module on End A to 1x16f MPO/APC pinned Singlemode on End B, 96 fiber LSZH Trunk, Method A |  | Propel | PPL | Fiber cabled module
PPLAGVDLCMPM |  | Variant of PROPEL-CABLED-MODULES | Propel ULL Multimode OM5 Cabled Module, 12x12 duplex LC Propel module on End A to 1x12f MPO/UPC non-pinned on End B, 144 fiber Plenum Trunk, Method A |  | Propel | PPL | Fiber cabled module
PPLAQXRLCRZR |  | Variant of PROPEL-CABLED-MODULES | Propel ULL Multimode OM4 Cabled Module, 1x16 duplex LC Propel module on End A to 1x16f MPO/APC pinned Multimode on End B, 16 fiber Plenum Patchcord, Method A |  | Propel | PPL | Fiber cabled module
PPLUJGRSNRXH |  | Variant of PROPEL-CABLED-MODULES | Propel ULL Singlemode Cabled Module, 3x16 duplex SN Propel module on End A to 3x16 on End B, 48 fiber LSZH Trunk, Method B Enhanced |  | Propel | PPL | Fiber cabled module
PPLUGXRLCRZM |  | Variant of PROPEL-CABLED-MODULES | Propel ULL Multimode OM4 Cabled Module, 9x16 duplex LC Propel module on End A to 1x16f MPO/APC pinned Multimode on End B, 144 fiber Plenum Trunk, Method B Enhanced |  | Propel | PPL | Fiber cabled module
PPLAGVDLCMPN |  | Variant of PROPEL-CABLED-MODULES | Propel ULL Multimode OM5 Cabled Module, 16x12 duplex LC Propel module on End A to 1x12f MPO/UPC non-pinned on End B, 192 fiber Plenum Trunk, Method A |  | Propel | PPL | Fiber cabled module
PPLA3X8LCQPU |  | Variant of PROPEL-CABLED-MODULES | Propel ULL Multimode OM4 Cabled Module, 8x8 duplex LC Propel module on End A to 1x8f MPO/UPC non-pinned on End B, 64 fiber B2ca Trunk, Method A |  | Propel | PPL | Fiber cabled module
PPLUGGDLCMXH |  | Variant of PROPEL-CABLED-MODULES | Propel ULL Singlemode Cabled Module, 4x12 duplex LC Propel module on End A to 1x12f MPO/UPC pinned on End B, 48 fiber Plenum Trunk, Method B Enhanced |  | Propel | PPL | Fiber cabled module
PPLUGVDLCMXM |  | Variant of PROPEL-CABLED-MODULES | Propel ULL Multimode OM5 Cabled Module, 12x12 duplex LC Propel module on End A to 1x12f MPO/UPC pinned on End B, 144 fiber Plenum Trunk, Method B Enhanced |  | Propel | PPL | Fiber cabled module
PPLU3X8LCQXN |  | Variant of PROPEL-CABLED-MODULES | Propel ULL Multimode OM4 Cabled Module, 24x8 duplex LC Propel module on End A to 1x8f MPO/UPC pinned on End B, 192 fiber B2ca Trunk, Method B Enhanced |  | Propel | PPL | Fiber cabled module
PPLUJX8LCQX8 |  | Variant of PROPEL-CABLED-MODULES | Propel ULL Multimode OM4 Cabled Module, 1x8 duplex LC Propel module on End A to 1x8f MPO/UPC pinned on End B, 8 fiber LSZH Trunk, Method B Enhanced |  | Propel | PPL | Fiber cabled module
PPLURGRLCLCR |  | Variant of PROPEL-CABLED-MODULES | Propel ULL Singlemode Cabled Module, 1x16 duplex LC Propel module on End A to 1x16 on End B, 16 fiber LSZH Patchcord, Method B Enhanced |  | Propel | PPL | Fiber cabled module
PPLU3GRSNRXL |  | Variant of PROPEL-CABLED-MODULES | Propel ULL Singlemode Cabled Module, 6x16 duplex SN Propel module on End A to 6x16 on End B, 96 fiber B2ca Trunk, Method B Enhanced |  | Propel | PPL | Fiber cabled module
PPLAGVDLCMPP |  | Variant of PROPEL-CABLED-MODULES | Propel ULL Multimode OM5 Cabled Module, 24x12 duplex LC Propel module on End A to 1x12f MPO/UPC non-pinned on End B, 288 fiber Plenum Trunk, Method A |  | Propel | PPL | Fiber cabled module
PPLUGXRLCRZN |  | Variant of PROPEL-CABLED-MODULES | Propel ULL Multimode OM4 Cabled Module, 12x16 duplex LC Propel module on End A to 1x16f MPO/APC pinned Multimode on End B, 192 fiber Plenum Trunk, Method B Enhanced |  | Propel | PPL | Fiber cabled module
PPLA3X8LCQX8 |  | Variant of PROPEL-CABLED-MODULES | Propel ULL Multimode OM4 Cabled Module, 1x8 duplex LC Propel module on End A to 1x8f MPO/UPC pinned on End B, 8 fiber B2ca Trunk, Method A |  | Propel | PPL | Fiber cabled module
PPLAJGRLCRXN |  | Variant of PROPEL-CABLED-MODULES | Propel ULL Singlemode Cabled Module, 12x16 duplex LC Propel module on End A to 1x16f MPO/APC pinned Singlemode on End B, 192 fiber LSZH Trunk, Method A |  | Propel | PPL | Fiber cabled module
PPLARG8LCQX8 |  | Variant of PROPEL-CABLED-MODULES | Propel ULL Singlemode Cabled Module, 1x8 duplex LC Propel module on End A to 1x8f MPO/UPC pinned on End B, 8 fiber LSZH Patchcord, Method A |  | Propel | PPL | Fiber cabled module
PPLU3X8LCQXR |  | Variant of PROPEL-CABLED-MODULES | Propel ULL Multimode OM4 Cabled Module, 2x8 duplex LC Propel module on End A to 1x8f MPO/UPC pinned on End B, 16 fiber B2ca Trunk, Method B Enhanced |  | Propel | PPL | Fiber cabled module
PPLUJX8LCQXF |  | Variant of PROPEL-CABLED-MODULES | Propel ULL Multimode OM4 Cabled Module, 3x8 duplex LC Propel module on End A to 1x8f MPO/UPC pinned on End B, 24 fiber LSZH Trunk, Method B Enhanced |  | Propel | PPL | Fiber cabled module
PPLUJGRSNRXM |  | Variant of PROPEL-CABLED-MODULES | Propel ULL Singlemode Cabled Module, 9x16 duplex SN Propel module on End A to 9x16 on End B, 144 fiber LSZH Trunk, Method B Enhanced |  | Propel | PPL | Fiber cabled module
PPLAJGRLCRXQ |  | Variant of PROPEL-CABLED-MODULES | Propel ULL Singlemode Cabled Module, 8x16 duplex LC Propel module on End A to 1x16f MPO/APC pinned Singlemode on End B, 128 fiber LSZH Trunk, Method A |  | Propel | PPL | Fiber cabled module
PPLUGVDLCMXP |  | Variant of PROPEL-CABLED-MODULES | Propel ULL Multimode OM5 Cabled Module, 24x12 duplex LC Propel module on End A to 1x12f MPO/UPC pinned on End B, 288 fiber Plenum Trunk, Method B Enhanced |  | Propel | PPL | Fiber cabled module
PPLARGDLCMPD |  | Variant of PROPEL-CABLED-MODULES | Propel ULL Singlemode Cabled Module, 1x12 duplex LC Propel module on End A to 1x12f MPO/UPC non-pinned on End B, 12 fiber LSZH Patchcord, Method A |  | Propel | PPL | Fiber cabled module
PPLUJGRSNRXN |  | Variant of PROPEL-CABLED-MODULES | Propel ULL Singlemode Cabled Module, 12x16 duplex SN Propel module on End A to 12x16 on End B, 192 fiber LSZH Trunk, Method B Enhanced |  | Propel | PPL | Fiber cabled module
PPLUGGDLCMXM |  | Variant of PROPEL-CABLED-MODULES | Propel ULL Singlemode Cabled Module, 12x12 duplex LC Propel module on End A to 1x12f MPO/UPC pinned on End B, 144 fiber Plenum Trunk, Method B Enhanced |  | Propel | PPL | Fiber cabled module
PPLARGDLCMXD |  | Variant of PROPEL-CABLED-MODULES | Propel ULL Singlemode Cabled Module, 1x12 duplex LC Propel module on End A to 1x12f MPO/UPC pinned on End B, 12 fiber LSZH Patchcord, Method A |  | Propel | PPL | Fiber cabled module
PPLUJX8LCQXK |  | Variant of PROPEL-CABLED-MODULES | Propel ULL Multimode OM4 Cabled Module, 9x8 duplex LC Propel module on End A to 1x8f MPO/UPC pinned on End B, 72 fiber LSZH Trunk, Method B Enhanced |  | Propel | PPL | Fiber cabled module
PPLA3X8LCQXK |  | Variant of PROPEL-CABLED-MODULES | Propel ULL Multimode OM4 Cabled Module, 9x8 duplex LC Propel module on End A to 1x8f MPO/UPC pinned on End B, 72 fiber B2ca Trunk, Method A |  | Propel | PPL | Fiber cabled module
PPLAGVDLCMXG |  | Variant of PROPEL-CABLED-MODULES | Propel ULL Multimode OM5 Cabled Module, 3x12 duplex LC Propel module on End A to 1x12f MPO/UPC pinned on End B, 36 fiber Plenum Trunk, Method A |  | Propel | PPL | Fiber cabled module
PPLU3GRSNRXQ |  | Variant of PROPEL-CABLED-MODULES | Propel ULL Singlemode Cabled Module, 8x16 duplex SN Propel module on End A to 8x16 on End B, 128 fiber B2ca Trunk, Method B Enhanced |  | Propel | PPL | Fiber cabled module
760255090 | PPL-SP-16LC-OM4-PT-BEU-ANT | Variant of PROPEL-SPLICE-CASSETTES | Propel Multimode Splice Cassette, 16LC with internal shutters, OM4 fiber pigtails, Method B Enhanced ULL, ANT Splice Protector | CommScope® | Propel | PPL | Fiber cassette with pigtails
760255060 | PPL-FT-12LC-OM5-00-000 | Variant of PROPEL-SPLICE-CASSETTES | Propel Multimode Field Term Cassette, 12LC with internal shutters, for use with cable terminated with field installed connectors, no fiber | CommScope® | Propel | PPL | Fiber cassette
760255078 | PPL-SP-12LC-OM5-PT-AS | Variant of PROPEL-SPLICE-CASSETTES | Propel Multimode Splice Cassette, 12LC with internal shutters, OM5 single fiber pigtails, pairs straight ULL | CommScope® | Propel | PPL | Fiber cassette with pigtails
760255068 | PPL-SP-4MPO12AP-SM-RPT-BEU | Variant of PROPEL-SPLICE-CASSETTES | Propel Singlemode Splice Cassette, 4 MPO12 pinned with internal shutters, OS2 ribbon fiber pigtail, Method B Enhanced ULL | CommScope® | Propel | PPL | Fiber cassette with ribbon pigtail
760255044 | PPL-SP-12LC-OM4-PT-BEU | Variant of PROPEL-SPLICE-CASSETTES | Propel Multimode Splice Cassette, 12LC with internal shutters, OM4 single fiber pigtails, Method B Enhanced ULL | CommScope® | Propel | PPL | Fiber cassette with pigtails
760255049 | PPL-SP-16LC-OM4-PT-BEU | Variant of PROPEL-SPLICE-CASSETTES | Propel Multimode Splice Cassette, 16LC with internal shutters, OM4 single fiber pigtails, Method B Enhanced ULL | CommScope® | Propel | PPL | Fiber cassette with pigtails
760255082 | PPL-SP-24LC-OM4-PT-AS | Variant of PROPEL-SPLICE-CASSETTES | Propel Multimode Splice Cassette, 24LC with internal shutters, OM4 single fiber pigtails, pairs straight ULL | CommScope® | Propel | PPL | Fiber cassette with pigtails
760255091 | PPL-SP-16LC-OM5-PT-BEU-ANT | Variant of PROPEL-SPLICE-CASSETTES | Propel Multimode Splice Cassette, 16LC with internal shutters, OM5 single fiber pigtails, Method B Enhanced ULL, ANT Splice Protector | CommScope® | Propel | PPL | Fiber cassette with pigtails
760255069 | PPL-SP-6MPO12AP-SM-RPT-BEU | Variant of PROPEL-SPLICE-CASSETTES | Propel Singlemode Splice Cassette, 6 MPO12 pinned with internal shutters, OS2 ribbon fiber pigtail, Method B Enhanced ULL | CommScope® | Propel | PPL | Fiber cassette with ribbon pigtail
760255079 | PPL-SP-12LC-SM-RPT-AS | Variant of PROPEL-SPLICE-CASSETTES | Propel Singlemode Splice Cassette, 12LC/UPC with internal shutters, OS2 ribbon fiber pigtail, pairs straight ULL | CommScope® | Propel | PPL | Fiber cassette with ribbon pigtail
760255057 | PPL-SP-24LC-OM4-RPT-BEU | Variant of PROPEL-SPLICE-CASSETTES | Propel Multimode Splice Cassette, 24LC with internal shutters, OM4 ribbon fiber pigtail, Method B Enhanced ULL | CommScope® | Propel | PPL | Fiber cassette with ribbon pigtail
760255065 | PPL-FT-24LC-OM4-00-000 | Variant of PROPEL-SPLICE-CASSETTES | Propel Multimode Field Term Cassette, 24LC with internal shutters, no fiber | CommScope® | Propel | PPL | Fiber cassette
760255092 | PPL-SP-24LC-SM-PT-BEU-ANT | Variant of PROPEL-SPLICE-CASSETTES | Propel Singlemode Splice Cassette, 24LC/UPC with internal shutters, 250 µm OS2 single fiber pigtails, Method B Enhanced ULL, ANT Splice Protector | CommScope® | Propel | PPL | Fiber cassette with pigtails
760255087 | PPL-SP-12LC-OM4-PT-BEU-ANT | Variant of PROPEL-SPLICE-CASSETTES | Propel Multimode Splice Cassette, 12LC with internal shutters, OM4 single fiber pigtails, Method B Enhanced ULL, ANT Splice Protector | CommScope® | Propel | PPL | Fiber cassette with pigtails
760255050 | PPL-SP-16LC-OM5-PT-BEU | Variant of PROPEL-SPLICE-CASSETTES | Propel Multimode Splice Cassette, 16LC with internal shutters, OM5 single fiber pigtails, Method B Enhanced ULL | CommScope® | Propel | PPL | Fiber cassette with pigtails
760255058 | PPL-FT-12LC-SM-00-000 | Variant of PROPEL-SPLICE-CASSETTES | Propel Singlemode Field Term Cassette, 12LC with internal shutters, for use with cable terminated with field installed connectors, no fiber | CommScope® | Propel | PPL | Fiber cassette
760255076 | PPL-SP-12LC-SM-PT-AS | Variant of PROPEL-SPLICE-CASSETTES | Propel Singlemode Splice Cassette, 12LC/UPC with internal shutters, 250 µm OS2 single fiber pigtails, pairs straight ULL | CommScope® | Propel | PPL | Fiber cassette with pigtails
760255976 | PPL-SP-12LA-SM-RPT-BEU | Variant of PROPEL-SPLICE-CASSETTES | Propel Singlemode Splice Cassette, 12LC/APC with internal shutters, OS2 ribbon fiber pigtail, Method B Enhanced ULL | CommScope® | Propel | PPL | Fiber cassette with ribbon pigtail
760255080 | PPL-SP-12LC-OM4-RPT-AS | Variant of PROPEL-SPLICE-CASSETTES | Propel Multimode Splice Cassette, 12LC with internal shutters, OM4 ribbon fiber pigtail, pairs straight ULL | CommScope® | Propel | PPL | Fiber cassette with ribbon pigtail
760255062 | PPL-FT-16LC-OM4-00-000 | Variant of PROPEL-SPLICE-CASSETTES | Propel Singlemode Multimode Field Term Cassette, 16LC with internal shutters, for use with cable terminated with field installed connectors, no fiber | CommScope® | Propel | PPL | Fiber cassette
760255066 | PPL-FT-24LC-OM5-00-000 | Variant of PROPEL-SPLICE-CASSETTES | Propel Multimode Field Term Cassette, 24LC with internal shutters, no fiber | CommScope® | Propel | PPL | Fiber cassette
760255085 | PPL-SP-24LC-OM4-RPT-AS | Variant of PROPEL-SPLICE-CASSETTES | Propel Multimode Splice Cassette, 24LC with internal shutters, OM4 ribbon fiber pigtail, pairs straight ULL | CommScope® | Propel | PPL | Fiber cassette with ribbon pigtail
760255059 | PPL-FT-12LC-OM4-00-000 | Variant of PROPEL-SPLICE-CASSETTES | Propel Multimode Field Term Cassette, 12LC with internal shutters, for use with cable terminated with field installed connectors, no fiber | CommScope® | Propel | PPL | Fiber cassette
760255047 | PPL-SP-12LC-OM4-RPT-BEU | Variant of PROPEL-SPLICE-CASSETTES | Propel Multimode Splice Cassette, 12LC with internal shutters, OM4 ribbon fiber pigtail, Method B Enhanced ULL | CommScope® | Propel | PPL | Fiber cassette with ribbon pigtail
760255051 | PPL-SP-16LC-SM-RPT-BEU | Variant of PROPEL-SPLICE-CASSETTES | Propel Singlemode Splice Cassette, 16LC/UPC with internal shutters, OS2 ribbon fiber pigtail, Method B Enhanced ULL | CommScope® | Propel | PPL | Fiber cassette with ribbon pigtail
760255081 | PPL-SP-24LC-SM-PT-AS | Variant of PROPEL-SPLICE-CASSETTES | Propel Singlemode Splice Cassette, 24LC/UPC with internal shutters, 250 µm OS2 single fiber pigtails, pairs straight ULL | CommScope® | Propel | PPL | Fiber cassette with pigtails
760255977 | PPL-SP-24LA-SM-PT-BEU | Variant of PROPEL-SPLICE-CASSETTES | Propel Singlemode Splice Cassette, 24LC/APC with internal shutters, 250 µm OS2 single fiber pigtails, Method B Enhanced ULL | CommScope® | Propel | PPL | Fiber cassette with pigtails
760255077 | PPL-SP-12LC-OM4-PT-AS | Variant of PROPEL-SPLICE-CASSETTES | Propel Multimode Splice Cassette, 12LC with internal shutters, OM4 single fiber pigtails, pairs straight ULL | CommScope® | Propel | PPL | Fiber cassette with pigtails
760255048 | PPL-SP-16LC-SM-PT-BEU | Variant of PROPEL-SPLICE-CASSETTES | Propel Singlemode Splice Cassette, 16LC/UPC with internal shutters, 250 µm OS2 single fiber pigtails, Method B Enhanced ULL | CommScope® | Propel | PPL | Fiber cassette with pigtails
760255089 | PPL-SP-16LC-SM-PT-BEU-ANT | Variant of PROPEL-SPLICE-CASSETTES | Propel Singlemode Splice Cassette, 16LC/UPC with internal shutters, 250 µm OS2 single fiber pigtails, Method B Enhanced ULL, ANT Splice Protector | CommScope® | Propel | PPL | Fiber cassette with pigtails
760255929 | PPL-DM-12AP-24LA-SM-AS | Variant of PROPEL-MODULES | Propel ULL Singlemode MPO-12 Distribution Module, 12 duplex LC/APC to 2X12f MPO/APC pinned, Method A Straight | CommScope® | Propel | PPL | Fiber module
PPLAJGDLCMXH |  | Variant of PROPEL-CABLED-MODULES | Propel ULL Singlemode Cabled Module, 4x12 duplex LC Propel module on End A to 1x12f MPO/UPC pinned on End B, 48 fiber LSZH Trunk, Method A |  | Propel | PPL | Fiber cabled module
PPLU3VRLCRZN |  | Variant of PROPEL-CABLED-MODULES | Propel ULL Multimode OM5 Cabled Module, 12x16 duplex LC Propel module on End A to 1x16f MPO/APC pinned Multimode on End B, 192 fiber B2ca Trunk, Method B Enhanced |  | Propel | PPL | Fiber cabled module
PPLUJVRLCRVU |  | Variant of PROPEL-CABLED-MODULES | Propel ULL Multimode OM5 Cabled Module, 4x16 duplex LC Propel module on End A to 1x16f MPO/APC non-pinned Multimode on End B, 64 fiber LSZH Trunk, Method B Enhanced |  | Propel | PPL | Fiber cabled module
PPLU3GRLCLCQ |  | Variant of PROPEL-CABLED-MODULES | Propel ULL Singlemode Cabled Module, 8x16 duplex LC Propel module on End A to 8x16 on End B, 128 fiber B2ca Trunk, Method B Enhanced |  | Propel | PPL | Fiber cabled module
PPLUQVDLCMPD |  | Variant of PROPEL-CABLED-MODULES | Propel ULL Multimode OM5 Cabled Module, 1x12 duplex LC Propel module on End A to 1x12f MPO/UPC non-pinned on End B, 12 fiber Plenum Patchcord, Method B Enhanced |  | Propel | PPL | Fiber cabled module
PPLA3VDLCMXN |  | Variant of PROPEL-CABLED-MODULES | Propel ULL Multimode OM5 Cabled Module, 16x12 duplex LC Propel module on End A to 1x12f MPO/UPC pinned on End B, 192 fiber B2ca Trunk, Method A |  | Propel | PPL | Fiber cabled module
PPLAJGDLCMXK |  | Variant of PROPEL-CABLED-MODULES | Propel ULL Singlemode Cabled Module, 6x12 duplex LC Propel module on End A to 1x12f MPO/UPC pinned on End B, 72 fiber LSZH Trunk, Method A |  | Propel | PPL | Fiber cabled module
PPLAJXRLCRZM |  | Variant of PROPEL-CABLED-MODULES | Propel ULL Multimode OM4 Cabled Module, 9x16 duplex LC Propel module on End A to 1x16f MPO/APC pinned Multimode on End B, 144 fiber LSZH Trunk, Method A |  | Propel | PPL | Fiber cabled module
PPLUQVDLCMXD |  | Variant of PROPEL-CABLED-MODULES | Propel ULL Multimode OM5 Cabled Module, 1x12 duplex LC Propel module on End A to 1x12f MPO/UPC pinned on End B, 12 fiber Plenum Patchcord, Method B Enhanced |  | Propel | PPL | Fiber cabled module
PPLAJGDLCMXL |  | Variant of PROPEL-CABLED-MODULES | Propel ULL Singlemode Cabled Module, 8x12 duplex LC Propel module on End A to 1x12f MPO/UPC pinned on End B, 96 fiber LSZH Trunk, Method A |  | Propel | PPL | Fiber cabled module
PPLUGG8LCQXM |  | Variant of PROPEL-CABLED-MODULES | Propel ULL Singlemode Cabled Module, 18x8 duplex LC Propel module on End A to 1x8f MPO/UPC pinned on End B, 144 fiber Plenum Trunk, Method B Enhanced |  | Propel | PPL | Fiber cabled module
PPLAGGRSNRPS |  | Variant of PROPEL-CABLED-MODULES | Propel ULL Singlemode Cabled Module, 2x16 duplex SN Propel module on End A to 2x16 on End B, 32 fiber Plenum Trunk, Method A |  | Propel | PPL | Fiber cabled module
PPLAJXRLCRZN |  | Variant of PROPEL-CABLED-MODULES | Propel ULL Multimode OM4 Cabled Module, 12x16 duplex LC Propel module on End A to 1x16f MPO/APC pinned Multimode on End B, 192 fiber LSZH Trunk, Method A |  | Propel | PPL | Fiber cabled module
PPLUJVRLCRZL |  | Variant of PROPEL-CABLED-MODULES | Propel ULL Multimode OM5 Cabled Module, 6x16 duplex LC Propel module on End A to 1x16f MPO/APC pinned Multimode on End B, 96 fiber LSZH Trunk, Method B Enhanced |  | Propel | PPL | Fiber cabled module
PPLUGV8LCQXU |  | Variant of PROPEL-CABLED-MODULES | Propel ULL Multimode OM5 Cabled Module, 8x8 duplex LC Propel module on End A to 1x8f MPO/UPC pinned on End B, 64 fiber Plenum Trunk, Method B Enhanced |  | Propel | PPL | Fiber cabled module
PPLAJGDLCMXM |  | Variant of PROPEL-CABLED-MODULES | Propel ULL Singlemode Cabled Module, 12x12 duplex LC Propel module on End A to 1x12f MPO/UPC pinned on End B, 144 fiber LSZH Trunk, Method A |  | Propel | PPL | Fiber cabled module
PPLUQVDLCUCD |  | Variant of PROPEL-CABLED-MODULES | Propel ULL Multimode OM5 Cabled Module, 1x12 duplex LC Propel module on End A to Stub on End B, 12 fiber Plenum Patchcord, Method B Enhanced |  | Propel | PPL | Fiber cabled module
PPLUGXFLC2PK |  | Variant of PROPEL-CABLED-MODULES | Propel ULL Multimode OM4 Cabled Module, 3x2f duplex LC Propel module on End A to 1x24f MPO/UPC non-pinned on End B, 72 fiber Plenum Trunk, Method B Enhanced |  | Propel | PPL | Fiber cabled module
PPLU3VRLCRZS |  | Variant of PROPEL-CABLED-MODULES | Propel ULL Multimode OM5 Cabled Module, 2x16 duplex LC Propel module on End A to 1x16f MPO/APC pinned Multimode on End B, 32 fiber B2ca Trunk, Method B Enhanced |  | Propel | PPL | Fiber cabled module
PPLAJXRLCRZQ |  | Variant of PROPEL-CABLED-MODULES | Propel ULL Multimode OM4 Cabled Module, 8x16 duplex LC Propel module on End A to 1x16f MPO/APC pinned Multimode on End B, 128 fiber LSZH Trunk, Method A |  | Propel | PPL | Fiber cabled module
PPLAGGRSNRXH |  | Variant of PROPEL-CABLED-MODULES | Propel ULL Singlemode Cabled Module, 3x16 duplex SN Propel module on End A to 3x16 on End B, 48 fiber Plenum Trunk, Method A |  | Propel | PPL | Fiber cabled module
PPLUGG8LCQXR |  | Variant of PROPEL-CABLED-MODULES | Propel ULL Singlemode Cabled Module, 2x8 duplex LC Propel module on End A to 1x8f MPO/UPC pinned on End B, 16 fiber Plenum Trunk, Method B Enhanced |  | Propel | PPL | Fiber cabled module
PPLUJGRLCLCU |  | Variant of PROPEL-CABLED-MODULES | Propel ULL Singlemode Cabled Module, 4x16 duplex LC Propel module on End A to 4x16 on End B, 64 fiber LSZH Trunk, Method B Enhanced |  | Propel | PPL | Fiber cabled module
PPLUGXFLC2PL |  | Variant of PROPEL-CABLED-MODULES | Propel ULL Multimode OM4 Cabled Module, 4x2f duplex LC Propel module on End A to 1x24f MPO/UPC non-pinned on End B, 96 fiber Plenum Trunk, Method B Enhanced |  | Propel | PPL | Fiber cabled module
PPLU3GRLCRPH |  | Variant of PROPEL-CABLED-MODULES | Propel ULL Singlemode Cabled Module, 3x16 duplex LC Propel module on End A to 1x16f MPO/APC non-pinned Singlemode on End B, 48 fiber B2ca Trunk, Method B Enhanced |  | Propel | PPL | Fiber cabled module
PPLU3VRLCRZU |  | Variant of PROPEL-CABLED-MODULES | Propel ULL Multimode OM5 Cabled Module, 4x16 duplex LC Propel module on End A to 1x16f MPO/APC pinned Multimode on End B, 64 fiber B2ca Trunk, Method B Enhanced |  | Propel | PPL | Fiber cabled module
PPLAJXRLCRZR |  | Variant of PROPEL-CABLED-MODULES | Propel ULL Multimode OM4 Cabled Module, 1x16 duplex LC Propel module on End A to 1x16f MPO/APC pinned Multimode on End B, 16 fiber LSZH Trunk, Method A |  | Propel | PPL | Fiber cabled module
PPLUJVRLCRZN |  | Variant of PROPEL-CABLED-MODULES | Propel ULL Multimode OM5 Cabled Module, 12x16 duplex LC Propel module on End A to 1x16f MPO/APC pinned Multimode on End B, 192 fiber LSZH Trunk, Method B Enhanced |  | Propel | PPL | Fiber cabled module
PPLAGGRSNRXL |  | Variant of PROPEL-CABLED-MODULES | Propel ULL Singlemode Cabled Module, 6x16 duplex SN Propel module on End A to 6x16 on End B, 96 fiber Plenum Trunk, Method A |  | Propel | PPL | Fiber cabled module
PPLUJGRLCRPH |  | Variant of PROPEL-CABLED-MODULES | Propel ULL Singlemode Cabled Module, 3x16 duplex LC Propel module on End A to 1x16f MPO/APC non-pinned Singlemode on End B, 48 fiber LSZH Trunk, Method B Enhanced |  | Propel | PPL | Fiber cabled module
PPLU3GRLCRPL |  | Variant of PROPEL-CABLED-MODULES | Propel ULL Singlemode Cabled Module, 6x16 duplex LC Propel module on End A to 1x16f MPO/APC non-pinned Singlemode on End B, 96 fiber B2ca Trunk, Method B Enhanced |  | Propel | PPL | Fiber cabled module
PPLAJXRLCRZS |  | Variant of PROPEL-CABLED-MODULES | Propel ULL Multimode OM4 Cabled Module, 2x16 duplex LC Propel module on End A to 1x16f MPO/APC pinned Multimode on End B, 32 fiber LSZH Trunk, Method A |  | Propel | PPL | Fiber cabled module
PPLUQVFLCLCF |  | Variant of PROPEL-CABLED-MODULES | Propel ULL Multimode OM5 Cabled Module, 1x24f duplex LC Propel module on End A to 1x24 on End B, 24 fiber Plenum Patchcord, Method B Enhanced |  | Propel | PPL | Fiber cabled module
PPLUJGRLCRPL |  | Variant of PROPEL-CABLED-MODULES | Propel ULL Singlemode Cabled Module, 6x16 duplex LC Propel module on End A to 1x16f MPO/APC non-pinned Singlemode on End B, 96 fiber LSZH Trunk, Method B Enhanced |  | Propel | PPL | Fiber cabled module
PPLUGXFLC2XF |  | Variant of PROPEL-CABLED-MODULES | Propel ULL Multimode OM4 Cabled Module, 1x2f duplex LC Propel module on End A to 1x24f MPO/UPC pinned on End B, 24 fiber Plenum Trunk, Method B Enhanced |  | Propel | PPL | Fiber cabled module
PPLU3VRLCUCL |  | Variant of PROPEL-CABLED-MODULES | Propel ULL Multimode OM5 Cabled Module, 6x16 duplex LC Propel module on End A to Stub on End B, 96 fiber B2ca Trunk, Method B Enhanced |  | Propel | PPL | Fiber cabled module
PPLU3GRLCRPM |  | Variant of PROPEL-CABLED-MODULES | Propel ULL Singlemode Cabled Module, 9x16 duplex LC Propel module on End A to 1x16f MPO/APC non-pinned Singlemode on End B, 144 fiber B2ca Trunk, Method B Enhanced |  | Propel | PPL | Fiber cabled module
PPLUJVRLCRZR |  | Variant of PROPEL-CABLED-MODULES | Propel ULL Multimode OM5 Cabled Module, 1x16 duplex LC Propel module on End A to 1x16f MPO/APC pinned Multimode on End B, 16 fiber LSZH Trunk, Method B Enhanced |  | Propel | PPL | Fiber cabled module
PPLUJGRLCRPM |  | Variant of PROPEL-CABLED-MODULES | Propel ULL Singlemode Cabled Module, 9x16 duplex LC Propel module on End A to 1x16f MPO/APC non-pinned Singlemode on End B, 144 fiber LSZH Trunk, Method B Enhanced |  | Propel | PPL | Fiber cabled module
PPLUQVFLCUCF |  | Variant of PROPEL-CABLED-MODULES | Propel ULL Multimode OM5 Cabled Module, 1x24f duplex LC Propel module on End A to Stub on End B, 24 fiber Plenum Patchcord, Method B Enhanced |  | Propel | PPL | Fiber cabled module
PPLUGG8LCUC8 |  | Variant of PROPEL-CABLED-MODULES | Propel ULL Singlemode Cabled Module, 1x8 duplex LC Propel module on End A to Stub on End B, 8 fiber Plenum Trunk, Method B Enhanced |  | Propel | PPL | Fiber cabled module
PPLUGXFLC2XH |  | Variant of PROPEL-CABLED-MODULES | Propel ULL Multimode OM4 Cabled Module, 2x2f duplex LC Propel module on End A to 1x24f MPO/UPC pinned on End B, 48 fiber Plenum Trunk, Method B Enhanced |  | Propel | PPL | Fiber cabled module
PPLAJGDLCMXP |  | Variant of PROPEL-CABLED-MODULES | Propel ULL Singlemode Cabled Module, 24x12 duplex LC Propel module on End A to 1x12f MPO/UPC pinned on End B, 288 fiber LSZH Trunk, Method A |  | Propel | PPL | Fiber cabled module
PPLUJVRLCRZS |  | Variant of PROPEL-CABLED-MODULES | Propel ULL Multimode OM5 Cabled Module, 2x16 duplex LC Propel module on End A to 1x16f MPO/APC pinned Multimode on End B, 32 fiber LSZH Trunk, Method B Enhanced |  | Propel | PPL | Fiber cabled module
PPLUJGRLCRPN |  | Variant of PROPEL-CABLED-MODULES | Propel ULL Singlemode Cabled Module, 12x16 duplex LC Propel module on End A to 1x16f MPO/APC non-pinned Singlemode on End B, 192 fiber LSZH Trunk, Method B Enhanced |  | Propel | PPL | Fiber cabled module
PPLUGXFLC2XK |  | Variant of PROPEL-CABLED-MODULES | Propel ULL Multimode OM4 Cabled Module, 3x2f duplex LC Propel module on End A to 1x24f MPO/UPC pinned on End B, 72 fiber Plenum Trunk, Method B Enhanced |  | Propel | PPL | Fiber cabled module
PPLAJGFLC2PF |  | Variant of PROPEL-CABLED-MODULES | Propel ULL Singlemode Cabled Module, 1x2f duplex LC Propel module on End A to 1x24f MPO/UPC non-pinned on End B, 24 fiber LSZH Trunk, Method A |  | Propel | PPL | Fiber cabled module
PPLAQG8LCQX8 |  | Variant of PROPEL-CABLED-MODULES | Propel ULL Singlemode Cabled Module, 1x8 duplex LC Propel module on End A to 1x8f MPO/UPC pinned on End B, 8 fiber Plenum Patchcord, Method A |  | Propel | PPL | Fiber cabled module
PPLUJGRLCRPQ |  | Variant of PROPEL-CABLED-MODULES | Propel ULL Singlemode Cabled Module, 8x16 duplex LC Propel module on End A to 1x16f MPO/APC non-pinned Singlemode on End B, 128 fiber LSZH Trunk, Method B Enhanced |  | Propel | PPL | Fiber cabled module
PPLUGV8LCUCM |  | Variant of PROPEL-CABLED-MODULES | Propel ULL Multimode OM5 Cabled Module, 18x8 duplex LC Propel module on End A to Stub on End B, 144 fiber Plenum Trunk, Method B Enhanced |  | Propel | PPL | Fiber cabled module
PPLUGG8LCUCH |  | Variant of PROPEL-CABLED-MODULES | Propel ULL Singlemode Cabled Module, 6x8 duplex LC Propel module on End A to Stub on End B, 48 fiber Plenum Trunk, Method B Enhanced |  | Propel | PPL | Fiber cabled module
PPLA3VFLC2XH |  | Variant of PROPEL-CABLED-MODULES | Propel ULL Multimode OM5 Cabled Module, 2x2f duplex LC Propel module on End A to 1x24f MPO/UPC pinned on End B, 48 fiber B2ca Trunk, Method A |  | Propel | PPL | Fiber cabled module
PPLAJGFLC2PH |  | Variant of PROPEL-CABLED-MODULES | Propel ULL Singlemode Cabled Module, 2x2f duplex LC Propel module on End A to 1x24f MPO/UPC non-pinned on End B, 48 fiber LSZH Trunk, Method A |  | Propel | PPL | Fiber cabled module
PPLU3GRLCRPN |  | Variant of PROPEL-CABLED-MODULES | Propel ULL Singlemode Cabled Module, 12x16 duplex LC Propel module on End A to 1x16f MPO/APC non-pinned Singlemode on End B, 192 fiber B2ca Trunk, Method B Enhanced |  | Propel | PPL | Fiber cabled module
PPLUJVRLCUCH |  | Variant of PROPEL-CABLED-MODULES | Propel ULL Multimode OM5 Cabled Module, 3x16 duplex LC Propel module on End A to Stub on End B, 48 fiber LSZH Trunk, Method B Enhanced |  | Propel | PPL | Fiber cabled module
PPLUQVRLCRZR |  | Variant of PROPEL-CABLED-MODULES | Propel ULL Multimode OM5 Cabled Module, 1x16 duplex LC Propel module on End A to 1x16f MPO/APC pinned Multimode on End B, 16 fiber Plenum Patchcord, Method B Enhanced |  | Propel | PPL | Fiber cabled module
PPLA3VFLC2XK |  | Variant of PROPEL-CABLED-MODULES | Propel ULL Multimode OM5 Cabled Module, 3x2f duplex LC Propel module on End A to 1x24f MPO/UPC pinned on End B, 72 fiber B2ca Trunk, Method A |  | Propel | PPL | Fiber cabled module
PPLU3VRLCUCR |  | Variant of PROPEL-CABLED-MODULES | Propel ULL Multimode OM5 Cabled Module, 1x16 duplex LC Propel module on End A to Stub on End B, 16 fiber B2ca Trunk, Method B Enhanced |  | Propel | PPL | Fiber cabled module
PPLUGG8LCUCK |  | Variant of PROPEL-CABLED-MODULES | Propel ULL Singlemode Cabled Module, 9x8 duplex LC Propel module on End A to Stub on End B, 72 fiber Plenum Trunk, Method B Enhanced |  | Propel | PPL | Fiber cabled module
PPLUGV8LCUCN |  | Variant of PROPEL-CABLED-MODULES | Propel ULL Multimode OM5 Cabled Module, 24x8 duplex LC Propel module on End A to Stub on End B, 192 fiber Plenum Trunk, Method B Enhanced |  | Propel | PPL | Fiber cabled module
PPLAJGFLC2PK |  | Variant of PROPEL-CABLED-MODULES | Propel ULL Singlemode Cabled Module, 3x2f duplex LC Propel module on End A to 1x24f MPO/UPC non-pinned on End B, 72 fiber LSZH Trunk, Method A |  | Propel | PPL | Fiber cabled module
PPLUQVRLCUCR |  | Variant of PROPEL-CABLED-MODULES | Propel ULL Multimode OM5 Cabled Module, 1x16 duplex LC Propel module on End A to Stub on End B, 16 fiber Plenum Patchcord, Method B Enhanced |  | Propel | PPL | Fiber cabled module
PPLA3VFLC2XL |  | Variant of PROPEL-CABLED-MODULES | Propel ULL Multimode OM5 Cabled Module, 4x2f duplex LC Propel module on End A to 1x24f MPO/UPC pinned on End B, 96 fiber B2ca Trunk, Method A |  | Propel | PPL | Fiber cabled module
PPLU3VRLCUCS |  | Variant of PROPEL-CABLED-MODULES | Propel ULL Multimode OM5 Cabled Module, 2x16 duplex LC Propel module on End A to Stub on End B, 32 fiber B2ca Trunk, Method B Enhanced |  | Propel | PPL | Fiber cabled module
PPLUJGRLCRPU |  | Variant of PROPEL-CABLED-MODULES | Propel ULL Singlemode Cabled Module, 4x16 duplex LC Propel module on End A to 1x16f MPO/APC non-pinned Singlemode on End B, 64 fiber LSZH Trunk, Method B Enhanced |  | Propel | PPL | Fiber cabled module
PPLU3GRLCRPR |  | Variant of PROPEL-CABLED-MODULES | Propel ULL Singlemode Cabled Module, 1x16 duplex LC Propel module on End A to 1x16f MPO/APC non-pinned Singlemode on End B, 16 fiber B2ca Trunk, Method B Enhanced |  | Propel | PPL | Fiber cabled module
PPLUJVRLCUCM |  | Variant of PROPEL-CABLED-MODULES | Propel ULL Multimode OM5 Cabled Module, 9x16 duplex LC Propel module on End A to Stub on End B, 144 fiber LSZH Trunk, Method B Enhanced |  | Propel | PPL | Fiber cabled module
PPLUJGRLCRXH |  | Variant of PROPEL-CABLED-MODULES | Propel ULL Singlemode Cabled Module, 3x16 duplex LC Propel module on End A to 1x16f MPO/APC pinned Singlemode on End B, 48 fiber LSZH Trunk, Method B Enhanced |  | Propel | PPL | Fiber cabled module
PPLU3GRLCRPS |  | Variant of PROPEL-CABLED-MODULES | Propel ULL Singlemode Cabled Module, 2x16 duplex LC Propel module on End A to 1x16f MPO/APC non-pinned Singlemode on End B, 32 fiber B2ca Trunk, Method B Enhanced |  | Propel | PPL | Fiber cabled module
PPLUJVRLCUCN |  | Variant of PROPEL-CABLED-MODULES | Propel ULL Multimode OM5 Cabled Module, 12x16 duplex LC Propel module on End A to Stub on End B, 192 fiber LSZH Trunk, Method B Enhanced |  | Propel | PPL | Fiber cabled module
PPLAGV8LCQPF |  | Variant of PROPEL-CABLED-MODULES | Propel ULL Multimode OM5 Cabled Module, 3x8 duplex LC Propel module on End A to 1x8f MPO/UPC non-pinned on End B, 24 fiber Plenum Trunk, Method A |  | Propel | PPL | Fiber cabled module
PPLUGXFLCLCK |  | Variant of PROPEL-CABLED-MODULES | Propel ULL Multimode OM4 Cabled Module, 3x2f duplex LC Propel module on End A to 3x24 on End B, 72 fiber Plenum Trunk, Method B Enhanced |  | Propel | PPL | Fiber cabled module
PPLUGG8LCUCN |  | Variant of PROPEL-CABLED-MODULES | Propel ULL Singlemode Cabled Module, 24x8 duplex LC Propel module on End A to Stub on End B, 192 fiber Plenum Trunk, Method B Enhanced |  | Propel | PPL | Fiber cabled module
PPLUGV8LCUCU |  | Variant of PROPEL-CABLED-MODULES | Propel ULL Multimode OM5 Cabled Module, 8x8 duplex LC Propel module on End A to Stub on End B, 64 fiber Plenum Trunk, Method B Enhanced |  | Propel | PPL | Fiber cabled module
PPLAJGFLC2XF |  | Variant of PROPEL-CABLED-MODULES | Propel ULL Singlemode Cabled Module, 1x2f duplex LC Propel module on End A to 1x24f MPO/UPC pinned on End B, 24 fiber LSZH Trunk, Method A |  | Propel | PPL | Fiber cabled module
PPLAQGFLC2PF |  | Variant of PROPEL-CABLED-MODULES | Propel ULL Singlemode Cabled Module, 1x2f duplex LC Propel module on End A to 1x24f MPO/UPC non-pinned on End B, 24 fiber Plenum Patchcord, Method A |  | Propel | PPL | Fiber cabled module
PPLAGV8LCQPH |  | Variant of PROPEL-CABLED-MODULES | Propel ULL Multimode OM5 Cabled Module, 6x8 duplex LC Propel module on End A to 1x8f MPO/UPC non-pinned on End B, 48 fiber Plenum Trunk, Method A |  | Propel | PPL | Fiber cabled module
PPLUGG8LCUCR |  | Variant of PROPEL-CABLED-MODULES | Propel ULL Singlemode Cabled Module, 2x8 duplex LC Propel module on End A to Stub on End B, 16 fiber Plenum Trunk, Method B Enhanced |  | Propel | PPL | Fiber cabled module
PPLA3VRLCRVL |  | Variant of PROPEL-CABLED-MODULES | Propel ULL Multimode OM5 Cabled Module, 6x16 duplex LC Propel module on End A to 1x16f MPO/APC non-pinned Multimode on End B, 96 fiber B2ca Trunk, Method A |  | Propel | PPL | Fiber cabled module
PPLU3X8LCLCF |  | Variant of PROPEL-CABLED-MODULES | Propel ULL Multimode OM4 Cabled Module, 3x8 duplex LC Propel module on End A to 3x8 on End B, 24 fiber B2ca Trunk, Method B Enhanced |  | Propel | PPL | Fiber cabled module
PPLAJGFLC2XH |  | Variant of PROPEL-CABLED-MODULES | Propel ULL Singlemode Cabled Module, 2x2f duplex LC Propel module on End A to 1x24f MPO/UPC pinned on End B, 48 fiber LSZH Trunk, Method A |  | Propel | PPL | Fiber cabled module
PPLUJGRLCRXM |  | Variant of PROPEL-CABLED-MODULES | Propel ULL Singlemode Cabled Module, 9x16 duplex LC Propel module on End A to 1x16f MPO/APC pinned Singlemode on End B, 144 fiber LSZH Trunk, Method B Enhanced |  | Propel | PPL | Fiber cabled module
PPLAQGFLC2XF |  | Variant of PROPEL-CABLED-MODULES | Propel ULL Singlemode Cabled Module, 1x2f duplex LC Propel module on End A to 1x24f MPO/UPC pinned on End B, 24 fiber Plenum Patchcord, Method A |  | Propel | PPL | Fiber cabled module
PPLUGXFLCLCM |  | Variant of PROPEL-CABLED-MODULES | Propel ULL Multimode OM4 Cabled Module, 6x2f duplex LC Propel module on End A to 6x24 on End B, 144 fiber Plenum Trunk, Method B Enhanced |  | Propel | PPL | Fiber cabled module
PPLU3GRLCRXL |  | Variant of PROPEL-CABLED-MODULES | Propel ULL Singlemode Cabled Module, 6x16 duplex LC Propel module on End A to 1x16f MPO/APC pinned Singlemode on End B, 96 fiber B2ca Trunk, Method B Enhanced |  | Propel | PPL | Fiber cabled module
PPLAJGFLC2XK |  | Variant of PROPEL-CABLED-MODULES | Propel ULL Singlemode Cabled Module, 3x2f duplex LC Propel module on End A to 1x24f MPO/UPC pinned on End B, 72 fiber LSZH Trunk, Method A |  | Propel | PPL | Fiber cabled module
PPLUJVRLCUCS |  | Variant of PROPEL-CABLED-MODULES | Propel ULL Multimode OM5 Cabled Module, 2x16 duplex LC Propel module on End A to Stub on End B, 32 fiber LSZH Trunk, Method B Enhanced |  | Propel | PPL | Fiber cabled module
PPLA3VRLCRVN |  | Variant of PROPEL-CABLED-MODULES | Propel ULL Multimode OM5 Cabled Module, 12x16 duplex LC Propel module on End A to 1x16f MPO/APC non-pinned Multimode on End B, 192 fiber B2ca Trunk, Method A |  | Propel | PPL | Fiber cabled module
PPLUQXDLCLCD |  | Variant of PROPEL-CABLED-MODULES | Propel ULL Multimode OM4 Cabled Module, 1x12 duplex LC Propel module on End A to 1x12 on End B, 12 fiber Plenum Patchcord, Method B Enhanced |  | Propel | PPL | Fiber cabled module
PPLUGXFLCUCF |  | Variant of PROPEL-CABLED-MODULES | Propel ULL Multimode OM4 Cabled Module, 1x24f duplex LC Propel module on End A to Stub on End B, 24 fiber Plenum Trunk, Method B Enhanced |  | Propel | PPL | Fiber cabled module
PPLUGG8LCUCU |  | Variant of PROPEL-CABLED-MODULES | Propel ULL Singlemode Cabled Module, 8x8 duplex LC Propel module on End A to Stub on End B, 64 fiber Plenum Trunk, Method B Enhanced |  | Propel | PPL | Fiber cabled module
PPLUGVDLCLCG |  | Variant of PROPEL-CABLED-MODULES | Propel ULL Multimode OM5 Cabled Module, 3x12 duplex LC Propel module on End A to 3x12 on End B, 36 fiber Plenum Trunk, Method B Enhanced |  | Propel | PPL | Fiber cabled module
PPLUJGRLCRXQ |  | Variant of PROPEL-CABLED-MODULES | Propel ULL Singlemode Cabled Module, 8x16 duplex LC Propel module on End A to 1x16f MPO/APC pinned Singlemode on End B, 128 fiber LSZH Trunk, Method B Enhanced |  | Propel | PPL | Fiber cabled module
PPLAQGFSN2XF |  | Variant of PROPEL-CABLED-MODULES | Propel ULL Singlemode Cabled Module, 1x2f duplex SN Propel module on End A to 1x24 on End B, 24 fiber Plenum Patchcord, Method A |  | Propel | PPL | Fiber cabled module
PPLA3VRLCRVQ |  | Variant of PROPEL-CABLED-MODULES | Propel ULL Multimode OM5 Cabled Module, 8x16 duplex LC Propel module on End A to 1x16f MPO/APC non-pinned Multimode on End B, 128 fiber B2ca Trunk, Method A |  | Propel | PPL | Fiber cabled module
PPLUQXDLCMPD |  | Variant of PROPEL-CABLED-MODULES | Propel ULL Multimode OM4 Cabled Module, 1x12 duplex LC Propel module on End A to 1x12f MPO/UPC non-pinned on End B, 12 fiber Plenum Patchcord, Method B Enhanced |  | Propel | PPL | Fiber cabled module
PPLU3X8LCLCL |  | Variant of PROPEL-CABLED-MODULES | Propel ULL Multimode OM4 Cabled Module, 12x8 duplex LC Propel module on End A to 12x8 on End B, 96 fiber B2ca Trunk, Method B Enhanced |  | Propel | PPL | Fiber cabled module
PPLUGVDLCLCH |  | Variant of PROPEL-CABLED-MODULES | Propel ULL Multimode OM5 Cabled Module, 4x12 duplex LC Propel module on End A to 4x12 on End B, 48 fiber Plenum Trunk, Method B Enhanced |  | Propel | PPL | Fiber cabled module
PPLUJX8LCQXL |  | Variant of PROPEL-CABLED-MODULES | Propel ULL Multimode OM4 Cabled Module, 12x8 duplex LC Propel module on End A to 1x8f MPO/UPC pinned on End B, 96 fiber LSZH Trunk, Method B Enhanced |  | Propel | PPL | Fiber cabled module
PPLUGVDLCUCF |  | Variant of PROPEL-CABLED-MODULES | Propel ULL Multimode OM5 Cabled Module, 2x12 duplex LC Propel module on End A to Stub on End B, 24 fiber Plenum Trunk, Method B Enhanced |  | Propel | PPL | Fiber cabled module
PPLARGRLCRPR |  | Variant of PROPEL-CABLED-MODULES | Propel ULL Singlemode Cabled Module, 1x16 duplex LC Propel module on End A to 1x16f MPO/APC non-pinned Singlemode on End B, 16 fiber LSZH Patchcord, Method A |  | Propel | PPL | Fiber cabled module
PPLUGXRLCRZU |  | Variant of PROPEL-CABLED-MODULES | Propel ULL Multimode OM4 Cabled Module, 4x16 duplex LC Propel module on End A to 1x16f MPO/APC pinned Multimode on End B, 64 fiber Plenum Trunk, Method B Enhanced |  | Propel | PPL | Fiber cabled module
PPLUJX8LCQXM |  | Variant of PROPEL-CABLED-MODULES | Propel ULL Multimode OM4 Cabled Module, 18x8 duplex LC Propel module on End A to 1x8f MPO/UPC pinned on End B, 144 fiber LSZH Trunk, Method B Enhanced |  | Propel | PPL | Fiber cabled module
PPLAJGRSNRPH |  | Variant of PROPEL-CABLED-MODULES | Propel ULL Singlemode Cabled Module, 3x16 duplex SN Propel module on End A to 3x16 on End B, 48 fiber LSZH Trunk, Method A |  | Propel | PPL | Fiber cabled module
PPLUGXRLCUCH |  | Variant of PROPEL-CABLED-MODULES | Propel ULL Multimode OM4 Cabled Module, 3x16 duplex LC Propel module on End A to Stub on End B, 48 fiber Plenum Trunk, Method B Enhanced |  | Propel | PPL | Fiber cabled module
PPLU3GRSNRXS |  | Variant of PROPEL-CABLED-MODULES | Propel ULL Singlemode Cabled Module, 2x16 duplex SN Propel module on End A to 2x16 on End B, 32 fiber B2ca Trunk, Method B Enhanced |  | Propel | PPL | Fiber cabled module
PPLUJX8LCQXN |  | Variant of PROPEL-CABLED-MODULES | Propel ULL Multimode OM4 Cabled Module, 24x8 duplex LC Propel module on End A to 1x8f MPO/UPC pinned on End B, 192 fiber LSZH Trunk, Method B Enhanced |  | Propel | PPL | Fiber cabled module
PPLAGVDLCMXK |  | Variant of PROPEL-CABLED-MODULES | Propel ULL Multimode OM5 Cabled Module, 6x12 duplex LC Propel module on End A to 1x12f MPO/UPC pinned on End B, 72 fiber Plenum Trunk, Method A |  | Propel | PPL | Fiber cabled module
PPLUGVDLCUCH |  | Variant of PROPEL-CABLED-MODULES | Propel ULL Multimode OM5 Cabled Module, 4x12 duplex LC Propel module on End A to Stub on End B, 48 fiber Plenum Trunk, Method B Enhanced |  | Propel | PPL | Fiber cabled module
PPLURGRSNSNR |  | Variant of PROPEL-CABLED-MODULES | Propel ULL Singlemode Cabled Module, 1x16 duplex SN Propel module on End A to 1x16 on End B, 16 fiber LSZH Patchcord, Method B Enhanced |  | Propel | PPL | Fiber cabled module
PPLU3X8LCUCH |  | Variant of PROPEL-CABLED-MODULES | Propel ULL Multimode OM4 Cabled Module, 6x8 duplex LC Propel module on End A to Stub on End B, 48 fiber B2ca Trunk, Method B Enhanced |  | Propel | PPL | Fiber cabled module
PPLARGRSNRPR |  | Variant of PROPEL-CABLED-MODULES | Propel ULL Singlemode Cabled Module, 1x16 duplex SN Propel module on End A to 1x16 on End B, 16 fiber LSZH Patchcord, Method A |  | Propel | PPL | Fiber cabled module
PPLAJGRSNRPL |  | Variant of PROPEL-CABLED-MODULES | Propel ULL Singlemode Cabled Module, 6x16 duplex SN Propel module on End A to 6x16 on End B, 96 fiber LSZH Trunk, Method A |  | Propel | PPL | Fiber cabled module
PPLUGXRLCUCL |  | Variant of PROPEL-CABLED-MODULES | Propel ULL Multimode OM4 Cabled Module, 6x16 duplex LC Propel module on End A to Stub on End B, 96 fiber Plenum Trunk, Method B Enhanced |  | Propel | PPL | Fiber cabled module
PPLUGGDLCUCF |  | Variant of PROPEL-CABLED-MODULES | Propel ULL Singlemode Cabled Module, 2x12 duplex LC Propel module on End A to Stub on End B, 24 fiber Plenum Trunk, Method B Enhanced |  | Propel | PPL | Fiber cabled module
PPLAGVDLCMXL |  | Variant of PROPEL-CABLED-MODULES | Propel ULL Multimode OM5 Cabled Module, 8x12 duplex LC Propel module on End A to 1x12f MPO/UPC pinned on End B, 96 fiber Plenum Trunk, Method A |  | Propel | PPL | Fiber cabled module
PPLURGRSNUCR |  | Variant of PROPEL-CABLED-MODULES | Propel ULL Singlemode Cabled Module, 1x16 duplex SN Propel module on End A to 1x16 on End B, 16 fiber LSZH Patchcord, Method B Enhanced |  | Propel | PPL | Fiber cabled module
PPLU3X8LCUCK |  | Variant of PROPEL-CABLED-MODULES | Propel ULL Multimode OM4 Cabled Module, 9x8 duplex LC Propel module on End A to Stub on End B, 72 fiber B2ca Trunk, Method B Enhanced |  | Propel | PPL | Fiber cabled module
PPLAJGRSNRPM |  | Variant of PROPEL-CABLED-MODULES | Propel ULL Singlemode Cabled Module, 9x16 duplex SN Propel module on End A to 9x16 on End B, 144 fiber LSZH Trunk, Method A |  | Propel | PPL | Fiber cabled module
PPLUGXRLCUCM |  | Variant of PROPEL-CABLED-MODULES | Propel ULL Multimode OM4 Cabled Module, 9x16 duplex LC Propel module on End A to Stub on End B, 144 fiber Plenum Trunk, Method B Enhanced |  | Propel | PPL | Fiber cabled module
PPLU3GRSNSNH |  | Variant of PROPEL-CABLED-MODULES | Propel ULL Singlemode Cabled Module, 3x16 duplex SN Propel module on End A to 3x16 on End B, 48 fiber B2ca Trunk, Method B Enhanced |  | Propel | PPL | Fiber cabled module
PPLUGGDLCUCG |  | Variant of PROPEL-CABLED-MODULES | Propel ULL Singlemode Cabled Module, 3x12 duplex LC Propel module on End A to Stub on End B, 36 fiber Plenum Trunk, Method B Enhanced |  | Propel | PPL | Fiber cabled module
PPLAGVDLCMXM |  | Variant of PROPEL-CABLED-MODULES | Propel ULL Multimode OM5 Cabled Module, 12x12 duplex LC Propel module on End A to 1x12f MPO/UPC pinned on End B, 144 fiber Plenum Trunk, Method A |  | Propel | PPL | Fiber cabled module
PPLURV8LCLC8 |  | Variant of PROPEL-CABLED-MODULES | Propel ULL Multimode OM5 Cabled Module, 1x8 duplex LC Propel module on End A to 1x8 on End B, 8 fiber LSZH Patchcord, Method B Enhanced |  | Propel | PPL | Fiber cabled module
PPLU3X8LCUCL |  | Variant of PROPEL-CABLED-MODULES | Propel ULL Multimode OM4 Cabled Module, 12x8 duplex LC Propel module on End A to Stub on End B, 96 fiber B2ca Trunk, Method B Enhanced |  | Propel | PPL | Fiber cabled module
PPLA3X8LCQXS |  | Variant of PROPEL-CABLED-MODULES | Propel ULL Multimode OM4 Cabled Module, 4x8 duplex LC Propel module on End A to 1x8f MPO/UPC pinned on End B, 32 fiber B2ca Trunk, Method A |  | Propel | PPL | Fiber cabled module
PPLAJGRSNRPN |  | Variant of PROPEL-CABLED-MODULES | Propel ULL Singlemode Cabled Module, 12x16 duplex SN Propel module on End A to 12x16 on End B, 192 fiber LSZH Trunk, Method A |  | Propel | PPL | Fiber cabled module
PPLUGGDLCUCH |  | Variant of PROPEL-CABLED-MODULES | Propel ULL Singlemode Cabled Module, 4x12 duplex LC Propel module on End A to Stub on End B, 48 fiber Plenum Trunk, Method B Enhanced |  | Propel | PPL | Fiber cabled module
PPLURV8LCQP8 |  | Variant of PROPEL-CABLED-MODULES | Propel ULL Multimode OM5 Cabled Module, 1x8 duplex LC Propel module on End A to 1x8f MPO/UPC non-pinned on End B, 8 fiber LSZH Patchcord, Method B Enhanced |  | Propel | PPL | Fiber cabled module
PPLARV8LCQX8 |  | Variant of PROPEL-CABLED-MODULES | Propel ULL Multimode OM5 Cabled Module, 1x8 duplex LC Propel module on End A to 1x8f MPO/UPC pinned on End B, 8 fiber LSZH Patchcord, Method A |  | Propel | PPL | Fiber cabled module
PPLU3X8LCUCM |  | Variant of PROPEL-CABLED-MODULES | Propel ULL Multimode OM4 Cabled Module, 18x8 duplex LC Propel module on End A to Stub on End B, 144 fiber B2ca Trunk, Method B Enhanced |  | Propel | PPL | Fiber cabled module
PPLUJX8LCQXU |  | Variant of PROPEL-CABLED-MODULES | Propel ULL Multimode OM4 Cabled Module, 8x8 duplex LC Propel module on End A to 1x8f MPO/UPC pinned on End B, 64 fiber LSZH Trunk, Method B Enhanced |  | Propel | PPL | Fiber cabled module
PPLAJGRSNRPQ |  | Variant of PROPEL-CABLED-MODULES | Propel ULL Singlemode Cabled Module, 8x16 duplex SN Propel module on End A to 8x16 on End B, 128 fiber LSZH Trunk, Method A |  | Propel | PPL | Fiber cabled module
PPLU3GRSNSNM |  | Variant of PROPEL-CABLED-MODULES | Propel ULL Singlemode Cabled Module, 9x16 duplex SN Propel module on End A to 9x16 on End B, 144 fiber B2ca Trunk, Method B Enhanced |  | Propel | PPL | Fiber cabled module
PPLAGVDLCMXP |  | Variant of PROPEL-CABLED-MODULES | Propel ULL Multimode OM5 Cabled Module, 24x12 duplex LC Propel module on End A to 1x12f MPO/UPC pinned on End B, 288 fiber Plenum Trunk, Method A |  | Propel | PPL | Fiber cabled module
PPLURV8LCQX8 |  | Variant of PROPEL-CABLED-MODULES | Propel ULL Multimode OM5 Cabled Module, 1x8 duplex LC Propel module on End A to 1x8f MPO/UPC pinned on End B, 8 fiber LSZH Patchcord, Method B Enhanced |  | Propel | PPL | Fiber cabled module
PPLA3XDLCMPD |  | Variant of PROPEL-CABLED-MODULES | Propel ULL Multimode OM4 Cabled Module, 1x12 duplex LC Propel module on End A to 1x12f MPO/UPC non-pinned on End B, 12 fiber B2ca Trunk, Method A |  | Propel | PPL | Fiber cabled module
PPLAJGRSNRPR |  | Variant of PROPEL-CABLED-MODULES | Propel ULL Singlemode Cabled Module, 1x16 duplex SN Propel module on End A to 1x16 on End B, 16 fiber LSZH Trunk, Method A |  | Propel | PPL | Fiber cabled module
PPLUGXRLCUCR |  | Variant of PROPEL-CABLED-MODULES | Propel ULL Multimode OM4 Cabled Module, 1x16 duplex LC Propel module on End A to Stub on End B, 16 fiber Plenum Trunk, Method B Enhanced |  | Propel | PPL | Fiber cabled module
PPLU3GRSNSNN |  | Variant of PROPEL-CABLED-MODULES | Propel ULL Singlemode Cabled Module, 12x16 duplex SN Propel module on End A to 12x16 on End B, 192 fiber B2ca Trunk, Method B Enhanced |  | Propel | PPL | Fiber cabled module
PPLUGVDLCUCP |  | Variant of PROPEL-CABLED-MODULES | Propel ULL Multimode OM5 Cabled Module, 24x12 duplex LC Propel module on End A to Stub on End B, 288 fiber Plenum Trunk, Method B Enhanced |  | Propel | PPL | Fiber cabled module
PPLURXDLCMXD |  | Variant of PROPEL-CABLED-MODULES | Propel ULL Multimode OM4 Cabled Module, 1x12 duplex LC Propel module on End A to 1x12f MPO/UPC pinned on End B, 12 fiber LSZH Patchcord, Method B Enhanced |  | Propel | PPL | Fiber cabled module
PPLURV8LCUC8 |  | Variant of PROPEL-CABLED-MODULES | Propel ULL Multimode OM5 Cabled Module, 1x8 duplex LC Propel module on End A to Stub on End B, 8 fiber LSZH Patchcord, Method B Enhanced |  | Propel | PPL | Fiber cabled module
PPLARVDLCMXD |  | Variant of PROPEL-CABLED-MODULES | Propel ULL Multimode OM5 Cabled Module, 1x12 duplex LC Propel module on End A to 1x12f MPO/UPC pinned on End B, 12 fiber LSZH Patchcord, Method A |  | Propel | PPL | Fiber cabled module
PPLAJGRSNRPS |  | Variant of PROPEL-CABLED-MODULES | Propel ULL Singlemode Cabled Module, 2x16 duplex SN Propel module on End A to 2x16 on End B, 32 fiber LSZH Trunk, Method A |  | Propel | PPL | Fiber cabled module
PPLUGXRLCUCS |  | Variant of PROPEL-CABLED-MODULES | Propel ULL Multimode OM4 Cabled Module, 2x16 duplex LC Propel module on End A to Stub on End B, 32 fiber Plenum Trunk, Method B Enhanced |  | Propel | PPL | Fiber cabled module
PPLUGVFLC2PF |  | Variant of PROPEL-CABLED-MODULES | Propel ULL Multimode OM5 Cabled Module, 1x2f duplex LC Propel module on End A to 1x24f MPO/UPC non-pinned on End B, 24 fiber Plenum Trunk, Method B Enhanced |  | Propel | PPL | Fiber cabled module
PPLUGGDLCUCM |  | Variant of PROPEL-CABLED-MODULES | Propel ULL Singlemode Cabled Module, 12x12 duplex LC Propel module on End A to Stub on End B, 144 fiber Plenum Trunk, Method B Enhanced |  | Propel | PPL | Fiber cabled module
PPLARVRLCRVR |  | Variant of PROPEL-CABLED-MODULES | Propel ULL Multimode OM5 Cabled Module, 1x16 duplex LC Propel module on End A to 1x16f MPO/APC non-pinned Multimode on End B, 16 fiber LSZH Patchcord, Method A |  | Propel | PPL | Fiber cabled module
PPLU3X8LCUCS |  | Variant of PROPEL-CABLED-MODULES | Propel ULL Multimode OM4 Cabled Module, 4x8 duplex LC Propel module on End A to Stub on End B, 32 fiber B2ca Trunk, Method B Enhanced |  | Propel | PPL | Fiber cabled module
PPLAGVFLC2PH |  | Variant of PROPEL-CABLED-MODULES | Propel ULL Multimode OM5 Cabled Module, 2x2f duplex LC Propel module on End A to 1x24f MPO/UPC non-pinned on End B, 48 fiber Plenum Trunk, Method A |  | Propel | PPL | Fiber cabled module
PPLURVDLCLCD |  | Variant of PROPEL-CABLED-MODULES | Propel ULL Multimode OM5 Cabled Module, 1x12 duplex LC Propel module on End A to 1x12 on End B, 12 fiber LSZH Patchcord, Method B Enhanced |  | Propel | PPL | Fiber cabled module
PPLURXDLCUCD |  | Variant of PROPEL-CABLED-MODULES | Propel ULL Multimode OM4 Cabled Module, 1x12 duplex LC Propel module on End A to Stub on End B, 12 fiber LSZH Patchcord, Method B Enhanced |  | Propel | PPL | Fiber cabled module
PPLU3GRSNSNR |  | Variant of PROPEL-CABLED-MODULES | Propel ULL Singlemode Cabled Module, 1x16 duplex SN Propel module on End A to 1x16 on End B, 16 fiber B2ca Trunk, Method B Enhanced |  | Propel | PPL | Fiber cabled module
PPLUJGRSNSNH |  | Variant of PROPEL-CABLED-MODULES | Propel ULL Singlemode Cabled Module, 3x16 duplex SN Propel module on End A to 3x16 on End B, 48 fiber LSZH Trunk, Method B Enhanced |  | Propel | PPL | Fiber cabled module
PPLURXRLCLCR |  | Variant of PROPEL-CABLED-MODULES | Propel ULL Multimode OM4 Cabled Module, 1x16 duplex LC Propel module on End A to 1x16 on End B, 16 fiber LSZH Patchcord, Method B Enhanced |  | Propel | PPL | Fiber cabled module
PPLARVRLCRZR |  | Variant of PROPEL-CABLED-MODULES | Propel ULL Multimode OM5 Cabled Module, 1x16 duplex LC Propel module on End A to 1x16f MPO/APC pinned Multimode on End B, 16 fiber LSZH Patchcord, Method A |  | Propel | PPL | Fiber cabled module
PPLUJGRSNSNL |  | Variant of PROPEL-CABLED-MODULES | Propel ULL Singlemode Cabled Module, 6x16 duplex SN Propel module on End A to 6x16 on End B, 96 fiber LSZH Trunk, Method B Enhanced |  | Propel | PPL | Fiber cabled module
PPLUJG8LCLC8 |  | Variant of PROPEL-CABLED-MODULES | Propel ULL Singlemode Cabled Module, 1x8 duplex LC Propel module on End A to 1x8 on End B, 8 fiber LSZH Trunk, Method B Enhanced |  | Propel | PPL | Fiber cabled module
PPLURXRLCRVR |  | Variant of PROPEL-CABLED-MODULES | Propel ULL Multimode OM4 Cabled Module, 1x16 duplex LC Propel module on End A to 1x16f MPO/APC non-pinned Multimode on End B, 16 fiber LSZH Patchcord, Method B Enhanced |  | Propel | PPL | Fiber cabled module
PPLUJGRSNSNM |  | Variant of PROPEL-CABLED-MODULES | Propel ULL Singlemode Cabled Module, 9x16 duplex SN Propel module on End A to 9x16 on End B, 144 fiber LSZH Trunk, Method B Enhanced |  | Propel | PPL | Fiber cabled module
PPLUGVFLC2PK |  | Variant of PROPEL-CABLED-MODULES | Propel ULL Multimode OM5 Cabled Module, 3x2f duplex LC Propel module on End A to 1x24f MPO/UPC non-pinned on End B, 72 fiber Plenum Trunk, Method B Enhanced |  | Propel | PPL | Fiber cabled module
PPLU3GRSNSNU |  | Variant of PROPEL-CABLED-MODULES | Propel ULL Singlemode Cabled Module, 4x16 duplex SN Propel module on End A to 4x16 on End B, 64 fiber B2ca Trunk, Method B Enhanced |  | Propel | PPL | Fiber cabled module
PPLURXRLCRZR |  | Variant of PROPEL-CABLED-MODULES | Propel ULL Multimode OM4 Cabled Module, 1x16 duplex LC Propel module on End A to 1x16f MPO/APC pinned Multimode on End B, 16 fiber LSZH Patchcord, Method B Enhanced |  | Propel | PPL | Fiber cabled module
PPLARX8LCQX8 |  | Variant of PROPEL-CABLED-MODULES | Propel ULL Multimode OM4 Cabled Module, 1x8 duplex LC Propel module on End A to 1x8f MPO/UPC pinned on End B, 8 fiber LSZH Patchcord, Method A |  | Propel | PPL | Fiber cabled module
PPLUGGFLC2PF |  | Variant of PROPEL-CABLED-MODULES | Propel ULL Singlemode Cabled Module, 1x2f duplex LC Propel module on End A to 1x24f MPO/UPC non-pinned on End B, 24 fiber Plenum Trunk, Method B Enhanced |  | Propel | PPL | Fiber cabled module
PPLUGVFLC2PL |  | Variant of PROPEL-CABLED-MODULES | Propel ULL Multimode OM5 Cabled Module, 4x2f duplex LC Propel module on End A to 1x24f MPO/UPC non-pinned on End B, 96 fiber Plenum Trunk, Method B Enhanced |  | Propel | PPL | Fiber cabled module
PPLAJGRSNRXM |  | Variant of PROPEL-CABLED-MODULES | Propel ULL Singlemode Cabled Module, 9x16 duplex SN Propel module on End A to 9x16 on End B, 144 fiber LSZH Trunk, Method A |  | Propel | PPL | Fiber cabled module
PPLARXDLCMPD |  | Variant of PROPEL-CABLED-MODULES | Propel ULL Multimode OM4 Cabled Module, 1x12 duplex LC Propel module on End A to 1x12f MPO/UPC non-pinned on End B, 12 fiber LSZH Patchcord, Method A |  | Propel | PPL | Fiber cabled module
PPLUGVFLC2PM |  | Variant of PROPEL-CABLED-MODULES | Propel ULL Multimode OM5 Cabled Module, 6x2f duplex LC Propel module on End A to 1x24f MPO/UPC non-pinned on End B, 144 fiber Plenum Trunk, Method B Enhanced |  | Propel | PPL | Fiber cabled module
PPLUJGRSNSNQ |  | Variant of PROPEL-CABLED-MODULES | Propel ULL Singlemode Cabled Module, 8x16 duplex SN Propel module on End A to 8x16 on End B, 128 fiber LSZH Trunk, Method B Enhanced |  | Propel | PPL | Fiber cabled module
PPLURVRLCLCR |  | Variant of PROPEL-CABLED-MODULES | Propel ULL Multimode OM5 Cabled Module, 1x16 duplex LC Propel module on End A to 1x16 on End B, 16 fiber LSZH Patchcord, Method B Enhanced |  | Propel | PPL | Fiber cabled module
PPLUJX8LCUCH |  | Variant of PROPEL-CABLED-MODULES | Propel ULL Multimode OM4 Cabled Module, 6x8 duplex LC Propel module on End A to Stub on End B, 48 fiber LSZH Trunk, Method B Enhanced |  | Propel | PPL | Fiber cabled module
PPLARXDLCMXD |  | Variant of PROPEL-CABLED-MODULES | Propel ULL Multimode OM4 Cabled Module, 1x12 duplex LC Propel module on End A to 1x12f MPO/UPC pinned on End B, 12 fiber LSZH Patchcord, Method A |  | Propel | PPL | Fiber cabled module
PPLUJGRSNSNR |  | Variant of PROPEL-CABLED-MODULES | Propel ULL Singlemode Cabled Module, 1x16 duplex SN Propel module on End A to 1x16 on End B, 16 fiber LSZH Trunk, Method B Enhanced |  | Propel | PPL | Fiber cabled module
PPLUGVFLC2XF |  | Variant of PROPEL-CABLED-MODULES | Propel ULL Multimode OM5 Cabled Module, 1x2f duplex LC Propel module on End A to 1x24f MPO/UPC pinned on End B, 24 fiber Plenum Trunk, Method B Enhanced |  | Propel | PPL | Fiber cabled module
PPLAJGRSNRXQ |  | Variant of PROPEL-CABLED-MODULES | Propel ULL Singlemode Cabled Module, 8x16 duplex SN Propel module on End A to 8x16 on End B, 128 fiber LSZH Trunk, Method A |  | Propel | PPL | Fiber cabled module
PPLUJGRSNSNS |  | Variant of PROPEL-CABLED-MODULES | Propel ULL Singlemode Cabled Module, 2x16 duplex SN Propel module on End A to 2x16 on End B, 32 fiber LSZH Trunk, Method B Enhanced |  | Propel | PPL | Fiber cabled module
PPLUGGFLC2PH |  | Variant of PROPEL-CABLED-MODULES | Propel ULL Singlemode Cabled Module, 2x2f duplex LC Propel module on End A to 1x24f MPO/UPC non-pinned on End B, 48 fiber Plenum Trunk, Method B Enhanced |  | Propel | PPL | Fiber cabled module
PPLAJGRSNRXR |  | Variant of PROPEL-CABLED-MODULES | Propel ULL Singlemode Cabled Module, 1x16 duplex SN Propel module on End A to 1x16 on End B, 16 fiber LSZH Trunk, Method A |  | Propel | PPL | Fiber cabled module
PPLUGGFLC2PK |  | Variant of PROPEL-CABLED-MODULES | Propel ULL Singlemode Cabled Module, 3x2f duplex LC Propel module on End A to 1x24f MPO/UPC non-pinned on End B, 72 fiber Plenum Trunk, Method B Enhanced |  | Propel | PPL | Fiber cabled module
PPLURVRLCUCR |  | Variant of PROPEL-CABLED-MODULES | Propel ULL Multimode OM5 Cabled Module, 1x16 duplex LC Propel module on End A to Stub on End B, 16 fiber LSZH Patchcord, Method B Enhanced |  | Propel | PPL | Fiber cabled module
PPLUGGFLC2PL |  | Variant of PROPEL-CABLED-MODULES | Propel ULL Singlemode Cabled Module, 4x2f duplex LC Propel module on End A to 1x24f MPO/UPC non-pinned on End B, 96 fiber Plenum Trunk, Method B Enhanced |  | Propel | PPL | Fiber cabled module
PPLUJX8LCUCK |  | Variant of PROPEL-CABLED-MODULES | Propel ULL Multimode OM4 Cabled Module, 9x8 duplex LC Propel module on End A to Stub on End B, 72 fiber LSZH Trunk, Method B Enhanced |  | Propel | PPL | Fiber cabled module
PPLUGGFLC2PM |  | Variant of PROPEL-CABLED-MODULES | Propel ULL Singlemode Cabled Module, 6x2f duplex LC Propel module on End A to 1x24f MPO/UPC non-pinned on End B, 144 fiber Plenum Trunk, Method B Enhanced |  | Propel | PPL | Fiber cabled module
PPLURX8LCQP8 |  | Variant of PROPEL-CABLED-MODULES | Propel ULL Multimode OM4 Cabled Module, 1x8 duplex LC Propel module on End A to 1x8f MPO/UPC non-pinned on End B, 8 fiber LSZH Patchcord, Method B Enhanced |  | Propel | PPL | Fiber cabled module
PPLUGGFLC2XF |  | Variant of PROPEL-CABLED-MODULES | Propel ULL Singlemode Cabled Module, 1x2f duplex LC Propel module on End A to 1x24f MPO/UPC pinned on End B, 24 fiber Plenum Trunk, Method B Enhanced |  | Propel | PPL | Fiber cabled module
PPLURX8LCQX8 |  | Variant of PROPEL-CABLED-MODULES | Propel ULL Multimode OM4 Cabled Module, 1x8 duplex LC Propel module on End A to 1x8f MPO/UPC pinned on End B, 8 fiber LSZH Patchcord, Method B Enhanced |  | Propel | PPL | Fiber cabled module
PPLUGGFLC2XH |  | Variant of PROPEL-CABLED-MODULES | Propel ULL Singlemode Cabled Module, 2x2f duplex LC Propel module on End A to 1x24f MPO/UPC pinned on End B, 48 fiber Plenum Trunk, Method B Enhanced |  | Propel | PPL | Fiber cabled module
PPLURX8LCUC8 |  | Variant of PROPEL-CABLED-MODULES | Propel ULL Multimode OM4 Cabled Module, 1x8 duplex LC Propel module on End A to Stub on End B, 8 fiber LSZH Patchcord, Method B Enhanced |  | Propel | PPL | Fiber cabled module
PPLUGGFLC2XL |  | Variant of PROPEL-CABLED-MODULES | Propel ULL Singlemode Cabled Module, 4x2f duplex LC Propel module on End A to 1x24f MPO/UPC pinned on End B, 96 fiber Plenum Trunk, Method B Enhanced |  | Propel | PPL | Fiber cabled module
760252363 | PPL-AP-12-LC-OM4 | Variant of PROPEL-ADAPTER-PACKS | Propel pass-through adapter pack, multimode OM4, 6 duplex LC ports | CommScope® | Propel | PPL | Fiber adapter pack
760252364 | PPL-AP-12-LC-OM5 | Variant of PROPEL-ADAPTER-PACKS | Propel pass-through adapter pack, multimode OM5, 6 duplex LC ports | CommScope® | Propel | PPL | Fiber adapter pack
760252367 | PPL-AP-16-LC-OM5 | Variant of PROPEL-ADAPTER-PACKS | Propel pass-through adapter pack, multimode OM5, 8 duplex LC ports | CommScope® | Propel | PPL | Fiber adapter pack
760252368 | PPL-AP-24-LC-SM | Variant of PROPEL-ADAPTER-PACKS | Propel pass-through adapter pack, singlemode, 12 duplex LC/UPC ports | CommScope® | Propel | PPL | Fiber adapter pack
760252369 | PPL-AP-24-LC-OM4 | Variant of PROPEL-ADAPTER-PACKS | Propel pass through adapter pack, multimode OM4, 12 duplex LC ports | CommScope® | Propel | PPL | Fiber adapter pack
760252372 | PPL-AP-6-MPO-ALL-B | Variant of PROPEL-ADAPTER-PACKS | Propel pass-through adapter pack, 6 MPO8-12-24 ports, Type B | CommScope® | Propel | PPL | Fiber adapter pack
FBPS-LGX-4RU-BLK |  | Variant of LSX-CHASSIS | LGX Fiber Chassis, 4RU, 19-inch or 23-inch, back to back, maximum capacity 28 single-width LGX modules or 14 dual-width LGX modules | CommScope® |  | LSX | Fiber patch chassis
1RU-SP4232001 | 1RU SPLTR PNL 2X32 UPC/SC | Variant of 1RU-SPLTR-PNLS | 1RU panel, 2X32 split ratio, 1 splitter, SC/UPC connectors |  |  | 1RU | Splitter patch panel | Build America Buy America (BABA) compliant*
1RU-SP1132001 | 1RU SPLTR PNL 1X32 APC/LC | Variant of 1RU-SPLTR-PNLS | 1RU panel, 1X32 split ratio, 1 splitter, LC/APC connectors |  |  | 1RU | Splitter patch panel | Build America Buy America (BABA) compliant*
1RU-SP1132002 | 1RU SPLTR PNL (2) 1X32 APC/LC | Variant of 1RU-SPLTR-PNLS | 1RU panel, 1X32 split ratio, 2 splitters, LC/APC connectors |  |  | 1RU | Splitter patch panel | Build America Buy America (BABA) compliant*
1RU-SP1164001 | 1RU SPLTR PNL 1X64 APC/LC | Variant of 1RU-SPLTR-PNLS | 1RU panel, 1X64 split ratio, 1 splitter, LC/APC connectors |  |  | 1RU | Splitter patch panel | Build America Buy America (BABA) compliant*
1RU-SP2232002 | 1RU SPLTR PNL (2) 2X32 UPC/LC | Variant of 1RU-SPLTR-PNLS | 1RU panel, 2X32 split ratio, 2 splitters, LC/UPC connectors |  |  | 1RU | Splitter patch panel | Build America Buy America (BABA) compliant*
1RU-SP2232001 | 1RU SPLTR PNL 2X32 UPC/LC | Variant of 1RU-SPLTR-PNLS | 1RU panel, 2X32 split ratio, 1 splitter, LC/UPC connectors |  |  | 1RU | Splitter patch panel | Build America Buy America (BABA) compliant*
1RU-SP1232001 | 1RU SPLTR PNL 2X32 APC/LC | Variant of 1RU-SPLTR-PNLS | 1RU panel, 2X32 split ratio, 1 splitter, LC/APC connectors |  |  | 1RU | Splitter patch panel | Build America Buy America (BABA) compliant*
760252804 | PPL-AP-8-MPO16-ALL-B | Variant of PROPEL-ADAPTER-PACKS | Propel pass-through adapter pack, 8 MPO16 ports, Type B | CommScope® | Propel | PPL | Fiber adapter pack
760252806 | PPL-AP-4-MPO16-ALL-B | Variant of PROPEL-ADAPTER-PACKS | Propel pass-through adapter pack, 4 MPO16 ports, Type B | CommScope® | Propel | PPL | Fiber adapter pack
760252805 | PPL-AP-6-MPO16-ALL-B | Variant of PROPEL-ADAPTER-PACKS | Propel pass-through adapter pack, 6 MPO16 ports, Type B | CommScope® | Propel | PPL | Fiber adapter pack
FGS-ACC540 |  | Variant | FiberGuide® T-Bolt kit for Inside Unistrut, Kit of 100 |  | FiberGuide® |  | Hardware
FGSB-MSHS-F12 |  | Variant of FGS-MSHS | FiberGuide® Horizontal Straight Section, 4x12in, 12ft Length, Black |  | FiberGuide® |  | Straight section
FGSB-MSHS-F-CF12 |  | Variant of FGS-MSHS | FiberGuide® Horizontal Straight Section with Center Divider, 4x12in, 12ft Length, Black |  | FiberGuide® |  | Straight section
FGS-DLDB-90-4 |  | Variant | FiberGuide® 90° Drop Down 4in Ladder Rack Bracket, Black |  | FiberGuide® |  | Drop kit
FGS-DLDB-ST-4 |  | Variant | FiberGuide® Straight 4in Ladder Rack Bracket, Black |  | FiberGuide® |  | Drop kit
FGS-HCBL-15 |  | Variant | FiberGuide® to 15in Digital Cableway Bracket Kit |  | FiberGuide® |  | Support mounting kit
FGS-HIFC-F-W |  | Variant | FiberGuide® IFC Tie Down Bracket Wide, 4x12in, Black |  | FiberGuide® |  | Accessory
FGS-HLDR-M |  | Variant | FiberGuide® Top Unistrut Mounting Bracket Kit of 10 |  | FiberGuide® |  | Support mounting kit
FGS-HTBK-12-6 |  | Variant | FiberGuide® 12in Horizontal Tool-less Bracket Kit for 4x12in System, 6in Tall |  | FiberGuide® |  | Support mounting kit
760253156 | OCP-L1-02MASEN-XX-(100) | Variant of OCP | Fiber Optic Pigtail, Simplex, Singlemode, LC/UPC to Stub, 0.9 mm diameter, 2 m, Kit of 100 pigtails |  |  | OCP | Fiber pigtail ¦ jacketed
760245375 | FACT-FRCCRHP18 | Variant of FACT-ODF | FACT® Cross-connect frame, for patching on the right |  | FACT® | FACT | Frame
760245374 | FACT-FRCCLHP18 | Variant of FACT-ODF | FACT® Cross-connect frame, for patching on the left |  | FACT® | FACT | Frame
760249062 | FACT-ACCCTU6X7MM | Variant of FACT-CHASSIS-ACCESSORIES | FACT® Cable Termination Unit (CTU) for 6 cables with max. diameter of 7 mm |  | FACT® | FACT | Cable termination kit
LSX-LM/0WB031 |  | Variant of LSX-CHASSIS | LSX Fiber Termination Chassis 8 RU, 288 - LC/APC, Singlemode IFC Stranded, 31 Meters, Far end connection Stub | CommScope® |  | LSX | Fiber patch chassis ¦ with IFC cable
LSX-LM0000 |  | Variant of LSX-CHASSIS | LSX Fiber Termination Chassis 8 RU, 288 - LC/APC, Adapter Only | CommScope® |  | LSX | Fiber patch chassis
FGS-MH9E-F-VS |  | Variant | FiberGuide® Variable Support Kit for 4x12in 90° Horizontal Elbow |  | FiberGuide® |  | Support mounting kit
1351761 | FGS-DH9E-A | Variant | FiberGuide® Metal Split Cover 90° Elbow, 4x4in |  | FiberGuide® |  | Fiber raceway cover
EH0194-003 | OCP-L1-15DASEN-XX-(12)-AP | Variant of OCP | Fiber Optic Pigtail, 12 color kit, Singlemode, LC/UPC to Stub, 0.9 mm diameter, 1.5 m |  |  | OCP | Fiber pigtail ¦ jacketed
EH0194-004 | OCP-L2-15DASEN-XX-(12)-AP | Variant of OCP | Fiber Optic Pigtail, 12 color kit, Singlemode, LC/APC to Stub, 0.9 mm diameter, 1.5 m |  |  | OCP | Fiber pigtail ¦ jacketed
760252004 | PPL-4U | Variant of PROPEL-PANELS | Propel 4RU sliding tray fiber panel, accepts Propel ULL modules or adapter packs, providing up to 288 duplex LC ports, 288 MPO ports or 576 SN ports (1152f) | CommScope® | Propel | PPL | Fiber patch panel
760252334 | PPL-DM-8AU-8LC-SM-BEU | Variant of PROPEL-MODULES | Propel ULL Singlemode MPO-08 Distribution Module, 4 duplex LC/UPC to 1X8f MPO/APC non-pinned, Method B Enhanced | CommScope® | Propel | PPL | Fiber module
760252336 | PPL-DM-8AU-8LC-OM5-BEU | Variant of PROPEL-MODULES | Propel ULL Multimode OM5 MPO-08 Distribution Module, 4 duplex LC to 1X8f MPO/APC non-pinned, Method B Enhanced | CommScope® | Propel | PPL | Fiber module
760252337 | PPL-DM-8U-24LC-OM4-BEU | Variant of PROPEL-MODULES | Propel ULL Multimode OM4 MPO-08 Distribution Module, 12 duplex LC to 3X8f MPO/UPC non-pinned, Method B Enhanced | CommScope® | Propel | PPL | Fiber module
760252343 | PPL-DM-12U-12LC-OM4-BEU | Variant of PROPEL-MODULES | Propel ULL Multimode OM4 MPO-12 Distribution Module, 6 duplex LC to 1X12f MPO/UPC non-pinned, Method B Enhanced | CommScope® | Propel | PPL | Fiber module
760252345 | PPL-DM-12AU-12LC-SM-BEU | Variant of PROPEL-MODULES | Propel ULL Singlemode MPO-12 Distribution Module, 6 duplex LC/UPC to 1X12f MPO/APC non-pinned, Method B Enhanced | CommScope® | Propel | PPL | Fiber module
760252346 | PPL-DM-12U-24LC-OM4-BEU | Variant of PROPEL-MODULES | Propel ULL Multimode OM4 MPO-12 Distribution Module, 12 duplex LC to 2X12f MPO/UPC non-pinned, Method B Enhanced | CommScope® | Propel | PPL | Fiber module
760252348 | PPL-DM-12AU-24LC-SM-BEU | Variant of PROPEL-MODULES | Propel ULL Singlemode MPO-12 Distribution Module, 12 duplex LC/UPC to 2X12f MPO/APC non-pinned, Method B Enhanced | CommScope® | Propel | PPL | Fiber module
RCPB-1C2DUM03100 |  | Variant of RAPID-FIBER-PANELS | RapidFiber® Termination Panel, 24-Position LC to MPO, 1RU, indoor/outdoor, multimode (OM4), 31 m, black | CommScope® | RapidFiber® | RCP | Fiber patch panel ¦ with rapid cable
760252352 | PPL-DM-16AU-16LC-SM-BEU | Variant of PROPEL-MODULES | Propel ULL Singlemode MPO-16 Distribution Module, 8 duplex LC/UPC to 1X16f MPO/APC non-pinned, Method B Enhanced | CommScope® | Propel | PPL | Fiber module
760252353 | PPL-DM-16AU-16LC-OM4-BEU | Variant of PROPEL-MODULES | Propel ULL Multimode OM4 MPO-16 Distribution Module, 8 duplex LC to 1X16f MPO/APC non-pinned, Method B Enhanced | CommScope® | Propel | PPL | Fiber module
760252354 | PPL-DM-16AU-16LC-OM5-BEU | Variant of PROPEL-MODULES | Propel ULL Multimode OM5 MPO-16 Distribution Module, 8 duplex LC to 1X16f MPO/APC non-pinned, Method B Enhanced | CommScope® | Propel | PPL | Fiber module
760252356 | PPL-DM-24U-24LC-OM4-BEU | Variant of PROPEL-MODULES | Propel ULL Multimode OM4 MPO-24 Distribution Module, 12 duplex LC to 1X24f MPO/UPC non-pinned, Method B Enhanced | CommScope® | Propel | PPL | Fiber module
760252357 | PPL-DM-24U-24LC-OM5-BEU | Variant of PROPEL-MODULES | Propel ULL Multimode OM5 MPO-24 Distribution Module, 12 duplex LC to 1X24f MPO/UPC non-pinned, Method B Enhanced | CommScope® | Propel | PPL | Fiber module
760252360 | PPL-AP-8-LC-OM4 | Variant of PROPEL-ADAPTER-PACKS | Propel pass-through adapter pack, multimode OM4, 4 duplex LC ports | CommScope® | Propel | PPL | Fiber adapter pack
FGS-HNTS-1/2-A |  | Variant | FiberGuide® Top Support Adjustable C-Bracket Kit, 1/2in for 2x6, 4x4, 4x6in Systems |  | FiberGuide® |  | Support mounting kit
FGS-HNTS-12MM-A |  | Variant | FiberGuide® Top Support Adjustable C-Bracket Kit, 12mm for 2x6, 4x4, 4x6in Systems |  | FiberGuide® |  | Support mounting kit
FGS-HNTS-5/8-A |  | Variant | FiberGuide® Top Support Adjustable C-Bracket Kit, 5/8in for 2x6, 4x4, 4x6in Systems |  | FiberGuide® |  | Support mounting kit
FGS-HNTS-F-14MM-A |  | Variant | FiberGuide® Top Support Adjustable C-Bracket Kit, 14mm for 4x12in System |  | FiberGuide® |  | Support mounting kit
FGS-HNTS-F-5/8-A |  | Variant | FiberGuide® Top Support Adjustable C-Bracket Kit, 5/8in for 4x12in System |  | FiberGuide® |  | Support mounting kit
FGS-HNTS-H-12MM-A |  | Variant | FiberGuide® Top Support Adjustable C-Bracket Kit, 12mm for 4x24in System |  | FiberGuide® |  | Support mounting kit
NG4-CMDMPGQ |  | Variant of NG4-CABLED-MODULES | NG4access® Cabled Module, singlemode LC/APC to MPO/APC, 72 fiber, stranded, IFC |  | NG4access® | LSX ¦ NG4 | Fiber cabled module
760253734 | PPL-DM-8AU-8LC-SM-SAMPLE | Variant of PROPEL-MODULES | Propel Sample Singlemode MPO-08 Distribution Module, 4 duplex LC/UPC to MPO, No fiber | CommScope® | Propel | PPL | Fiber module
760254219 |  | Variant of PROPEL-COLOR-COLLARS | Propel Color Collar - Red, 25 pack | CommScope® | Propel | PPL | Color Cap
760254220 |  | Variant of PROPEL-COLOR-COLLARS | Propel Color Collar - Green, 25 pack | CommScope® | Propel | PPL | Color Cap
760254222 |  | Variant of PROPEL-COLOR-COLLARS | Propel Color Collar - Brown, 25 pack | CommScope® | Propel | PPL | Color Cap
760254224 |  | Variant of PROPEL-COLOR-COLLARS | Propel Color Collar - Yellow, 25 pack | CommScope® | Propel | PPL | Color Cap
760254225 |  | Variant of PROPEL-COLOR-COLLARS | Propel Color Collar - Blue, 25 pack | CommScope® | Propel | PPL | Color Cap
760254226 |  | Variant of PROPEL-COLOR-COLLARS | Propel Color Collar - Aqua, 25 pack | CommScope® | Propel | PPL | Color Cap
FGSB-MEXP-E-ABF-HD |  | Variant | FiberGuide® 4-Inch Express Exit™ with Heavy Duty and Lateral Support Brackets, 4x12, Black |  | FiberGuide® |  | Express exit
BUDI-R24JC0619C |  | Variant of BUDI-R | BUDI™ Rapid Terminal, 24-position, SC/APC, Indoor/Outdoor riser cable, HMFOC at far end, 200 ft | CommScope® | BUDI™ ¦ RapidReel® | BUDI-R | Rapid distribution terminal
BUDI-R24JP0159A |  | Variant of BUDI-R | BUDI™ Rapid Terminal, 24-position, SC/APC, Indoor plenum cable, MPO at far end, 50 ft | CommScope® | BUDI™ ¦ RapidReel® | BUDI-R | Rapid distribution terminal
BUDI-R24JP3059A |  | Variant of BUDI-R | BUDI™ Rapid Terminal, 24-position, SC/APC, Indoor plenum cable, MPO at far end, 1000 ft | CommScope® | BUDI™ ¦ RapidReel® | BUDI-R | Rapid distribution terminal
BUDI-R24NP0159A |  | Variant of BUDI-R | BUDI™ Rapid Terminal, 24-position, SC/UPC, Indoor plenum cable, MPO at far end, 50 ft | CommScope® | BUDI™ ¦ RapidReel® | BUDI-R | Rapid distribution terminal
BUDI-R24NP0619A |  | Variant of BUDI-R | BUDI™ Rapid Terminal, 24-position, SC/UPC, Indoor plenum cable, MPO at far end, 200 ft | CommScope® | BUDI™ ¦ RapidReel® | BUDI-R | Rapid distribution terminal
BUDI-R24NP1529A |  | Variant of BUDI-R | BUDI™ Rapid Terminal, 24-position, SC/UPC, Indoor plenum cable, MPO at far end, 500 ft | CommScope® | BUDI™ ¦ RapidReel® | BUDI-R | Rapid distribution terminal
BUDI-R24JP0619D |  | Variant of BUDI-R | BUDI™ Rapid Terminal, 24-position, SC/APC, Indoor plenum cable, no connector at far end, 200 ft | CommScope® | BUDI™ ¦ RapidReel® | BUDI-R | Rapid distribution terminal
RCP-4ZBPUK16045B |  | Variant of RAPID-FIBER-PANELS | RapidFiber® Termination Panel, 288-Position 4RU, singlemode, LC/APC to LC/UPC breakouts, 160m cable with 45 inch breakout length and 1.2MM Breakout Jacketing | CommScope® | RapidFiber® | RCP | Fiber patch panel ¦ with rapid cable
RCP-4ZBPUK18309B |  | Variant of RAPID-FIBER-PANELS | RapidFiber® Termination Panel, 288-Position 4RU, singlemode, LC/APC to LC/UPC breakouts, 183m cable with 108 inch breakout length and 1.2MM Breakout Jacketing | CommScope® | RapidFiber® | RCP | Fiber patch panel ¦ with rapid cable
RCP-4ZBPUK18325B |  | Variant of RAPID-FIBER-PANELS | RapidFiber® Termination Panel, 288-Position 4RU, singlemode, LC/APC to LC/UPC breakouts, 183m cable with 25 inch breakout length and 1.2MM Breakout Jacketing | CommScope® | RapidFiber® | RCP | Fiber patch panel ¦ with rapid cable
RCP-4ZBPUK18345B |  | Variant of RAPID-FIBER-PANELS | RapidFiber® Termination Panel, 288-Position 4RU, singlemode, LC/APC to LC/UPC breakouts, 183m cable with 45 inch breakout length and 1.2MM Breakout Jacketing | CommScope® | RapidFiber® | RCP | Fiber patch panel ¦ with rapid cable
RCP-4ZBPUK20609B |  | Variant of RAPID-FIBER-PANELS | RapidFiber® Termination Panel, 288-Position 4RU, singlemode, LC/APC to LC/UPC breakouts, 206m cable with 108 inch breakout length and 1.2MM Breakout Jacketing | CommScope® | RapidFiber® | RCP | Fiber patch panel ¦ with rapid cable
RCP-4ZBPUK20625B |  | Variant of RAPID-FIBER-PANELS | RapidFiber® Termination Panel, 288-Position 4RU, singlemode, LC/APC to LC/UPC breakouts, 206m cable with 25 inch breakout length and 1.2MM Breakout Jacketing | CommScope® | RapidFiber® | RCP | Fiber patch panel ¦ with rapid cable
RCP-4ZBPUK22925B |  | Variant of RAPID-FIBER-PANELS | RapidFiber® Termination Panel, 288-Position 4RU, singlemode, LC/APC to LC/UPC breakouts, 229m cable with 25 inch breakout length and 1.2MM Breakout Jacketing | CommScope® | RapidFiber® | RCP | Fiber patch panel ¦ with rapid cable
RCP-4ZBPUK22939B |  | Variant of RAPID-FIBER-PANELS | RapidFiber® Termination Panel, 288-Position 4RU, singlemode, LC/APC to LC/UPC breakouts, 229m cable with 39 inch breakout length and 1.2MM Breakout Jacketing | CommScope® | RapidFiber® | RCP | Fiber patch panel ¦ with rapid cable
RCP-4ZBPUK22945B |  | Variant of RAPID-FIBER-PANELS | RapidFiber® Termination Panel, 288-Position 4RU, singlemode, LC/APC to LC/UPC breakouts, 229m cable with 45 inch breakout length and 1.2MM Breakout Jacketing | CommScope® | RapidFiber® | RCP | Fiber patch panel ¦ with rapid cable
RCP-4ZBPUZ02309B |  | Variant of RAPID-FIBER-PANELS | RapidFiber® Termination Panel, 288-Position 4RU, singlemode, LC/APC to LC/APC breakouts, 23m cable with 108 inch breakout length and 1.2MM Breakout Jacketing | CommScope® | RapidFiber® | RCP | Fiber patch panel ¦ with rapid cable
RCP-4ZBPUZ02325B |  | Variant of RAPID-FIBER-PANELS | RapidFiber® Termination Panel, 288-Position 4RU, singlemode, LC/APC to LC/APC breakouts, 23m cable with 25 inch breakout length and 1.2MM Breakout Jacketing | CommScope® | RapidFiber® | RCP | Fiber patch panel ¦ with rapid cable
RCP-4ZBPUZ04639B |  | Variant of RAPID-FIBER-PANELS | RapidFiber® Termination Panel, 288-Position 4RU, singlemode, LC/APC to LC/APC breakouts, 46m cable with 39 inch breakout length and 1.2MM Breakout Jacketing | CommScope® | RapidFiber® | RCP | Fiber patch panel ¦ with rapid cable
RCP-4ZBPUZ04667B |  | Variant of RAPID-FIBER-PANELS | RapidFiber® Termination Panel, 288-Position 4RU, singlemode, LC/APC to LC/APC breakouts, 46m cable with 67 inch breakout length and 1.2mm Breakout Jacketing | CommScope® | RapidFiber® | RCP | Fiber patch panel ¦ with rapid cable
RCP-4ZBPUZ06909B |  | Variant of RAPID-FIBER-PANELS | RapidFiber® Termination Panel, 288-Position 4RU, singlemode, LC/APC to LC/APC breakouts, 69m cable with 108 inch breakout length and 1.2MM Breakout Jacketing | CommScope® | RapidFiber® | RCP | Fiber patch panel ¦ with rapid cable
RCP-4ZBPUZ06945B |  | Variant of RAPID-FIBER-PANELS | RapidFiber® Termination Panel, 288-Position 4RU, singlemode, LC/APC to LC/APC breakouts, 69m cable with 45 inch breakout length and 1.2MM Breakout Jacketing | CommScope® | RapidFiber® | RCP | Fiber patch panel ¦ with rapid cable
RCP-4ZBPUZ09225B |  | Variant of RAPID-FIBER-PANELS | RapidFiber® Termination Panel, 288-Position 4RU, singlemode, LC/APC to LC/APC breakouts, 92m cable with 25 inch breakout length and 1.2MM Breakout Jacketing | CommScope® | RapidFiber® | RCP | Fiber patch panel ¦ with rapid cable
RCP-4ZBPUZ09239B |  | Variant of RAPID-FIBER-PANELS | RapidFiber® Termination Panel, 288-Position 4RU, singlemode, LC/APC to LC/APC breakouts, 92m cable with 39 inch breakout length and 1.2MM Breakout Jacketing | CommScope® | RapidFiber® | RCP | Fiber patch panel ¦ with rapid cable
RCP-4ZBPUZ09267B |  | Variant of RAPID-FIBER-PANELS | RapidFiber® Termination Panel, 288-Position 4RU, singlemode, LC/APC to LC/APC breakouts, 92m cable with 67 inch breakout length and 1.2MM Breakout Jacketing | CommScope® | RapidFiber® | RCP | Fiber patch panel ¦ with rapid cable
RCP-4ZBPUZ11409B |  | Variant of RAPID-FIBER-PANELS | RapidFiber® Termination Panel, 288-Position 4RU, singlemode, LC/APC to LC/APC breakouts, 114m cable with 108 inch breakout length and 1.2MM Breakout Jacketing | CommScope® | RapidFiber® | RCP | Fiber patch panel ¦ with rapid cable
RCP-4ZBPUZ11425B |  | Variant of RAPID-FIBER-PANELS | RapidFiber® Termination Panel, 288-Position 4RU, singlemode, LC/APC to LC/APC breakouts, 114m cable with 25 inch breakout length and 1.2MM Breakout Jacketing | CommScope® | RapidFiber® | RCP | Fiber patch panel ¦ with rapid cable
RCP-4ZBPUZ11467B |  | Variant of RAPID-FIBER-PANELS | RapidFiber® Termination Panel, 288-Position 4RU, singlemode, LC/APC to LC/APC breakouts, 114m cable with 67 inch breakout length and 1.2MM Breakout Jacketing | CommScope® | RapidFiber® | RCP | Fiber patch panel ¦ with rapid cable
RCP-4ZBPUZ13709B |  | Variant of RAPID-FIBER-PANELS | RapidFiber® Termination Panel, 288-Position 4RU, singlemode, LC/APC to LC/APC breakouts, 137m cable with 108 inch breakout length and 1.2MM Breakout Jacketing | CommScope® | RapidFiber® | RCP | Fiber patch panel ¦ with rapid cable
RCP-4ZBPUZ13767B |  | Variant of RAPID-FIBER-PANELS | RapidFiber® Termination Panel, 288-Position 4RU, singlemode, LC/APC to LC/APC breakouts, 137m cable with 67 inch breakout length and 1.2MM Breakout Jacketing | CommScope® | RapidFiber® | RCP | Fiber patch panel ¦ with rapid cable
RCP-4ZBPUZ16025B |  | Variant of RAPID-FIBER-PANELS | RapidFiber® Termination Panel, 288-Position 4RU, singlemode, LC/APC to LC/APC breakouts, 160m cable with 25 inch breakout length and 1.2MM Breakout Jacketing | CommScope® | RapidFiber® | RCP | Fiber patch panel ¦ with rapid cable
RCP-4ZBPUZ16045B |  | Variant of RAPID-FIBER-PANELS | RapidFiber® Termination Panel, 288-Position 4RU, singlemode, LC/APC to LC/APC breakouts, 160m cable with 45 inch breakout length and 1.2MM Breakout Jacketing | CommScope® | RapidFiber® | RCP | Fiber patch panel ¦ with rapid cable
RCP-4ZBPUZ16067B |  | Variant of RAPID-FIBER-PANELS | RapidFiber® Termination Panel, 288-Position 4RU, singlemode, LC/APC to LC/APC breakouts, 160m cable with 67 inch breakout length and 1.2MM Breakout Jacketing | CommScope® | RapidFiber® | RCP | Fiber patch panel ¦ with rapid cable
RCP-4ZBPUZ18345B |  | Variant of RAPID-FIBER-PANELS | RapidFiber® Termination Panel, 288-Position 4RU, singlemode, LC/APC to LC/APC breakouts, 183m cable with 45 inch breakout length and 1.2MM Breakout Jacketing | CommScope® | RapidFiber® | RCP | Fiber patch panel ¦ with rapid cable
RCP-4ZBPUZ18367B |  | Variant of RAPID-FIBER-PANELS | RapidFiber® Termination Panel, 288-Position 4RU, singlemode, LC/APC to LC/APC breakouts, 183m cable with 67 inch breakout length and 1.2MM Breakout Jacketing | CommScope® | RapidFiber® | RCP | Fiber patch panel ¦ with rapid cable
RCP-4ZBPUZ20625B |  | Variant of RAPID-FIBER-PANELS | RapidFiber® Termination Panel, 288-Position 4RU, singlemode, LC/APC to LC/APC breakouts, 206m cable with 25 inch breakout length and 1.2MM Breakout Jacketing | CommScope® | RapidFiber® | RCP | Fiber patch panel ¦ with rapid cable
RCP-4ZBPUZ20639B |  | Variant of RAPID-FIBER-PANELS | RapidFiber® Termination Panel, 288-Position 4RU, singlemode, LC/APC to LC/APC breakouts, 206m cable with 39 inch breakout length and 1.2MM Breakout Jacketing | CommScope® | RapidFiber® | RCP | Fiber patch panel ¦ with rapid cable
RCP-4ZBPUZ20645B |  | Variant of RAPID-FIBER-PANELS | RapidFiber® Termination Panel, 288-Position 4RU, singlemode, LC/APC to LC/APC breakouts, 206m cable with 45 inch breakout length and 1.2MM Breakout Jacketing | CommScope® | RapidFiber® | RCP | Fiber patch panel ¦ with rapid cable
RCP-4ZBPUZ20667B |  | Variant of RAPID-FIBER-PANELS | RapidFiber® Termination Panel, 288-Position 4RU, singlemode, LC/APC to LC/APC breakouts, 206m cable with 67 inch breakout length and 1.2MM Breakout Jacketing | CommScope® | RapidFiber® | RCP | Fiber patch panel ¦ with rapid cable
RCP-4ZBPUZ22909B |  | Variant of RAPID-FIBER-PANELS | RapidFiber® Termination Panel, 288-Position 4RU, singlemode, LC/APC to LC/APC breakouts, 229m cable with 108 inch breakout length and 1.2MM Breakout Jacketing | CommScope® | RapidFiber® | RCP | Fiber patch panel ¦ with rapid cable
RCP-4ZBPUZ22925B |  | Variant of RAPID-FIBER-PANELS | RapidFiber® Termination Panel, 288-Position 4RU, singlemode, LC/APC to LC/APC breakouts, 229m cable with 25 inch breakout length and 1.2MM Breakout Jacketing | CommScope® | RapidFiber® | RCP | Fiber patch panel ¦ with rapid cable
RCP-4ZBPUZ22945B |  | Variant of RAPID-FIBER-PANELS | RapidFiber® Termination Panel, 288-Position 4RU, singlemode, LC/APC to LC/APC breakouts, 229m cable with 45 inch breakout length and 1.2MM Breakout Jacketing | CommScope® | RapidFiber® | RCP | Fiber patch panel ¦ with rapid cable
RCP-4ZBPUK20639B |  | Variant of RAPID-FIBER-PANELS | RapidFiber® Termination Panel, 288-Position 4RU, singlemode, LC/APC to LC/UPC breakouts, 206m cable with 39 inch breakout length and 1.2MM Breakout Jacketing | CommScope® | RapidFiber® | RCP | Fiber patch panel ¦ with rapid cable
760245550 | ODF-ACC-BRK-23 | Variant of FLEX-CAB-ACCESSORIES | Flex Frame, 23" rack mount brack for Universal Splice cabinet, 1 kit per cabinet | CommScope® |  |  | Mounting bracket
760249074 | ODF- ACCCBLCLMP-19 | Variant of FLEX-CAB-ACCESSORIES | Flex Frame, Cable Clamp Management Bracket, 19" rack or wall. | CommScope® |  |  | Cable clamp
FGSB-MSHS-F10 |  | Variant of FGS-MSHS | FiberGuide® Horizontal Straight Section, 4x12in, 10ft Length, Black |  | FiberGuide® |  | Straight section
FGSB-MSHS-F-CF10 |  | Variant of FGS-MSHS | FiberGuide® Horizontal Straight Section with Center Divider, 4x12in, 10ft Length, Black |  | FiberGuide® |  | Straight section
760251763 | OCJ-EC-05MASCA-EC | Variant of OCJ | Fiber Optic Patch Cord, Simplex, Singlemode, LSZH, 2.4 mm diameter, LSH/APC to LSH/APC, tuned, grade B, yellow, 5 m |  |  | OCJ | Fiber patch cord ¦ simplex
760251762 | OCJ-EC-06MASCA-EC | Variant of OCJ | Fiber Optic Patch Cord, Simplex, Singlemode, LSZH, 2.4 mm diameter, LSH/APC to LSH/APC, tuned, grade B, yellow, 6 m |  |  | OCJ | Fiber patch cord ¦ simplex
760251761 | OCJ-EC-10MASCA-EC | Variant of OCJ | Fiber Optic Patch Cord, Simplex, Singlemode, LSZH, 2.4 mm diameter, LSH/APC to LSH/APC, tuned, grade B, yellow, 10 m |  |  | OCJ | Fiber patch cord ¦ simplex
760251759 | OCJ-EC-20MASCA-EC | Variant of OCJ | Fiber Optic Patch Cord, Simplex, Singlemode, LSZH, 2.4 mm diameter, LSH/APC to LSH/APC, tuned, grade B, yellow, 20 m |  |  | OCJ | Fiber patch cord ¦ simplex
760248796 | OCJ-L2-10MASIA-S2 | Variant of OCJ | Fiber Optic Patch Cord, Simplex, Singlemode, LC/APC to SC/APC, yellow, 10 m |  |  | OCJ | Fiber patch cord ¦ simplex
FGSB-ACC002 |  | Variant | FiberGuide® 4in Express Exit Left and Right Restraining Brackets, Kit of 10, Black |  | FiberGuide® |  | Accessory
760256125 | PPL-DM-8AP-8LC-SM-AS | Variant of PROPEL-MODULES | Propel ULL Singlemode MPO-08 Distribution Module, 4 duplex LC to 1X8f MPO/APC pinned, Method A Straight | CommScope® | Propel | PPL | Fiber module
760256130 | PPL-DM-8P-8LC-OM4-AF | Variant of PROPEL-MODULES | Propel ULL Multimode OM4 MPO-08 Distribution Module, 4 duplex LC to 1X8f MPO/UPC pinned, Method A Pairs Flipped | CommScope® | Propel | PPL | Fiber module
760256131 | PPL-DM-8AP-8LC-SM-AF | Variant of PROPEL-MODULES | Propel ULL Singlemode MPO-08 Distribution Module, 4 duplex LC to 1X8f MPO/APC pinned, Method A Pairs Flipped | CommScope® | Propel | PPL | Fiber module
760256134 | PPL-DM-12P-24LC-OM4-AF | Variant of PROPEL-MODULES | Propel ULL Multimode OM4 MPO-12 Distribution Module, 12 duplex LC to 2X12f MPO/UPC pinned, Method A Pairs Flipped | CommScope® | Propel | PPL | Fiber module
760256129 | PPL-DM-12AP-24LC-SM-AS | Variant of PROPEL-MODULES | Propel ULL Singlemode MPO-12 Distribution Module, 12 duplex LC to 2X12f MPO/APC pinned, Method A Straight | CommScope® | Propel | PPL | Fiber module
760256135 | PPL-DM-12AP-24LC-SM-AF | Variant of PROPEL-MODULES | Propel ULL Singlemode MPO-12 Distribution Module, 12 duplex LC to 2X12f MPO/APC pinned, Method A Pairs Flipped | CommScope® | Propel | PPL | Fiber module
760256472 | PPL-DM-24P-24LC-OM4-AS | Variant of PROPEL-MODULES | Propel ULL Multimode OM4 MPO-24 Distribution Module, 12 duplex LC to 1x24f MPO/UPC pinned, Method A Straight | CommScope® | Propel | PPL | Fiber module
760256473 | PPL-DM-24P-24LC-OM4-AF | Variant of PROPEL-MODULES | Propel ULL Multimode OM4 MPO-24 Distribution Module, 12 duplex LC to 1x24f MPO/UPC pinned, Method A Flipped | CommScope® | Propel | PPL | Fiber module
1RU-SP1264001 | 1RU SPLTR PNL 2X64 APC/LC | Variant of 1RU-SPLTR-PNLS | 1RU panel, 2X64 split ratio, 1 splitter, LC/APC connectors |  |  | 1RU | Splitter patch panel | Build America Buy America (BABA) compliant*
1RU-SP1116004 | 1RU SPLTR PNL (4) 1X16 APC/LC | Variant of 1RU-SPLTR-PNLS | 1RU panel, 1X16 split ratio, 4 splitters, LC/APC connectors |  |  | 1RU | Splitter patch panel | Build America Buy America (BABA) compliant*
760251755 | OCP-EC-02MASEN-XX | Variant of OCP | Fiber Optic Pigtail, Simplex, Singlemode, LSZH, 0.9 mm diameter, Grade B, LSH/APC to Stub, white, 2 m |  |  | OCP | Fiber pigtail ¦ jacketed
760255331 | OCJ-EC-03MASHA-L1 | Variant of OCJ | Fiber Optic Patch Cord, Duplex, Singlemode, LSH/APC to LC/UPC, 1.8 mm diameter, yellow, 3m |  |  | OCJ | Fiber patch cord ¦ duplex
760255327 | OCJ-EC-03MASIA-L1 | Variant of OCJ | Fiber Optic Patch Cord, Simplex, Singlemode, LSH/APC to LC/UPC, 1.8 mm diameter, yellow, 3m |  |  | OCJ | Fiber patch cord ¦ simplex
760255328 | OCJ-EC-10MASIA-L1 | Variant of OCJ | Fiber Optic Patch Cord, Simplex, Singlemode, LSH/APC to LC/UPC, 1.8 mm diameter, yellow, 10m |  |  | OCJ | Fiber patch cord ¦ simplex
760254867 | PPL-DM-NULL-8PLC-OM4-BEU | Variant of PROPEL-MODULES | Propel ULL Multimode OM4 MPO-08 front facing breakout module, 4 duplex LC to 1X8f MPO/UPC pinned, Method B Enhanced | CommScope® | Propel | PPL | Fiber module
CB9644-000 | OCJ-L1-10MASIA-S1 | Variant of OCJ | Fiber Optic Patch Cord, Simplex, Singlemode, LC/UPC to SC/UPC, yellow, 10 m |  |  | OCJ | Fiber patch cord ¦ simplex
760251848 | OCJ-L1-01MASIA-S2 | Variant of OCJ | Fiber Optic Patch Cord, Simplex, Singlemode, LC/UPC to SC/APC, yellow, 1 m |  |  | OCJ | Fiber patch cord ¦ simplex
760250393 | OCJ-L1-30MASIA-S2 | Variant of OCJ | Fiber Optic Patch Cord, Simplex, Singlemode, LC/UPC to SC/APC, yellow, 30 m |  |  | OCJ | Fiber patch cord ¦ simplex
2-1920533-0 | OCJ-L1-20MASIA-S2 | Variant of OCJ | Fiber Optic Patch Cord, Simplex, Singlemode, LC/UPC to SC/APC, yellow, 20 m |  |  | OCJ | Fiber patch cord ¦ simplex
760245626 | OCJ-L1-05MASIA-S3 | Variant of OCJ | Fiber Optic Patch Cord, Simplex, Singlemode, LC/UPC to SC/APC 9°, yellow, 5 m |  |  | OCJ | Fiber patch cord ¦ simplex
CC1782-000 | OCJ-L1-20MASIA-S3 | Variant of OCJ | Fiber Optic Patch Cord, Simplex, Singlemode, LC/UPC to SC/APC 9°, yellow, 20 m |  |  | OCJ | Fiber patch cord ¦ simplex
760245622 | OCJ-L1-25MASIA-S3 | Variant of OCJ | Fiber Optic Patch Cord, Simplex, Singlemode, LC/UPC to SC/APC 9°, yellow, 25 m |  |  | OCJ | Fiber patch cord ¦ simplex
760245625 | OCJ-L1-30MASIA-S3 | Variant of OCJ | Fiber Optic Patch Cord, Simplex, Singlemode, LC/UPC to SC/APC 9°, yellow, 30 m |  |  | OCJ | Fiber patch cord ¦ simplex
1920838-1 | OCJ-L1-01MASHA-S3 | Variant of OCJ | Fiber Optic Patch Cord, Duplex, Singlemode, LC/UPC to SC/APC 9°, yellow, 1 m |  |  | OCJ | Fiber patch cord ¦ duplex
1920838-5 | OCJ-L1-05MASHA-S3 | Variant of OCJ | Fiber Optic Patch Cord, Duplex, Singlemode, LC/UPC to SC/APC 9°, yellow, 5 m |  |  | OCJ | Fiber patch cord ¦ duplex
1-2055582-0 | OCJ-L1-10MASHA-S2 | Variant of OCJ | Fiber Optic Patch Cord, Duplex, Singlemode, LC/UPC to SC/APC, yellow, 10 m |  |  | OCJ | Fiber patch cord ¦ duplex
3-2055582-0 | OCJ-L1-30MASHA-S2 | Variant of OCJ | Fiber Optic Patch Cord, Duplex, Singlemode, LC/UPC to SC/APC, yellow, 30 m |  |  | OCJ | Fiber patch cord ¦ duplex
2055442-1 | OCJ-L1-01MASHA-S1 | Variant of OCJ | Fiber Optic Patch Cord, Duplex, Singlemode, LC/UPC to SC/UPC, yellow, 1 m |  |  | OCJ | Fiber patch cord ¦ duplex
2055315-1 | OCJ-L1-01MASHA-L2 | Variant of OCJ | Fiber Optic Patch Cord, Duplex, Singlemode, LC/UPC to LC/APC, yellow, 1 m |  |  | OCJ | Fiber patch cord ¦ duplex
CV6062-000 | OCJ-L1-03MASHA-L2 | Variant of OCJ | Fiber Optic Patch Cord, Duplex, Singlemode, LC/UPC to LC/APC, yellow, 3 m |  |  | OCJ | Fiber patch cord ¦ duplex
760245907 | OCJ-L1-03MASIA-L1 | Variant of OCJ | Fiber Optic Patch Cord, Simplex, Singlemode, LC/UPC to LC/UPC, yellow, 3 m |  |  | OCJ | Fiber patch cord ¦ simplex
760245620 | OCJ-L1-25MASIA-L1 | Variant of OCJ | Fiber Optic Patch Cord, Simplex, Singlemode, LC/UPC to LC/UPC, yellow, 25 m |  |  | OCJ | Fiber patch cord ¦ simplex
2056004-1 | OCJ-LG-01MASHA-LG | Variant of OCJ | Fiber Optic Patch Cord, Duplex, Singlemode, LC/APC to LC/APC, yellow, 1 m |  |  | OCJ | Fiber patch cord ¦ duplex
760248886 | OCJ-LG-03MASHA-LG | Variant of OCJ | Fiber Optic Patch Cord, Duplex, Singlemode, LC/APC to LC/APC, yellow, 3 m |  |  | OCJ | Fiber patch cord ¦ duplex
760252172 | OCJ-LG-01MASIA-LG | Variant of OCJ | Fiber Optic Patch Cord, Simplex, Singlemode, LC/APC to LC/APC, yellow, 1 m |  |  | OCJ | Fiber patch cord ¦ simplex
760250027 | OCJ-LG-03MASIA-LG | Variant of OCJ | Fiber Optic Patch Cord, Simplex, Singlemode, LC/APC to LC/APC, yellow, 3 m |  |  | OCJ | Fiber patch cord ¦ simplex
760250821 | OCJ-LG-15MASIA-LG | Variant of OCJ | Fiber Optic Patch Cord, Simplex, Singlemode, LC/APC to LC/APC, yellow, 15 m |  |  | OCJ | Fiber patch cord ¦ simplex
760248510 | OCJ-LG-03MASIA-SG | Variant of OCJ | Fiber Optic Patch Cord, Simplex, Singlemode, LC/APC to SC/APC, yellow, 3 m |  |  | OCJ | Fiber patch cord ¦ simplex
760250830 | OCJ-LG-08MASIA-SG | Variant of OCJ | Fiber Optic Patch Cord, Simplex, Singlemode, LC/APC to SC/APC, yellow, 8 m |  |  | OCJ | Fiber patch cord ¦ simplex
1-2160485-5 | OCJ-LG-15MASIA-SG | Variant of OCJ | Fiber Optic Patch Cord, Simplex, Singlemode, LC/APC to SC/APC, yellow, 15 m |  |  | OCJ | Fiber patch cord ¦ simplex
2-2160485-0 | OCJ-LG-20-MASIA-SG | Variant of OCJ | Fiber Optic Patch Cord, Simplex, Singlemode, LC/APC to SC/APC, yellow, 20 m |  |  | OCJ | Fiber patch cord ¦ simplex
2-1920721-5 | OCJ-L2-25MASHA-S2 | Variant of OCJ | Fiber Optic Patch Cord, Duplex, Singlemode, LC/APC to SC/APC, yellow, 25 m |  |  | OCJ | Fiber patch cord ¦ duplex
760248795 | OCJ-L2-01MASIA-S2 | Variant of OCJ | Fiber Optic Patch Cord, Simplex, Singlemode, LC/APC to SC/APC, yellow, 1 m |  |  | OCJ | Fiber patch cord ¦ simplex
1920750-2 | OCJ-L2-02MASIA-S2 | Variant of OCJ | Fiber Optic Patch Cord, Simplex, Singlemode, LC/APC to SC/APC, yellow, 2 m |  |  | OCJ | Fiber patch cord ¦ simplex
760245634 | OCJ-L2-03MASIA-S2 | Variant of OCJ | Fiber Optic Patch Cord, Simplex, Singlemode, LC/APC to SC/APC, yellow, 3 m |  |  | OCJ | Fiber patch cord ¦ simplex
1-1920750-5 | OCJ-L2-15MASIA-S2 | Variant of OCJ | Fiber Optic Patch Cord, Simplex, Singlemode, LC/APC to SC/APC, yellow, 15 m |  |  | OCJ | Fiber patch cord ¦ simplex
760240943 | OCJ-L2-03MASIA-S3 | Variant of OCJ | Fiber Optic Patch Cord, Simplex, Singlemode, LC/APC to SC/APC 9°, yellow, 3 m |  |  | OCJ | Fiber patch cord ¦ simplex
760242507 | OCJ-L2-10MASHA-S1 | Variant of OCJ | Fiber Optic Patch Cord, Duplex, Singlemode, LC/APC to SC/UPC, yellow, 10 m |  |  | OCJ | Fiber patch cord ¦ duplex
760249615 | OCJ-L2-02MASIA-S1 | Variant of OCJ | Fiber Optic Patch Cord, Simplex, Singlemode, LC/APC to SC/UPC, yellow, 2 m |  |  | OCJ | Fiber patch cord ¦ simplex
760252170 | OCJ-L2-05MASIA-S1 | Variant of OCJ | Fiber Optic Patch Cord, Simplex, Singlemode, LC/APC to SC/UPC, yellow, 5 m |  |  | OCJ | Fiber patch cord ¦ simplex
760254386 | OCJ-L2-10MASIA-S1 | Variant of OCJ | Fiber Optic Patch Cord, Simplex, Singlemode, LC/APC to SC/UPC, yellow, 10 m |  |  | OCJ | Fiber patch cord ¦ simplex
760242190 | OCJ-LF-02MASHA-LF | Variant of OCJ | Fiber Optic Patch Cord, Duplex, Singlemode, LC/UPC to LC/UPC, yellow, 2 m |  |  | OCJ | Fiber patch cord ¦ duplex
760250500 | OCJ-LF-01MASIA-LF | Variant of OCJ | Fiber Optic Patch Cord, Simplex, Singlemode, LC/UPC to LC/UPC, yellow, 1 m |  |  | OCJ | Fiber patch cord ¦ simplex
760250502 | OCJ-LF-05MASIA-LF | Variant of OCJ | Fiber Optic Patch Cord, Simplex, Singlemode, LC/UPC to LC/UPC, yellow, 5 m |  |  | OCJ | Fiber patch cord ¦ simplex
760250503 | OCJ-LF-10MASIA-LF | Variant of OCJ | Fiber Optic Patch Cord, Simplex, Singlemode, LC/UPC to LC/UPC, yellow, 10 m |  |  | OCJ | Fiber patch cord ¦ simplex
760250504 | OCJ-LF-15MASIA-LF | Variant of OCJ | Fiber Optic Patch Cord, Simplex, Singlemode, LC/UPC to LC/UPC, yellow, 15 m |  |  | OCJ | Fiber patch cord ¦ simplex
760250506 | OCJ-LF-25MASIA-LF | Variant of OCJ | Fiber Optic Patch Cord, Simplex, Singlemode, LC/UPC to LC/UPC, yellow, 25 m |  |  | OCJ | Fiber patch cord ¦ simplex
760254431 | OCJ-LF-03MASIA-SG | Variant of OCJ | Fiber Optic Patch Cord, Simplex, Singlemode, SC/APC to LC/UPC, yellow, 3 m |  |  | OCJ | Fiber patch cord ¦ simplex
760245912 | OCJ-LF-15MASIA-SG | Variant of OCJ | Fiber Optic Patch Cord, Simplex, Singlemode, SC/APC to LC/UPC, yellow, 15 m |  |  | OCJ | Fiber patch cord ¦ simplex
760252488 | OCJ-LF-02MASHA-SF | Variant of OCJ | Fiber Optic Patch Cord, Duplex, Singlemode, LC/UPC to SC/UPC, yellow, 2 m |  |  | OCJ | Fiber patch cord ¦ duplex
FGS-MEXP-E-ABF-NC |  | Variant | FiberGuide® 4-Inch Express Exit™, Cover Not Included, 4x4, 4x6, 4x12in, Yellow |  | FiberGuide® |  | Express exit
FGS-MEXP-G-ABF-NC |  | Variant | FiberGuide® 6-Inch Express Exit™, Cover Not Included, 4x4, 4x6, 4x12, 4x24in, Yellow |  | FiberGuide® |  | Express exit
760249502 | ODF-FF19CM | Variant of FLEX-CAB-ACCESSORIES | Flex Frame, rack RU label kit | CommScope® |  |  | Label kit
760241830 | MFPS-IED-P-SKL1-216 | Variant of MFPS-PANELS | MFPS Fiber Optic panel, 3RU, 72 fibers/RU, splice/patch, SMOUV/front patch cords orientation to the left, 216 LC/UPC, grade C | CommScope® |  | MFPS | Fiber patch/splice panel
760244643 | MFPS-IED-P-SKL2-216 | Variant of MFPS-PANELS | MFPS Fiber Optic panel, 3RU, 72 fibers/RU, splice/patch, SMOUV/front patch cords orientation to the left, 216 LC/APC, grade C | CommScope® |  | MFPS | Fiber patch/splice panel
760242853 | MFPS-IHD-P-PMS1-144 | Variant of MFPS-PANELS | MFPS Fiber Optic panel, 3RU, 48 fibers/RU, patch/patch, front patch cords orientation to the left, 144 SC/UPC | CommScope® |  | MFPS | Fiber patch panel
760245919 | MFPS-IHD-P-SKL1-144 | Variant of MFPS-PANELS | MFPS Fiber Optic panel, 3RU, 48 fibers/RU, splice/patch, SMOUV/front patch cords orientation to the left, 144 LC/UPC, grade C | CommScope® |  | MFPS | Fiber patch/splice panel
760248535 | MFPS-IHD-P-SLE9-144 | Variant of MFPS-PANELS | MFPS Fiber Optic panel, 3RU, 48 fibers/RU, splice/patch, ANT/front patch cords orientation to the left, 144 LSH/UPC, grade B | CommScope® |  | MFPS | Fiber patch/splice panel
760245768 | MFPS-IXD-P-SLL2-288 | Variant of MFPS-PANELS | MFPS Fiber Optic panel, 3RU, 96 fibers/RU, splice/patch, ANT/front patch cords orientation to the left, 288 LC/APC, grade C | CommScope® |  | MFPS | Fiber patch/splice panel
760248344 | MFPS-IXD-P-SLLG-288 | Variant of MFPS-PANELS | MFPS Fiber Optic panel, 3RU, 96 fibers/RU, splice/patch, ANT/front patch cords orientation to the left, 288 LC/APC, grade B | CommScope® |  | MFPS | Fiber patch/splice panel
760241574 | MFPS-JED-P-SIL2-144 | Variant of MFPS-PANELS | MFPS Fiber Optic panel, 2RU, 72 fibers/RU, splice/patch, SMOUV/front patch cords orientation to the right, 144 LC/APC, grade C | CommScope® |  | MFPS | Fiber patch/splice panel
760240724 | MFPS-JED-P-SILG-144 | Variant of MFPS-PANELS | MFPS Fiber Optic panel, 2RU, 72 fibers/RU, splice/patch, SMOUV/front patch cords orientation to the right, 144 LC/APC, grade B | CommScope® |  | MFPS | Fiber patch/splice panel
760241521 | MFPS-JED-P-SKLF-144 | Variant of MFPS-PANELS | MFPS Fiber Optic panel, 2RU, 72 fibers/RU, splice/patch, SMOUV/front patch cords orientation to the left, 144 LC/UPC, grade B | CommScope® |  | MFPS | Fiber patch/splice panel
760240725 | MFPS-JED-P-SKLG-144 | Variant of MFPS-PANELS | MFPS Fiber Optic panel, 2RU, 72 fibers/RU, splice/patch, SMOUV/front patch cords orientation to the left, 144 LC/APC, grade B | CommScope® |  | MFPS | Fiber patch/splice panel
760242173 | MFPS-JHD-P-SKL1-096 | Variant of MFPS-PANELS | MFPS Fiber Optic panel, 2RU, 48 fibers/RU, splice/patch, SMOUV/front patch cords orientation to the left, 96 LC/UPC, grade C | CommScope® |  | MFPS | Fiber patch/splice panel
760241575 | MFPS-JHD-P-SKL2-096 | Variant of MFPS-PANELS | MFPS Fiber Optic panel, 2RU, 48 fibers/RU, splice/patch, SMOUV/front patch cords orientation to the left, 96 LC/APC, grade C | CommScope® |  | MFPS | Fiber patch/splice panel
760244419 | MFPS-JHD-P-SKS1-096 | Variant of MFPS-PANELS | MFPS Fiber Optic panel, 2RU, 48 fibers/RU, splice/patch, SMOUV/front patch cords orientation to the left, 96 SC/UPC, grade C | CommScope® |  | MFPS | Fiber patch/splice panel
760248534 | MFPS-JHD-P-SLE9-096 | Variant of MFPS-PANELS | MFPS Fiber Optic panel, 2RU, 48 fibers/RU, splice/patch, ANT/front patch cords orientation to the left, 96 LSH/APC, superior grade B | CommScope® |  | MFPS | Fiber patch/splice panel
760242376 | MFPS-JXD-P-SKL2-192 | Variant of MFPS-PANELS | MFPS Fiber Optic panel, 2RU, 96 fibers/RU, splice/patch, SMOUV/front patch cords orientation to the left, 192 LC/APC, grade C | CommScope® |  | MFPS | Fiber patch/splice panel
760245767 | MFPS-JXD-P-SLL2-192 | Variant of MFPS-PANELS | MFPS Fiber Optic panel, 2RU, 96 fibers/RU, splice/patch, ANT/front patch cords orientation to the left, 192 LC/APC, grade C | CommScope® |  | MFPS | Fiber patch/splice panel
760252489 | OCJ-LF-05MASHA-SF | Variant of OCJ | Fiber Optic Patch Cord, Duplex, Singlemode, LC/UPC to SC/UPC, yellow, 5 m |  |  | OCJ | Fiber patch cord ¦ duplex
760252491 | OCJ-LF-15MASHA-SF | Variant of OCJ | Fiber Optic Patch Cord, Duplex, Singlemode, LC/UPC to SC/UPC, yellow, 15 m |  |  | OCJ | Fiber patch cord ¦ duplex
1-2055253-5 | OCJ-S2-15MASIA-S2 | Variant of OCJ | Fiber Optic Patch Cord, Simplex, Singlemode, SC/APC to SC/APC, yellow, 15 m |  |  | OCJ | Fiber patch cord ¦ simplex
760241463 | OCJ-S2-02MASIA-S3 | Variant of OCJ | Fiber Optic Patch Cord, Simplex, Singlemode, SC/APC to SC/APC 9°, yellow, 2 m |  |  | OCJ | Fiber patch cord ¦ simplex
760254254 | OCJ-SH-01MASIA-SH | Variant of OCJ | Fiber Optic Patch Cord, Simplex, Singlemode, SC/APC 9° to SC/APC 9°, yellow, 1 m |  |  | OCJ | Fiber patch cord ¦ simplex
760252505 | OCJ-S3-01MASIA-S1 | Variant of OCJ | Fiber Optic Patch Cord, Simplex, Singlemode, SC/APC 9° to SC/UPC, yellow, 1 m |  |  | OCJ | Fiber patch cord ¦ simplex
760253274 | OCJ-SF-02MASHA-SF | Variant of OCJ | Fiber Optic Patch Cord, Duplex, Singlemode, SC/UPC to SC/UPC, yellow, 2 m |  |  | OCJ | Fiber patch cord ¦ duplex
1-2160363-0 | OCJ-S1-10MASIA-S2 | Variant of OCJ | Fiber Optic Patch Cord, Simplex, Singlemode, SC/UPC to SC/APC, yellow, 10 m |  |  | OCJ | Fiber patch cord ¦ simplex
760253713 | OCJ-S1-03MASHA-L1 | Variant of OCJ | Fiber Optic Patch Cord, Duplex, Singlemode, LC/UPC to SC/UPC, yellow, 3 m |  |  | OCJ | Fiber patch cord ¦ duplex
760253714 | OCJ-S1-05MASHA-L1 | Variant of OCJ | Fiber Optic Patch Cord, Duplex, Singlemode, LC/UPC to SC/UPC, yellow, 5 m |  |  | OCJ | Fiber patch cord ¦ duplex
760253385 | OCJ-S1-10MASHA-L1 | Variant of OCJ | Fiber Optic Patch Cord, Duplex, Singlemode, LC/UPC to SC/UPC, yellow, 10 m |  |  | OCJ | Fiber patch cord ¦ duplex
760253386 | OCJ-S1-15MASHA-L1 | Variant of OCJ | Fiber Optic Patch Cord, Duplex, Singlemode, LC/UPC to SC/UPC, yellow, 15 m |  |  | OCJ | Fiber patch cord ¦ duplex
2055083-1 | OCJ-S1-01MASHA-S2 | Variant of OCJ | Fiber Optic Patch Cord, Duplex, Singlemode, SC/UPC to SC/APC, yellow, 1 m |  |  | OCJ | Fiber patch cord ¦ duplex
2055083-3 | OCJ-S1-03MASHA-S2 | Variant of OCJ | Fiber Optic Patch Cord, Duplex, Singlemode, SC/UPC to SC/APC, yellow, 3 m |  |  | OCJ | Fiber patch cord ¦ duplex
2055083-5 | OCJ-S1-05MASHA-S2 | Variant of OCJ | Fiber Optic Patch Cord, Duplex, Singlemode, SC/UPC to SC/APC, yellow, 5 m |  |  | OCJ | Fiber patch cord ¦ duplex
1-2055083-0 | OCJ-S1-10MASHA-S2 | Variant of OCJ | Fiber Optic Patch Cord, Duplex, Singlemode, SC/UPC to SC/APC, yellow, 10 m |  |  | OCJ | Fiber patch cord ¦ duplex
760253381 | OCJ-SF-03MASHA-SF | Variant of OCJ | Fiber Optic Patch Cord, Duplex, Singlemode, SC/UPC to SC/UPC, yellow, 3 m |  |  | OCJ | Fiber patch cord ¦ duplex
760253276 | OCJ-SF-10MASHA-SF | Variant of OCJ | Fiber Optic Patch Cord, Duplex, Singlemode, SC/UPC to SC/UPC, yellow, 10 m |  |  | OCJ | Fiber patch cord ¦ duplex
760253277 | OCJ-SF-15MASHA-SF | Variant of OCJ | Fiber Optic Patch Cord, Duplex, Singlemode, SC/UPC to SC/UPC, yellow, 15 m |  |  | OCJ | Fiber patch cord ¦ duplex
760253383 | OCJ-S1-15MASHA-S1 | Variant of OCJ | Fiber Optic Patch Cord, Duplex, Singlemode, SC/UPC to SC/UPC, yellow, 15 m |  |  | OCJ | Fiber patch cord ¦ duplex
760245629 | OCJ-S1-02MASIA-S3 | Variant of OCJ | Fiber Optic Patch Cord, Simplex, Singlemode, SC/UPC to SC/APC 9°, yellow, 2 m |  |  | OCJ | Fiber patch cord ¦ simplex
760245632 | OCJ-S1-20MASIA-S3 | Variant of OCJ | Fiber Optic Patch Cord, Simplex, Singlemode, SC/UPC to SC/APC 9°, yellow, 20 m |  |  | OCJ | Fiber patch cord ¦ simplex
760245630 | OCJ-S1-25MASIA-S3 | Variant of OCJ | Fiber Optic Patch Cord, Simplex, Singlemode, SC/UPC to SC/APC 9°, yellow, 25 m |  |  | OCJ | Fiber patch cord ¦ simplex
1-1920751-5 | OCJ-S1-15MASIA-S1 | Variant of OCJ | Fiber Optic Patch Cord, Simplex, Singlemode, SC/UPC to SC/UPC, yellow, 15 m |  |  | OCJ | Fiber patch cord ¦ simplex
2160634-2 | OCP-S1-02MASEN-XX-(12COL) | Variant of OCP | Fiber Optic Pigtail, Simplex, Singlemode, SC/UPC to Stub, 0.9 mm diameter, multicolor, 2 m |  |  | OCP | Fiber pigtail ¦ jacketed
PPLA3G8LCQP8 |  | Variant of PROPEL-CABLED-MODULES | Propel ULL Singlemode Cabled Module, 1x8 duplex LC Propel module on End A to 1x8f MPO/UPC non-pinned on End B, 8 fiber B2ca Trunk, Method A |  | Propel | PPL | Fiber cabled module
PPLUJGRSNUCQ |  | Variant of PROPEL-CABLED-MODULES | Propel ULL Singlemode Cabled Module, 8x16 duplex SN Propel module on End A to stub on End B, 128 fiber LSZH Trunk, Method B Enhanced |  | Propel | PPL | Fiber cabled module
PPLUGVFLC2XH |  | Variant of PROPEL-CABLED-MODULES | Propel ULL Multimode OM5 Cabled Module, 2x24f LC Propel module on End A to 2x24f MPO/UPC pinned on End B, 48 fiber Plenum Trunk, Method B Enhanced |  | Propel | PPL | Fiber cabled module
PPLA3XDLCMPF |  | Variant of PROPEL-CABLED-MODULES | Propel ULL Multimode OM4 Cabled Module, 2x12 duplex LC Propel module on End A to 2x12f MPO/UPC non-pinned on End B, 24 fiber B2ca Trunk, Method A |  | Propel | PPL | Fiber cabled module
PPLUGGFLCLCH |  | Variant of PROPEL-CABLED-MODULES | Propel ULL Singlemode Cabled Module, 2x2f duplex LC Propel module on End A to 2x24 on End B, 48 fiber Plenum Trunk, Method B Enhanced |  | Propel | PPL | Fiber cabled module
PPLU3GRSNUCL |  | Variant of PROPEL-CABLED-MODULES | Propel ULL Singlemode Cabled Module, 6x16 duplex SN Propel module on End A to 6x16 on End B, 96 fiber B2ca Trunk, Method B Enhanced |  | Propel | PPL | Fiber cabled module
PPLUJXDLCLCH |  | Variant of PROPEL-CABLED-MODULES | Propel ULL Multimode OM4 Cabled Module, 4x12 duplex LC Propel module on End A to 4x12 on End B, 48 fiber LSZH Trunk, Method B Enhanced |  | Propel | PPL | Fiber cabled module
PPLAJGRSNRXU |  | Variant of PROPEL-CABLED-MODULES | Propel ULL Singlemode Cabled Module, 4x16 duplex SN Propel module on End A to 4x16 on End B, 64 fiber LSZH Trunk, Method A |  | Propel | PPL | Fiber cabled module
PPLARXRLCRVR |  | Variant of PROPEL-CABLED-MODULES | Propel ULL Multimode OM4 Cabled Module, 1x16 duplex LC Propel module on End A to 1x16f MPO/APC non-pinned Multimode on End B, 16 fiber LSZH Patchcord, Method A |  | Propel | PPL | Fiber cabled module
PPLAGVFLC2XF |  | Variant of PROPEL-CABLED-MODULES | Propel ULL Multimode OM5 Cabled Module, 1x24f duplex LC Propel module on End A to 1x24f MPO/UPC pinned on End B, 24 fiber Plenum Trunk, Method A |  | Propel | PPL | Fiber cabled module
PPLA3XDLCMPG |  | Variant of PROPEL-CABLED-MODULES | Propel ULL Multimode OM4 Cabled Module, 3x12 duplex LC Propel module on End A to 1x12f MPO/UPC non-pinned on End B, 36 fiber B2ca Trunk, Method A |  | Propel | PPL | Fiber cabled module
PPLAJV8LCQP8 |  | Variant of PROPEL-CABLED-MODULES | Propel ULL Multimode OM5 Cabled Module, 1x8 duplex LC Propel module on End A to 1x8f MPO/UPC non-pinned on End B, 8 fiber LSZH Trunk, Method A |  | Propel | PPL | Fiber cabled module
PPLUJXDLCLCK |  | Variant of PROPEL-CABLED-MODULES | Propel ULL Multimode OM4 Cabled Module, 6x12 duplex LC Propel module on End A to 6x12 on End B, 72 fiber LSZH Trunk, Method B Enhanced |  | Propel | PPL | Fiber cabled module
PPLUGVFLC2XK |  | Variant of PROPEL-CABLED-MODULES | Propel ULL Multimode OM5 Cabled Module, 3x2f duplex LC Propel module on End A to 1x24f MPO/UPC pinned on End B, 72 fiber Plenum Trunk, Method B Enhanced |  | Propel | PPL | Fiber cabled module
PPLAGVFLC2XH |  | Variant of PROPEL-CABLED-MODULES | Propel ULL Multimode OM5 Cabled Module, 2x2f duplex LC Propel module on End A to 1x24f MPO/UPC pinned on End B, 48 fiber Plenum Trunk, Method A |  | Propel | PPL | Fiber cabled module
PPLUJG8LCLCK |  | Variant of PROPEL-CABLED-MODULES | Propel ULL Singlemode Cabled Module, 9x8 duplex LC Propel module on End A to 9x8 on End B, 72 fiber LSZH Trunk, Method B Enhanced |  | Propel | PPL | Fiber cabled module
PPLUJXDLCLCL |  | Variant of PROPEL-CABLED-MODULES | Propel ULL Multimode OM4 Cabled Module, 8x12 duplex LC Propel module on End A to 8x12 on End B, 96 fiber LSZH Trunk, Method B Enhanced |  | Propel | PPL | Fiber cabled module
PPLUGVFLC2XL |  | Variant of PROPEL-CABLED-MODULES | Propel ULL Multimode OM5 Cabled Module, 4x2f duplex LC Propel module on End A to 1x24f MPO/UPC pinned on End B, 96 fiber Plenum Trunk, Method B Enhanced |  | Propel | PPL | Fiber cabled module
PPLU3G8LCLC8 |  | Variant of PROPEL-CABLED-MODULES | Propel ULL Singlemode Cabled Module, 1x8 duplex LC Propel module on End A to 1x8 on End B, 8 fiber B2ca Trunk, Method B Enhanced |  | Propel | PPL | Fiber cabled module
PPLU3G8LCLCF |  | Variant of PROPEL-CABLED-MODULES | Propel ULL Singlemode Cabled Module, 3x8 duplex LC Propel module on End A to 3x8 on End B, 24 fiber B2ca Trunk, Method B Enhanced |  | Propel | PPL | Fiber cabled module
PPLUJGRSNUCU |  | Variant of PROPEL-CABLED-MODULES | Propel ULL Singlemode Cabled Module, 4x16 duplex SN Propel module on End A to 4x16 on End B, 64 fiber LSZH Trunk, Method B Enhanced |  | Propel | PPL | Fiber cabled module
PPLAGVFLC2XL |  | Variant of PROPEL-CABLED-MODULES | Propel ULL Multimode OM5 Cabled Module, 4x2f duplex LC Propel module on End A to 1x24f MPO/UPC pinned on End B, 96 fiber Plenum Trunk, Method A |  | Propel | PPL | Fiber cabled module
PPLU3GRSNUCR |  | Variant of PROPEL-CABLED-MODULES | Propel ULL Singlemode Cabled Module, 1x16 duplex SN Propel module on End A to 1x16 on End B, 16 fiber B2ca Trunk, Method B Enhanced |  | Propel | PPL | Fiber cabled module
PPLAJV8LCQPK |  | Variant of PROPEL-CABLED-MODULES | Propel ULL Multimode OM5 Cabled Module, 9x8 duplex LC Propel module on End A to 1x8f MPO/UPC non-pinned on End B, 72 fiber LSZH Trunk, Method A |  | Propel | PPL | Fiber cabled module
PPLUGGFLCUCF |  | Variant of PROPEL-CABLED-MODULES | Propel ULL Singlemode Cabled Module, 1x2f duplex LC Propel module on End A to Stub on End B, 24 fiber Plenum Trunk, Method B Enhanced |  | Propel | PPL | Fiber cabled module
PPLUGVFLCLCF |  | Variant of PROPEL-CABLED-MODULES | Propel ULL Multimode OM5 Cabled Module, 1x24f duplex LC Propel module on End A to 1x24 on End B, 24 fiber Plenum Trunk, Method B Enhanced |  | Propel | PPL | Fiber cabled module
PPLA3G8LCQPM |  | Variant of PROPEL-CABLED-MODULES | Propel ULL Singlemode Cabled Module, 18x8 duplex LC Propel module on End A to 1x8f MPO/UPC non-pinned on End B, 144 fiber B2ca Trunk, Method A |  | Propel | PPL | Fiber cabled module
PPLUJV8LCLC8 |  | Variant of PROPEL-CABLED-MODULES | Propel ULL Multimode OM5 Cabled Module, 1x8 duplex LC Propel module on End A to 1x8 on End B, 8 fiber LSZH Trunk, Method B Enhanced |  | Propel | PPL | Fiber cabled module
PPLU3XDLCLCF |  | Variant of PROPEL-CABLED-MODULES | Propel ULL Multimode OM4 Cabled Module, 2x12 duplex LC Propel module on End A to 2x12 on End B, 24 fiber B2ca Trunk, Method B Enhanced |  | Propel | PPL | Fiber cabled module
PPLAJV8LCQPL |  | Variant of PROPEL-CABLED-MODULES | Propel ULL Multimode OM5 Cabled Module, 12x8 duplex LC Propel module on End A to 1x8f MPO/UPC non-pinned on End B, 96 fiber LSZH Trunk, Method A |  | Propel | PPL | Fiber cabled module
PPLUGGFLCUCH |  | Variant of PROPEL-CABLED-MODULES | Propel ULL Singlemode Cabled Module, 2x2f duplex LC Propel module on End A to Stub on End B, 48 fiber Plenum Trunk, Method B Enhanced |  | Propel | PPL | Fiber cabled module
PPLA3XDLCMPM |  | Variant of PROPEL-CABLED-MODULES | Propel ULL Multimode OM4 Cabled Module, 12x12 duplex LC Propel module on End A to 1x12f MPO/UPC non-pinned on End B, 144 fiber B2ca Trunk, Method A |  | Propel | PPL | Fiber cabled module
PPLUJG8LCLCN |  | Variant of PROPEL-CABLED-MODULES | Propel ULL Singlemode Cabled Module, 24x8 duplex LC Propel module on End A to 24x8 on End B, 192 fiber LSZH Trunk, Method B Enhanced |  | Propel | PPL | Fiber cabled module
PPLUJV8LCLCF |  | Variant of PROPEL-CABLED-MODULES | Propel ULL Multimode OM5 Cabled Module, 3x8 duplex LC Propel module on End A to 3x8 on End B, 24 fiber LSZH Trunk, Method B Enhanced |  | Propel | PPL | Fiber cabled module
PPLUJXDLCMPD |  | Variant of PROPEL-CABLED-MODULES | Propel ULL Multimode OM4 Cabled Module, 1x12 duplex LC Propel module on End A to 1x12f MPO/UPC non-pinned on End B, 12 fiber LSZH Trunk, Method B Enhanced |  | Propel | PPL | Fiber cabled module
PPLU3G8LCLCL |  | Variant of PROPEL-CABLED-MODULES | Propel ULL Singlemode Cabled Module, 12x8 duplex LC Propel module on End A to 12x8 on End B, 96 fiber B2ca Trunk, Method B Enhanced |  | Propel | PPL | Fiber cabled module
PPLA3XDLCMPN |  | Variant of PROPEL-CABLED-MODULES | Propel ULL Multimode OM4 Cabled Module, 16x12 duplex LC Propel module on End A to 1x12f MPO/UPC non-pinned on End B, 192 fiber B2ca Trunk, Method A |  | Propel | PPL | Fiber cabled module
PPLUJV8LCLCH |  | Variant of PROPEL-CABLED-MODULES | Propel ULL Multimode OM5 Cabled Module, 6x8 duplex LC Propel module on End A to 6x8 on End B, 48 fiber LSZH Trunk, Method B Enhanced |  | Propel | PPL | Fiber cabled module
PPLUGGFLCUCK |  | Variant of PROPEL-CABLED-MODULES | Propel ULL Singlemode Cabled Module, 3x2f duplex LC Propel module on End A to Stub on End B, 72 fiber Plenum Trunk, Method B Enhanced |  | Propel | PPL | Fiber cabled module
PPLUGVFLCLCH |  | Variant of PROPEL-CABLED-MODULES | Propel ULL Multimode OM5 Cabled Module, 2x2f duplex LC Propel module on End A to 2x24 on End B, 48 fiber Plenum Trunk, Method B Enhanced |  | Propel | PPL | Fiber cabled module
PPLU3XDLCLCH |  | Variant of PROPEL-CABLED-MODULES | Propel ULL Multimode OM4 Cabled Module, 4x12 duplex LC Propel module on End A to 4x12 on End B, 48 fiber B2ca Trunk, Method B Enhanced |  | Propel | PPL | Fiber cabled module
PPLAGVRLCRVH |  | Variant of PROPEL-CABLED-MODULES | Propel ULL Multimode OM5 Cabled Module, 3x16 duplex LC Propel module on End A to 1x16f MPO/APC non-pinned Multimode on End B, 48 fiber Plenum Trunk, Method A |  | Propel | PPL | Fiber cabled module
PPLU3V8LCLC8 |  | Variant of PROPEL-CABLED-MODULES | Propel ULL Multimode OM5 Cabled Module, 1x8 duplex LC Propel module on End A to 1x8 on End B, 8 fiber B2ca Trunk, Method B Enhanced |  | Propel | PPL | Fiber cabled module
PPLUJXDLCMPF |  | Variant of PROPEL-CABLED-MODULES | Propel ULL Multimode OM4 Cabled Module, 2x12 duplex LC Propel module on End A to 1x12f MPO/UPC non-pinned on End B, 24 fiber LSZH Trunk, Method B Enhanced |  | Propel | PPL | Fiber cabled module
PPLU3G8LCLCM |  | Variant of PROPEL-CABLED-MODULES | Propel ULL Singlemode Cabled Module, 18x8 duplex LC Propel module on End A to 18x8 on End B, 144 fiber B2ca Trunk, Method B Enhanced |  | Propel | PPL | Fiber cabled module
PPLUJG8LCLCS |  | Variant of PROPEL-CABLED-MODULES | Propel ULL Singlemode Cabled Module, 4x8 duplex LC Propel module on End A to 4x8 on End B, 32 fiber LSZH Trunk, Method B Enhanced |  | Propel | PPL | Fiber cabled module
PPLUGGFLCUCL |  | Variant of PROPEL-CABLED-MODULES | Propel ULL Singlemode Cabled Module, 4x2f duplex LC Propel module on End A to Stub on End B, 96 fiber Plenum Trunk, Method B Enhanced |  | Propel | PPL | Fiber cabled module
PPLA3G8LCQPS |  | Variant of PROPEL-CABLED-MODULES | Propel ULL Singlemode Cabled Module, 4x8 duplex LC Propel module on End A to 1x8f MPO/UPC non-pinned on End B, 32 fiber B2ca Trunk, Method A |  | Propel | PPL | Fiber cabled module
PPLUGVFLCLCK |  | Variant of PROPEL-CABLED-MODULES | Propel ULL Multimode OM5 Cabled Module, 3x2f duplex LC Propel module on End A to 3x24 on End B, 72 fiber Plenum Trunk, Method B Enhanced |  | Propel | PPL | Fiber cabled module
PPLU3V8LCLCF |  | Variant of PROPEL-CABLED-MODULES | Propel ULL Multimode OM5 Cabled Module, 3x8 duplex LC Propel module on End A to 3x8 on End B, 24 fiber B2ca Trunk, Method B Enhanced |  | Propel | PPL | Fiber cabled module
PPLA3XDLCMXD |  | Variant of PROPEL-CABLED-MODULES | Propel ULL Multimode OM4 Cabled Module, 1x12 duplex LC Propel module on End A to 1x12f MPO/UPC pinned on End B, 12 fiber B2ca Trunk, Method A |  | Propel | PPL | Fiber cabled module
PPLU3G8LCLCN |  | Variant of PROPEL-CABLED-MODULES | Propel ULL Singlemode Cabled Module, 24x8 duplex LC Propel module on End A to 24x8 on End B, 192 fiber B2ca Trunk, Method B Enhanced |  | Propel | PPL | Fiber cabled module
PPLA3G8LCQPU |  | Variant of PROPEL-CABLED-MODULES | Propel ULL Singlemode Cabled Module, 8x8 duplex LC Propel module on End A to 1x8f MPO/UPC non-pinned on End B, 64 fiber B2ca Trunk, Method A |  | Propel | PPL | Fiber cabled module
PPLUJG8LCLCU |  | Variant of PROPEL-CABLED-MODULES | Propel ULL Singlemode Cabled Module, 8x8 duplex LC Propel module on End A to 8x8 on End B, 64 fiber LSZH Trunk, Method B Enhanced |  | Propel | PPL | Fiber cabled module
PPLA3XDLCMXF |  | Variant of PROPEL-CABLED-MODULES | Propel ULL Multimode OM4 Cabled Module, 2x12 duplex LC Propel module on End A to 1x12f MPO/UPC pinned on End B, 24 fiber B2ca Trunk, Method A |  | Propel | PPL | Fiber cabled module
PPLAJV8LCQPS |  | Variant of PROPEL-CABLED-MODULES | Propel ULL Multimode OM5 Cabled Module, 4x8 duplex LC Propel module on End A to 1x8f MPO/UPC non-pinned on End B, 32 fiber LSZH Trunk, Method A |  | Propel | PPL | Fiber cabled module
PPLU3G8LCLCR |  | Variant of PROPEL-CABLED-MODULES | Propel ULL Singlemode Cabled Module, 2x8 duplex LC Propel module on End A to 2x8 on End B, 16 fiber B2ca Trunk, Method B Enhanced |  | Propel | PPL | Fiber cabled module
PPLA3G8LCQX8 |  | Variant of PROPEL-CABLED-MODULES | Propel ULL Singlemode Cabled Module, 1x8 duplex LC Propel module on End A to 1x8f MPO/UPC pinned on End B, 8 fiber B2ca Trunk, Method A |  | Propel | PPL | Fiber cabled module
PPLU3V8LCLCK |  | Variant of PROPEL-CABLED-MODULES | Propel ULL Multimode OM5 Cabled Module, 9x8 duplex LC Propel module on End A to 9x8 on End B, 72 fiber B2ca Trunk, Method B Enhanced |  | Propel | PPL | Fiber cabled module
PPLUGGFSN2PH |  | Variant of PROPEL-CABLED-MODULES | Propel ULL Singlemode Cabled Module, 2x2f duplex SN Propel module on End A to 2x24 on End B, 48 fiber Plenum Trunk, Method B Enhanced |  | Propel | PPL | Fiber cabled module
PPLUJXDLCMPK |  | Variant of PROPEL-CABLED-MODULES | Propel ULL Multimode OM4 Cabled Module, 6x12 duplex LC Propel module on End A to 1x12f MPO/UPC non-pinned on End B, 72 fiber LSZH Trunk, Method B Enhanced |  | Propel | PPL | Fiber cabled module
PPLU3G8LCLCS |  | Variant of PROPEL-CABLED-MODULES | Propel ULL Singlemode Cabled Module, 4x8 duplex LC Propel module on End A to 4x8 on End B, 32 fiber B2ca Trunk, Method B Enhanced |  | Propel | PPL | Fiber cabled module
PPLU3XDLCLCN |  | Variant of PROPEL-CABLED-MODULES | Propel ULL Multimode OM4 Cabled Module, 16x12 duplex LC Propel module on End A to 16x12 on End B, 192 fiber B2ca Trunk, Method B Enhanced |  | Propel | PPL | Fiber cabled module
PPLU3V8LCLCL |  | Variant of PROPEL-CABLED-MODULES | Propel ULL Multimode OM5 Cabled Module, 12x8 duplex LC Propel module on End A to 12x8 on End B, 96 fiber B2ca Trunk, Method B Enhanced |  | Propel | PPL | Fiber cabled module
PPLA3XDLCMXH |  | Variant of PROPEL-CABLED-MODULES | Propel ULL Multimode OM4 Cabled Module, 4x12 duplex LC Propel module on End A to 1x12f MPO/UPC pinned on End B, 48 fiber B2ca Trunk, Method A |  | Propel | PPL | Fiber cabled module
PPLAJG8LCQPN |  | Variant of PROPEL-CABLED-MODULES | Propel ULL Singlemode Cabled Module, 24x8 duplex LC Propel module on End A to 1x8f MPO/UPC non-pinned on End B, 192 fiber LSZH Trunk, Method A |  | Propel | PPL | Fiber cabled module
PPLUGXDLCLCP |  | Variant of PROPEL-CABLED-MODULES | Propel ULL Multimode OM4 Cabled Module, 24x12 duplex LC Propel module on End A to 24x12 on End B, 288 fiber Plenum Trunk, Method B Enhanced |  | Propel | PPL | Fiber cabled module
PPLUGV8LCLCK |  | Variant of PROPEL-CABLED-MODULES | Propel ULL Multimode OM5 Cabled Module, 9x8 duplex LC Propel module on End A to 9x8 on End B, 72 fiber Plenum Trunk, Method B Enhanced |  | Propel | PPL | Fiber cabled module
PPLU3VFLCUCF |  | Variant of PROPEL-CABLED-MODULES | Propel ULL Multimode OM5 Cabled Module, 1x24f duplex LC Propel module on End A to Stub on End B, 24 fiber B2ca Trunk, Method B Enhanced |  | Propel | PPL | Fiber cabled module
PPLUJVFLC2XM |  | Variant of PROPEL-CABLED-MODULES | Propel ULL Multimode OM5 Cabled Module, 6x2f duplex LC Propel module on End A to 1x24f MPO/UPC pinned on End B, 144 fiber LSZH Trunk, Method B Enhanced |  | Propel | PPL | Fiber cabled module
PPLAGGFSN2PM |  | Variant of PROPEL-CABLED-MODULES | Propel ULL Singlemode Cabled Module, 6x2f duplex SN Propel module on End A to 6x24 on End B, 144 fiber Plenum Trunk, Method A |  | Propel | PPL | Fiber cabled module
PPLU3GFLCUCL |  | Variant of PROPEL-CABLED-MODULES | Propel ULL Singlemode Cabled Module, 4x2f duplex LC Propel module on End A to Stub on End B, 96 fiber B2ca Trunk, Method B Enhanced |  | Propel | PPL | Fiber cabled module
PPLAJXDLCMXH |  | Variant of PROPEL-CABLED-MODULES | Propel ULL Multimode OM4 Cabled Module, 4x12 duplex LC Propel module on End A to 1x12f MPO/UPC pinned on End B, 48 fiber LSZH Trunk, Method A |  | Propel | PPL | Fiber cabled module
PPLA3V8LCQX8 |  | Variant of PROPEL-CABLED-MODULES | Propel ULL Multimode OM5 Cabled Module, 1x8 duplex LC Propel module on End A to 1x8f MPO/UPC pinned on End B, 8 fiber B2ca Trunk, Method A |  | Propel | PPL | Fiber cabled module
PPLUGV8LCLCL |  | Variant of PROPEL-CABLED-MODULES | Propel ULL Multimode OM5 Cabled Module, 12x8 duplex LC Propel module on End A to 12x8 on End B, 96 fiber Plenum Trunk, Method B Enhanced |  | Propel | PPL | Fiber cabled module
PPLU3VFLCUCH |  | Variant of PROPEL-CABLED-MODULES | Propel ULL Multimode OM5 Cabled Module, 2x24f duplex LC Propel module on End A to Stub on End B, 48 fiber B2ca Trunk, Method B Enhanced |  | Propel | PPL | Fiber cabled module
PPLUGXDLCMPD |  | Variant of PROPEL-CABLED-MODULES | Propel ULL Multimode OM4 Cabled Module, 1x12 duplex LC Propel module on End A to 1x12f MPO/UPC non-pinned on End B, 12 fiber Plenum Trunk, Method B Enhanced |  | Propel | PPL | Fiber cabled module
PPLUJVFLCLCF |  | Variant of PROPEL-CABLED-MODULES | Propel ULL Multimode OM5 Cabled Module, 1x24f duplex LC Propel module on End A to 1x24 on End B, 24 fiber LSZH Trunk, Method B Enhanced |  | Propel | PPL | Fiber cabled module
PPLUJGFSN2PH |  | Variant of PROPEL-CABLED-MODULES | Propel ULL Singlemode Cabled Module, 2x2f duplex SN Propel module on End A to 2x24 on End B, 48 fiber LSZH Trunk, Method B Enhanced |  | Propel | PPL | Fiber cabled module
PPLUGV8LCLCM |  | Variant of PROPEL-CABLED-MODULES | Propel ULL Multimode OM5 Cabled Module, 18x8 duplex LC Propel module on End A to 18x8 on End B, 144 fiber Plenum Trunk, Method B Enhanced |  | Propel | PPL | Fiber cabled module
PPLA3V8LCQXF |  | Variant of PROPEL-CABLED-MODULES | Propel ULL Multimode OM5 Cabled Module, 3x8 duplex LC Propel module on End A to 1x8f MPO/UPC pinned on End B, 24 fiber B2ca Trunk, Method A |  | Propel | PPL | Fiber cabled module
PPLU3VFLCUCK |  | Variant of PROPEL-CABLED-MODULES | Propel ULL Multimode OM5 Cabled Module, 3x24f duplex LC Propel module on End A to Stub on End B, 72 fiber B2ca Trunk, Method B Enhanced |  | Propel | PPL | Fiber cabled module
PPLAGGFSN2XH |  | Variant of PROPEL-CABLED-MODULES | Propel ULL Singlemode Cabled Module, 2x2f duplex SN Propel module on End A to 2x24 on End B, 48 fiber Plenum Trunk, Method A |  | Propel | PPL | Fiber cabled module
PPLUGG8LCLC8 |  | Variant of PROPEL-CABLED-MODULES | Propel ULL Singlemode Cabled Module, 1x8 duplex LC Propel module on End A to 1x8 on End B, 8 fiber Plenum Trunk, Method B Enhanced |  | Propel | PPL | Fiber cabled module
PPLUJGFSN2PK |  | Variant of PROPEL-CABLED-MODULES | Propel ULL Singlemode Cabled Module, 3x2f duplex SN Propel module on End A to 3x24 on End B, 72 fiber LSZH Trunk, Method B Enhanced |  | Propel | PPL | Fiber cabled module
PPLAJG8LCQPU |  | Variant of PROPEL-CABLED-MODULES | Propel ULL Singlemode Cabled Module, 8x8 duplex LC Propel module on End A to 1x8f MPO/UPC non-pinned on End B, 64 fiber LSZH Trunk, Method A |  | Propel | PPL | Fiber cabled module
PPLUQGFLCLCF |  | Variant of PROPEL-CABLED-MODULES | Propel ULL Singlemode Cabled Module, 1x24f duplex LC Propel module on End A to 1x24 on End B, 24 fiber Plenum Patchcord, Method B Enhanced |  | Propel | PPL | Fiber cabled module
PPLUGXDLCMPG |  | Variant of PROPEL-CABLED-MODULES | Propel ULL Multimode OM4 Cabled Module, 3x12 duplex LC Propel module on End A to 1x12f MPO/UPC non-pinned on End B, 36 fiber Plenum Trunk, Method B Enhanced |  | Propel | PPL | Fiber cabled module
PPLUGG8LCLCF |  | Variant of PROPEL-CABLED-MODULES | Propel ULL Singlemode Cabled Module, 3x8 duplex LC Propel module on End A to 3x8 on End B, 24 fiber Plenum Trunk, Method B Enhanced |  | Propel | PPL | Fiber cabled module
PPLU3GFSN2PH |  | Variant of PROPEL-CABLED-MODULES | Propel ULL Singlemode Cabled Module, 2x2f duplex SN Propel module on End A to 2x24 on End B, 48 fiber B2ca Trunk, Method B Enhanced |  | Propel | PPL | Fiber cabled module
PPLU3GFSN2PK |  | Variant of PROPEL-CABLED-MODULES | Propel ULL Singlemode Cabled Module, 3x2f duplex SN Propel module on End A to 3x24 on End B, 72 fiber B2ca Trunk, Method B Enhanced |  | Propel | PPL | Fiber cabled module
PPLUJVFLCLCL |  | Variant of PROPEL-CABLED-MODULES | Propel ULL Multimode OM5 Cabled Module, 4x2f duplex LC Propel module on End A to 4x24 on End B, 96 fiber LSZH Trunk, Method B Enhanced |  | Propel | PPL | Fiber cabled module
PPLA3V8LCQXK |  | Variant of PROPEL-CABLED-MODULES | Propel ULL Multimode OM5 Cabled Module, 9x8 duplex LC Propel module on End A to 1x8f MPO/UPC pinned on End B, 72 fiber B2ca Trunk, Method A |  | Propel | PPL | Fiber cabled module
PPLAJG8LCQXF |  | Variant of PROPEL-CABLED-MODULES | Propel ULL Singlemode Cabled Module, 3x8 duplex LC Propel module on End A to 1x8f MPO/UPC pinned on End B, 24 fiber LSZH Trunk, Method A |  | Propel | PPL | Fiber cabled module
PPLAJXDLCMXN |  | Variant of PROPEL-CABLED-MODULES | Propel ULL Multimode OM4 Cabled Module, 16x12 duplex LC Propel module on End A to 1x12f MPO/UPC pinned on End B, 192 fiber LSZH Trunk, Method A |  | Propel | PPL | Fiber cabled module
PPLA3V8LCQXL |  | Variant of PROPEL-CABLED-MODULES | Propel ULL Multimode OM5 Cabled Module, 12x8 duplex LC Propel module on End A to 1x8f MPO/UPC pinned on End B, 96 fiber B2ca Trunk, Method A |  | Propel | PPL | Fiber cabled module
PPLAJG8LCQXH |  | Variant of PROPEL-CABLED-MODULES | Propel ULL Singlemode Cabled Module, 6x8 duplex LC Propel module on End A to 1x8f MPO/UPC pinned on End B, 48 fiber LSZH Trunk, Method A |  | Propel | PPL | Fiber cabled module
PPLAJXDLCMXP |  | Variant of PROPEL-CABLED-MODULES | Propel ULL Multimode OM4 Cabled Module, 24x12 duplex LC Propel module on End A to 1x12f MPO/UPC pinned on End B, 288 fiber LSZH Trunk, Method A |  | Propel | PPL | Fiber cabled module
PPLAGGRLCRPH |  | Variant of PROPEL-CABLED-MODULES | Propel ULL Singlemode Cabled Module, 3x16 duplex LC Propel module on End A to 1x16f MPO/APC non-pinned Singlemode on End B, 48 fiber Plenum Trunk, Method A |  | Propel | PPL | Fiber cabled module
PPLU3VRLCLCL |  | Variant of PROPEL-CABLED-MODULES | Propel ULL Multimode OM5 Cabled Module, 6x16 duplex LC Propel module on End A to 6x16 on End B, 96 fiber B2ca Trunk, Method B Enhanced |  | Propel | PPL | Fiber cabled module
PPLUGG8LCLCL |  | Variant of PROPEL-CABLED-MODULES | Propel ULL Singlemode Cabled Module, 12x8 duplex LC Propel module on End A to 12x8 on End B, 96 fiber Plenum Trunk, Method B Enhanced |  | Propel | PPL | Fiber cabled module
PPLAGGRLCRPL |  | Variant of PROPEL-CABLED-MODULES | Propel ULL Singlemode Cabled Module, 6x16 duplex LC Propel module on End A to 1x16f MPO/APC non-pinned Singlemode on End B, 96 fiber Plenum Trunk, Method A |  | Propel | PPL | Fiber cabled module
PPLAJXFLC2PH |  | Variant of PROPEL-CABLED-MODULES | Propel ULL Multimode OM4 Cabled Module, 2x2f duplex LC Propel module on End A to 1x24f MPO/UPC non-pinned on End B, 48 fiber LSZH Trunk, Method A |  | Propel | PPL | Fiber cabled module
PPLAGGRLCRPM |  | Variant of PROPEL-CABLED-MODULES | Propel ULL Singlemode Cabled Module, 9x16 duplex LC Propel module on End A to 1x16f MPO/APC non-pinned Singlemode on End B, 144 fiber Plenum Trunk, Method A |  | Propel | PPL | Fiber cabled module
PPLU3VRLCLCN |  | Variant of PROPEL-CABLED-MODULES | Propel ULL Multimode OM5 Cabled Module, 12x16 duplex LC Propel module on End A to 12x16 on End B, 192 fiber B2ca Trunk, Method B Enhanced |  | Propel | PPL | Fiber cabled module
PPLUQGFLCUCF |  | Variant of PROPEL-CABLED-MODULES | Propel ULL Singlemode Cabled Module, 1x24f duplex LC Propel module on End A to Stub on End B, 24 fiber Plenum Patchcord, Method B Enhanced |  | Propel | PPL | Fiber cabled module
PPLUJGFSN2XL |  | Variant of PROPEL-CABLED-MODULES | Propel ULL Singlemode Cabled Module, 4x2f duplex SN Propel module on End A to 4x24 on End B, 96 fiber LSZH Trunk, Method B Enhanced |  | Propel | PPL | Fiber cabled module
PPLU3GFSN2XH |  | Variant of PROPEL-CABLED-MODULES | Propel ULL Singlemode Cabled Module, 2x2f duplex SN Propel module on End A to 2x24 on End B, 48 fiber B2ca Trunk, Method B Enhanced |  | Propel | PPL | Fiber cabled module
PPLUJVFLCUCK |  | Variant of PROPEL-CABLED-MODULES | Propel ULL Multimode OM5 Cabled Module, 3x24f duplex LC Propel module on End A to Stub on End B, 72 fiber LSZH Trunk, Method B Enhanced |  | Propel | PPL | Fiber cabled module
PPLA3V8LCQXS |  | Variant of PROPEL-CABLED-MODULES | Propel ULL Multimode OM5 Cabled Module, 4x8 duplex LC Propel module on End A to 1x8f MPO/UPC pinned on End B, 32 fiber B2ca Trunk, Method A |  | Propel | PPL | Fiber cabled module
PPLAGGRLCRPN |  | Variant of PROPEL-CABLED-MODULES | Propel ULL Singlemode Cabled Module, 12x16 duplex LC Propel module on End A to 1x16f MPO/APC non-pinned Singlemode on End B, 192 fiber Plenum Trunk, Method A |  | Propel | PPL | Fiber cabled module
PPLU3GFSN2XK |  | Variant of PROPEL-CABLED-MODULES | Propel ULL Singlemode Cabled Module, 3x2f duplex SN Propel module on End A to 3x24 on End B, 72 fiber B2ca Trunk, Method B Enhanced |  | Propel | PPL | Fiber cabled module
PPLAJG8LCQXN |  | Variant of PROPEL-CABLED-MODULES | Propel ULL Singlemode Cabled Module, 24x8 duplex LC Propel module on End A to 1x8f MPO/UPC pinned on End B, 192 fiber LSZH Trunk, Method A |  | Propel | PPL | Fiber cabled module
PPLUJVFLCUCL |  | Variant of PROPEL-CABLED-MODULES | Propel ULL Multimode OM5 Cabled Module, 4x24f duplex LC Propel module on End A to Stub on End B, 96 fiber LSZH Trunk, Method B Enhanced |  | Propel | PPL | Fiber cabled module
PPLUGV8LCQP8 |  | Variant of PROPEL-CABLED-MODULES | Propel ULL Multimode OM5 Cabled Module, 1x8 duplex LC Propel module on End A to 1x8f MPO/UPC non-pinned on End B, 8 fiber Plenum Trunk, Method B Enhanced |  | Propel | PPL | Fiber cabled module
PPLAGGRLCRPQ |  | Variant of PROPEL-CABLED-MODULES | Propel ULL Singlemode Cabled Module, 8x16 duplex LC Propel module on End A to 1x16f MPO/APC non-pinned Singlemode on End B, 128 fiber Plenum Trunk, Method A |  | Propel | PPL | Fiber cabled module
PPLU3VRLCLCR |  | Variant of PROPEL-CABLED-MODULES | Propel ULL Multimode OM5 Cabled Module, 1x16 duplex LC Propel module on End A to 1x16 on End B, 16 fiber B2ca Trunk, Method B Enhanced |  | Propel | PPL | Fiber cabled module
PPLUQGFSN2XF |  | Variant of PROPEL-CABLED-MODULES | Propel ULL Singlemode Cabled Module, 1x2f duplex SN Propel module on End A to 1x24 on End B, 24 fiber Plenum Patchcord, Method B Enhanced |  | Propel | PPL | Fiber cabled module
PPLUGG8LCLCS |  | Variant of PROPEL-CABLED-MODULES | Propel ULL Singlemode Cabled Module, 4x8 duplex LC Propel module on End A to 4x8 on End B, 32 fiber Plenum Trunk, Method B Enhanced |  | Propel | PPL | Fiber cabled module
PPLUGXDLCMXF |  | Variant of PROPEL-CABLED-MODULES | Propel ULL Multimode OM4 Cabled Module, 2x12 duplex LC Propel module on End A to 2x12f MPO/UPC pinned on End B, 24 fiber Plenum Trunk, Method B Enhanced |  | Propel | PPL | Fiber cabled module
PPLAGGRLCRPR |  | Variant of PROPEL-CABLED-MODULES | Propel ULL Singlemode Cabled Module, 1x16 duplex LC Propel module on End A to 1x16f MPO/APC non-pinned Singlemode on End B, 16 fiber Plenum Trunk, Method A |  | Propel | PPL | Fiber cabled module
PPLU3VRLCLCS |  | Variant of PROPEL-CABLED-MODULES | Propel ULL Multimode OM5 Cabled Module, 2x16 duplex LC Propel module on End A to 2x16 on End B, 32 fiber B2ca Trunk, Method B Enhanced |  | Propel | PPL | Fiber cabled module
PPLUQGFSNSNF |  | Variant of PROPEL-CABLED-MODULES | Propel ULL Singlemode Cabled Module, 1x2f duplex SN Propel module on End A to 1x24 on End B, 24 fiber Plenum Patchcord, Method B Enhanced |  | Propel | PPL | Fiber cabled module
PPLUGV8LCQPH |  | Variant of PROPEL-CABLED-MODULES | Propel ULL Multimode OM5 Cabled Module, 6x8 duplex LC Propel module on End A to 1x8f MPO/UPC non-pinned on End B, 48 fiber Plenum Trunk, Method B Enhanced |  | Propel | PPL | Fiber cabled module
PPLUGXDLCMXG |  | Variant of PROPEL-CABLED-MODULES | Propel ULL Multimode OM4 Cabled Module, 3x12 duplex LC Propel module on End A to 1x12f MPO/UPC pinned on End B, 36 fiber Plenum Trunk, Method B Enhanced |  | Propel | PPL | Fiber cabled module
PPLUJGFSN2XM |  | Variant of PROPEL-CABLED-MODULES | Propel ULL Singlemode Cabled Module, 6x2f duplex SN Propel module on End A to 6x24 on End B, 144 fiber LSZH Trunk, Method B Enhanced |  | Propel | PPL | Fiber cabled module
PPLAJXFLC2XF |  | Variant of PROPEL-CABLED-MODULES | Propel ULL Multimode OM4 Cabled Module, 1x24f duplex LC Propel module on End A to 1x24f MPO/UPC pinned on End B, 24 fiber LSZH Trunk, Method A |  | Propel | PPL | Fiber cabled module
PPLU3GFSNSNF |  | Variant of PROPEL-CABLED-MODULES | Propel ULL Singlemode Cabled Module, 1x2f duplex SN Propel module on End A to 1x24 on End B, 24 fiber B2ca Trunk, Method B Enhanced |  | Propel | PPL | Fiber cabled module
PPLUGV8LCQPK |  | Variant of PROPEL-CABLED-MODULES | Propel ULL Multimode OM5 Cabled Module, 9x8 duplex LC Propel module on End A to 1x8f MPO/UPC non-pinned on End B, 72 fiber Plenum Trunk, Method B Enhanced |  | Propel | PPL | Fiber cabled module
PPLAGGRLCRPU |  | Variant of PROPEL-CABLED-MODULES | Propel ULL Singlemode Cabled Module, 4x16 duplex LC Propel module on End A to 1x16f MPO/APC non-pinned Singlemode on End B, 64 fiber Plenum Trunk, Method A |  | Propel | PPL | Fiber cabled module
PPLUJGFSNSNF |  | Variant of PROPEL-CABLED-MODULES | Propel ULL Singlemode Cabled Module, 1x2f duplex SN Propel module on End A to 1x24 on End B, 24 fiber LSZH Trunk, Method B Enhanced |  | Propel | PPL | Fiber cabled module
PPLUGG8LCQP8 |  | Variant of PROPEL-CABLED-MODULES | Propel ULL Singlemode Cabled Module, 1x8 duplex LC Propel module on End A to 1x8f MPO/UPC non-pinned on End B, 8 fiber Plenum Trunk, Method B Enhanced |  | Propel | PPL | Fiber cabled module
PPLUJVRLCLCM |  | Variant of PROPEL-CABLED-MODULES | Propel ULL Multimode OM5 Cabled Module, 9x16 duplex LC Propel module on End A to 9x16 on End B, 144 fiber LSZH Trunk, Method B Enhanced |  | Propel | PPL | Fiber cabled module
PPLA3VDLCMPH |  | Variant of PROPEL-CABLED-MODULES | Propel ULL Multimode OM5 Cabled Module, 4x12 duplex LC Propel module on End A to 1x12f MPO/UPC non-pinned on End B, 48 fiber B2ca Trunk, Method A |  | Propel | PPL | Fiber cabled module
PPLUJGFSNSNH |  | Variant of PROPEL-CABLED-MODULES | Propel ULL Singlemode Cabled Module, 2x2f duplex SN Propel module on End A to 2x24 on End B, 48 fiber LSZH Trunk, Method B Enhanced |  | Propel | PPL | Fiber cabled module
PPLAGGRLCRXH |  | Variant of PROPEL-CABLED-MODULES | Propel ULL Singlemode Cabled Module, 3x16 duplex LC Propel module on End A to 1x16f MPO/APC pinned Singlemode on End B, 48 fiber Plenum Trunk, Method A |  | Propel | PPL | Fiber cabled module
PPLAJGDLCMPD |  | Variant of PROPEL-CABLED-MODULES | Propel ULL Singlemode Cabled Module, 1x12 duplex LC Propel module on End A to 1x12f MPO/UPC non-pinned on End B, 12 fiber LSZH Trunk, Method A |  | Propel | PPL | Fiber cabled module
PPLAJXFLC2XK |  | Variant of PROPEL-CABLED-MODULES | Propel ULL Multimode OM4 Cabled Module, 3x2f duplex LC Propel module on End A to 1x24f MPO/UPC pinned on End B, 72 fiber LSZH Trunk, Method A |  | Propel | PPL | Fiber cabled module
PPLUJVRLCLCN |  | Variant of PROPEL-CABLED-MODULES | Propel ULL Multimode OM5 Cabled Module, 12x16 duplex LC Propel module on End A to 12x16 on End B, 192 fiber LSZH Trunk, Method B Enhanced |  | Propel | PPL | Fiber cabled module
PPLAJGDLCMPF |  | Variant of PROPEL-CABLED-MODULES | Propel ULL Singlemode Cabled Module, 2x12 duplex LC Propel module on End A to 1x12f MPO/UPC non-pinned on End B, 24 fiber LSZH Trunk, Method A |  | Propel | PPL | Fiber cabled module
PPLAJXFLC2XL |  | Variant of PROPEL-CABLED-MODULES | Propel ULL Multimode OM4 Cabled Module, 4x2f duplex LC Propel module on End A to 1x24f MPO/UPC pinned on End B, 96 fiber LSZH Trunk, Method A |  | Propel | PPL | Fiber cabled module
PPLU3GFSNSNL |  | Variant of PROPEL-CABLED-MODULES | Propel ULL Singlemode Cabled Module, 4x2f duplex SN Propel module on End A to 4x24 on End B, 96 fiber B2ca Trunk, Method B Enhanced |  | Propel | PPL | Fiber cabled module
PPLUGXDLCMXM |  | Variant of PROPEL-CABLED-MODULES | Propel ULL Multimode OM4 Cabled Module, 12x12 duplex LC Propel module on End A to 1x12f MPO/UPC pinned on End B, 144 fiber Plenum Trunk, Method B Enhanced |  | Propel | PPL | Fiber cabled module
PPLA3VDLCMPL |  | Variant of PROPEL-CABLED-MODULES | Propel ULL Multimode OM5 Cabled Module, 8x12 duplex LC Propel module on End A to 1x12f MPO/UPC non-pinned on End B, 96 fiber B2ca Trunk, Method A |  | Propel | PPL | Fiber cabled module
PPLAGGRLCRXM |  | Variant of PROPEL-CABLED-MODULES | Propel ULL Singlemode Cabled Module, 9x16 duplex LC Propel module on End A to 1x16f MPO/APC pinned Singlemode on End B, 144 fiber Plenum Trunk, Method A |  | Propel | PPL | Fiber cabled module
PPLUGG8LCQPK |  | Variant of PROPEL-CABLED-MODULES | Propel ULL Singlemode Cabled Module, 9x8 duplex LC Propel module on End A to 1x8f MPO/UPC non-pinned on End B, 72 fiber Plenum Trunk, Method B Enhanced |  | Propel | PPL | Fiber cabled module
PPLUJGFSNSNL |  | Variant of PROPEL-CABLED-MODULES | Propel ULL Singlemode Cabled Module, 4x2f duplex SN Propel module on End A to 4x24 on End B, 96 fiber LSZH Trunk, Method B Enhanced |  | Propel | PPL | Fiber cabled module
PPLAJXFLC2XM |  | Variant of PROPEL-CABLED-MODULES | Propel ULL Multimode OM4 Cabled Module, 6x2f duplex LC Propel module on End A to 1x24f MPO/UPC pinned on End B, 144 fiber LSZH Trunk, Method A |  | Propel | PPL | Fiber cabled module
PPLU3VRLCRVL |  | Variant of PROPEL-CABLED-MODULES | Propel ULL Multimode OM5 Cabled Module, 6x16 duplex LC Propel module on End A to 1x16f MPO/APC non-pinned Multimode on End B, 96 fiber B2ca Trunk, Method B Enhanced |  | Propel | PPL | Fiber cabled module
PPLUJVRLCLCR |  | Variant of PROPEL-CABLED-MODULES | Propel ULL Multimode OM5 Cabled Module, 1x16 duplex LC Propel module on End A to 1x16 on End B, 16 fiber LSZH Trunk, Method B Enhanced |  | Propel | PPL | Fiber cabled module
PPLUGXDLCMXN |  | Variant of PROPEL-CABLED-MODULES | Propel ULL Multimode OM4 Cabled Module, 16x12 duplex LC Propel module on End A to 1x12f MPO/UPC pinned on End B, 192 fiber Plenum Trunk, Method B Enhanced |  | Propel | PPL | Fiber cabled module
PPLUQGRLCUCR |  | Variant of PROPEL-CABLED-MODULES | Propel ULL Singlemode Cabled Module, 1x16 duplex LC Propel module on End A to Stub on End B, 16 fiber Plenum Patchcord, Method B Enhanced |  | Propel | PPL | Fiber cabled module
PPLAGGRLCRXN |  | Variant of PROPEL-CABLED-MODULES | Propel ULL Singlemode Cabled Module, 12x16 duplex LC Propel module on End A to 1x16f MPO/APC pinned Singlemode on End B, 192 fiber Plenum Trunk, Method A |  | Propel | PPL | Fiber cabled module
PPLAJXRLCRVH |  | Variant of PROPEL-CABLED-MODULES | Propel ULL Multimode OM4 Cabled Module, 3x16 duplex LC Propel module on End A to 1x16f MPO/APC non-pinned Multimode on End B, 48 fiber LSZH Trunk, Method A |  | Propel | PPL | Fiber cabled module
PPLA3VDLCMPM |  | Variant of PROPEL-CABLED-MODULES | Propel ULL Multimode OM5 Cabled Module, 12x12 duplex LC Propel module on End A to 1x12f MPO/UPC non-pinned on End B, 144 fiber B2ca Trunk, Method A |  | Propel | PPL | Fiber cabled module
PPLU3VRLCRVM |  | Variant of PROPEL-CABLED-MODULES | Propel ULL Multimode OM5 Cabled Module, 9x16 duplex LC Propel module on End A to 1x16f MPO/APC non-pinned Multimode on End B, 144 fiber B2ca Trunk, Method B Enhanced |  | Propel | PPL | Fiber cabled module
PPLUJVRLCLCS |  | Variant of PROPEL-CABLED-MODULES | Propel ULL Multimode OM5 Cabled Module, 2x16 duplex LC Propel module on End A to 2x16 on End B, 32 fiber LSZH Trunk, Method B Enhanced |  | Propel | PPL | Fiber cabled module
PPLUGXDLCMXP |  | Variant of PROPEL-CABLED-MODULES | Propel ULL Multimode OM4 Cabled Module, 24x12 duplex LC Propel module on End A to 1x12f MPO/UPC pinned on End B, 288 fiber Plenum Trunk, Method B Enhanced |  | Propel | PPL | Fiber cabled module
PPLUQGRSNRPR |  | Variant of PROPEL-CABLED-MODULES | Propel ULL Singlemode Cabled Module, 1x16 duplex SN Propel module on End A to 1x16 on End B, 16 fiber Plenum Patchcord, Method B Enhanced |  | Propel | PPL | Fiber cabled module
PPLA3VDLCMPN |  | Variant of PROPEL-CABLED-MODULES | Propel ULL Multimode OM5 Cabled Module, 16x12 duplex LC Propel module on End A to 1x12f MPO/UPC non-pinned on End B, 192 fiber B2ca Trunk, Method A |  | Propel | PPL | Fiber cabled module
PPLUJGFSNUCF |  | Variant of PROPEL-CABLED-MODULES | Propel ULL Singlemode Cabled Module, 1x2f duplex SN Propel module on End A to 1x24 on End B, 24 fiber LSZH Trunk, Method B Enhanced |  | Propel | PPL | Fiber cabled module
PPLUGG8LCQPM |  | Variant of PROPEL-CABLED-MODULES | Propel ULL Singlemode Cabled Module, 18x8 duplex LC Propel module on End A to 1x8f MPO/UPC non-pinned on End B, 144 fiber Plenum Trunk, Method B Enhanced |  | Propel | PPL | Fiber cabled module
PPLUJVRLCLCU |  | Variant of PROPEL-CABLED-MODULES | Propel ULL Multimode OM5 Cabled Module, 4x16 duplex LC Propel module on End A to 4x16 on End B, 64 fiber LSZH Trunk, Method B Enhanced |  | Propel | PPL | Fiber cabled module
PPLU3GFSNUCH |  | Variant of PROPEL-CABLED-MODULES | Propel ULL Singlemode Cabled Module, 2x2f duplex SN Propel module on End A to 2x24 on End B, 48 fiber B2ca Trunk, Method B Enhanced |  | Propel | PPL | Fiber cabled module
PPLUGXDLCUCD |  | Variant of PROPEL-CABLED-MODULES | Propel ULL Multimode OM4 Cabled Module, 1x12 duplex LC Propel module on End A to Stub on End B, 12 fiber Plenum Trunk, Method B Enhanced |  | Propel | PPL | Fiber cabled module
PPLUGV8LCQPU |  | Variant of PROPEL-CABLED-MODULES | Propel ULL Multimode OM5 Cabled Module, 8x8 duplex LC Propel module on End A to 1x8f MPO/UPC non-pinned on End B, 64 fiber Plenum Trunk, Method B Enhanced |  | Propel | PPL | Fiber cabled module
PPLUGG8LCQPN |  | Variant of PROPEL-CABLED-MODULES | Propel ULL Singlemode Cabled Module, 24x8 duplex LC Propel module on End A to 1x8f MPO/UPC non-pinned on End B, 192 fiber Plenum Trunk, Method B Enhanced |  | Propel | PPL | Fiber cabled module
PPLA3VDLCMPP |  | Variant of PROPEL-CABLED-MODULES | Propel ULL Multimode OM5 Cabled Module, 24x12 duplex LC Propel module on End A to 1x12f MPO/UPC non-pinned on End B, 288 fiber B2ca Trunk, Method A |  | Propel | PPL | Fiber cabled module
PPLAGGRLCRXR |  | Variant of PROPEL-CABLED-MODULES | Propel ULL Singlemode Cabled Module, 1x16 duplex LC Propel module on End A to 1x16f MPO/APC pinned Singlemode on End B, 16 fiber Plenum Trunk, Method A |  | Propel | PPL | Fiber cabled module
PPLU3GFSNUCK |  | Variant of PROPEL-CABLED-MODULES | Propel ULL Singlemode Cabled Module, 3x2f duplex SN Propel module on End A to 3x24 on End B, 72 fiber B2ca Trunk, Method B Enhanced |  | Propel | PPL | Fiber cabled module
PPLUGXDLCUCF |  | Variant of PROPEL-CABLED-MODULES | Propel ULL Multimode OM4 Cabled Module, 2x12 duplex LC Propel module on End A to Stub on End B, 24 fiber Plenum Trunk, Method B Enhanced |  | Propel | PPL | Fiber cabled module
PPLA3VDLCMXD |  | Variant of PROPEL-CABLED-MODULES | Propel ULL Multimode OM5 Cabled Module, 1x12 duplex LC Propel module on End A to 1x12f MPO/UPC pinned on End B, 12 fiber B2ca Trunk, Method A |  | Propel | PPL | Fiber cabled module
PPLUGG8LCQPR |  | Variant of PROPEL-CABLED-MODULES | Propel ULL Singlemode Cabled Module, 2x8 duplex LC Propel module on End A to 1x8f MPO/UPC non-pinned on End B, 16 fiber Plenum Trunk, Method B Enhanced |  | Propel | PPL | Fiber cabled module
PPLAGGRLCRXS |  | Variant of PROPEL-CABLED-MODULES | Propel ULL Singlemode Cabled Module, 2x16 duplex LC Propel module on End A to 1x16f MPO/APC pinned Singlemode on End B, 32 fiber Plenum Trunk, Method A |  | Propel | PPL | Fiber cabled module
PPLUGXDLCUCG |  | Variant of PROPEL-CABLED-MODULES | Propel ULL Multimode OM4 Cabled Module, 3x12 duplex LC Propel module on End A to Stub on End B, 36 fiber Plenum Trunk, Method B Enhanced |  | Propel | PPL | Fiber cabled module
PPLUJGFSNUCL |  | Variant of PROPEL-CABLED-MODULES | Propel ULL Singlemode Cabled Module, 4x2f duplex SN Propel module on End A to 4x24 on End B, 96 fiber LSZH Trunk, Method B Enhanced |  | Propel | PPL | Fiber cabled module
PPLAJGDLCMPN |  | Variant of PROPEL-CABLED-MODULES | Propel ULL Singlemode Cabled Module, 16x12 duplex LC Propel module on End A to 1x12f MPO/UPC non-pinned on End B, 192 fiber LSZH Trunk, Method A |  | Propel | PPL | Fiber cabled module
PPLAGGRLCRXU |  | Variant of PROPEL-CABLED-MODULES | Propel ULL Singlemode Cabled Module, 4x16 duplex LC Propel module on End A to 1x16f MPO/APC pinned Singlemode on End B, 64 fiber Plenum Trunk, Method A |  | Propel | PPL | Fiber cabled module
PPLUQGRSNUCR |  | Variant of PROPEL-CABLED-MODULES | Propel ULL Singlemode Cabled Module, 1x16 duplex SN Propel module on End A to 1x16 on End B, 16 fiber Plenum Patchcord, Method B Enhanced |  | Propel | PPL | Fiber cabled module
PPLUJVRLCRVM |  | Variant of PROPEL-CABLED-MODULES | Propel ULL Multimode OM5 Cabled Module, 9x16 duplex LC Propel module on End A to 1x16f MPO/APC non-pinned Multimode on End B, 144 fiber LSZH Trunk, Method B Enhanced |  | Propel | PPL | Fiber cabled module
PPLU3GFSNUCM |  | Variant of PROPEL-CABLED-MODULES | Propel ULL Singlemode Cabled Module, 6x2f duplex SN Propel module on End A to 6x24 on End B, 144 fiber B2ca Trunk, Method B Enhanced |  | Propel | PPL | Fiber cabled module
PPLU3VRLCRVS |  | Variant of PROPEL-CABLED-MODULES | Propel ULL Multimode OM5 Cabled Module, 2x16 duplex LC Propel module on End A to 1x16f MPO/APC non-pinned Multimode on End B, 32 fiber B2ca Trunk, Method B Enhanced |  | Propel | PPL | Fiber cabled module
PPLUGXDLCUCH |  | Variant of PROPEL-CABLED-MODULES | Propel ULL Multimode OM4 Cabled Module, 4x12 duplex LC Propel module on End A to Stub on End B, 48 fiber Plenum Trunk, Method B Enhanced |  | Propel | PPL | Fiber cabled module
PPLUGG8LCQPU |  | Variant of PROPEL-CABLED-MODULES | Propel ULL Singlemode Cabled Module, 8x8 duplex LC Propel module on End A to 1x8f MPO/UPC non-pinned on End B, 64 fiber Plenum Trunk, Method B Enhanced |  | Propel | PPL | Fiber cabled module
PPLUJVRLCRVN |  | Variant of PROPEL-CABLED-MODULES | Propel ULL Multimode OM5 Cabled Module, 12x16 duplex LC Propel module on End A to 1x16f MPO/APC non-pinned Multimode on End B, 192 fiber LSZH Trunk, Method B Enhanced |  | Propel | PPL | Fiber cabled module
PPLU3GRLCLCH |  | Variant of PROPEL-CABLED-MODULES | Propel ULL Singlemode Cabled Module, 3x16 duplex LC Propel module on End A to 3x16 on End B, 48 fiber B2ca Trunk, Method B Enhanced |  | Propel | PPL | Fiber cabled module
PPLUJGRLCLCH |  | Variant of PROPEL-CABLED-MODULES | Propel ULL Singlemode Cabled Module, 3x16 duplex LC Propel module on End A to 3x16 on End B, 48 fiber LSZH Trunk, Method B Enhanced |  | Propel | PPL | Fiber cabled module
PPLUGG8LCQX8 |  | Variant of PROPEL-CABLED-MODULES | Propel ULL Singlemode Cabled Module, 1x8 duplex LC Propel module on End A to 1x8f MPO/UPC pinned on End B, 8 fiber Plenum Trunk, Method B Enhanced |  | Propel | PPL | Fiber cabled module
PPLUGV8LCQXK |  | Variant of PROPEL-CABLED-MODULES | Propel ULL Multimode OM5 Cabled Module, 9x8 duplex LC Propel module on End A to 1x8f MPO/UPC pinned on End B, 72 fiber Plenum Trunk, Method B Enhanced |  | Propel | PPL | Fiber cabled module
PPLA3VDLCMXH |  | Variant of PROPEL-CABLED-MODULES | Propel ULL Multimode OM5 Cabled Module, 4x12 duplex LC Propel module on End A to 1x12f MPO/UPC pinned on End B, 48 fiber B2ca Trunk, Method A |  | Propel | PPL | Fiber cabled module
PPLAJGDLCMXD |  | Variant of PROPEL-CABLED-MODULES | Propel ULL Singlemode Cabled Module, 1x12 duplex LC Propel module on End A to 1x12f MPO/UPC pinned on End B, 12 fiber LSZH Trunk, Method A |  | Propel | PPL | Fiber cabled module
PPLUJVRLCRVQ |  | Variant of PROPEL-CABLED-MODULES | Propel ULL Multimode OM5 Cabled Module, 8x16 duplex LC Propel module on End A to 1x16f MPO/APC non-pinned Multimode on End B, 128 fiber LSZH Trunk, Method B Enhanced |  | Propel | PPL | Fiber cabled module
PPLU3VRLCRZH |  | Variant of PROPEL-CABLED-MODULES | Propel ULL Multimode OM5 Cabled Module, 3x16 duplex LC Propel module on End A to 1x16f MPO/APC pinned Multimode on End B, 48 fiber B2ca Trunk, Method B Enhanced |  | Propel | PPL | Fiber cabled module
PPLU3GRLCLCL |  | Variant of PROPEL-CABLED-MODULES | Propel ULL Singlemode Cabled Module, 6x16 duplex LC Propel module on End A to 6x16 on End B, 96 fiber B2ca Trunk, Method B Enhanced |  | Propel | PPL | Fiber cabled module
PPLUJGRLCLCL |  | Variant of PROPEL-CABLED-MODULES | Propel ULL Singlemode Cabled Module, 6x16 duplex LC Propel module on End A to 6x16 on End B, 96 fiber LSZH Trunk, Method B Enhanced |  | Propel | PPL | Fiber cabled module
PPLUQV8LCQX8 |  | Variant of PROPEL-CABLED-MODULES | Propel ULL Multimode OM5 Cabled Module, 1x4 duplex LC Propel module on End A to 1x8f MPO/UPC pinned on End B, 8 fiber Plenum patch cord cable, Method B Enhanced |  | Propel | PPL | Fiber cabled module
PPLUGG8LCQXF |  | Variant of PROPEL-CABLED-MODULES | Propel ULL Singlemode Cabled Module, 3x8 duplex LC Propel module on End A to 1x8f MPO/UPC pinned on End B, 24 fiber Plenum Trunk, Method B Enhanced |  | Propel | PPL | Fiber cabled module
PPLA3VDLCMXK |  | Variant of PROPEL-CABLED-MODULES | Propel ULL Multimode OM5 Cabled Module, 6x12 duplex LC Propel module on End A to 1x12f MPO/UPC pinned on End B, 72 fiber B2ca Trunk, Method A |  | Propel | PPL | Fiber cabled module
PPLUGXDLCUCM |  | Variant of PROPEL-CABLED-MODULES | Propel ULL Multimode OM4 Cabled Module, 12x12 duplex LC Propel module on End A to Stub on End B, 144 fiber Plenum Trunk, Method B Enhanced |  | Propel | PPL | Fiber cabled module
PPLU3GRLCLCM |  | Variant of PROPEL-CABLED-MODULES | Propel ULL Singlemode Cabled Module, 9x16 duplex LC Propel module on End A to 9x16 on End B, 144 fiber B2ca Trunk, Method B Enhanced |  | Propel | PPL | Fiber cabled module
PPLUQV8LCUC8 |  | Variant of PROPEL-CABLED-MODULES | Propel ULL Multimode OM5 Cabled Module, 1x4 duplex LC Propel module on End A to Stub on End B, 8 fiber Plenum patch cord cable, Method B Enhanced |  | Propel | PPL | Fiber cabled module
PPLUGG8LCQXH |  | Variant of PROPEL-CABLED-MODULES | Propel ULL Singlemode Cabled Module, 6x8 duplex LC Propel module on End A to 1x8f MPO/UPC pinned on End B, 48 fiber Plenum Trunk, Method B Enhanced |  | Propel | PPL | Fiber cabled module
PPLA3VDLCMXL |  | Variant of PROPEL-CABLED-MODULES | Propel ULL Multimode OM5 Cabled Module, 8x12 duplex LC Propel module on End A to 1x12f MPO/UPC pinned on End B, 96 fiber B2ca Trunk, Method A |  | Propel | PPL | Fiber cabled module
PPLUJGRLCLCM |  | Variant of PROPEL-CABLED-MODULES | Propel ULL Singlemode Cabled Module, 9x16 duplex LC Propel module on End A to 9x16 on End B, 144 fiber LSZH Trunk, Method B Enhanced |  | Propel | PPL | Fiber cabled module
PPLU3VRLCRZM |  | Variant of PROPEL-CABLED-MODULES | Propel ULL Multimode OM5 Cabled Module, 9x16 duplex LC Propel module on End A to 1x16f MPO/APC pinned Multimode on End B, 144 fiber B2ca Trunk, Method B Enhanced |  | Propel | PPL | Fiber cabled module
PPLUJVRLCRVS |  | Variant of PROPEL-CABLED-MODULES | Propel ULL Multimode OM5 Cabled Module, 2x16 duplex LC Propel module on End A to 1x16f MPO/APC non-pinned Multimode on End B, 32 fiber LSZH Trunk, Method B Enhanced |  | Propel | PPL | Fiber cabled module
PPLU3GRLCLCN |  | Variant of PROPEL-CABLED-MODULES | Propel ULL Singlemode Cabled Module, 12x16 duplex LC Propel module on End A to 12x16 on End B, 192 fiber B2ca Trunk, Method B Enhanced |  | Propel | PPL | Fiber cabled module
PPLA3VDLCMXM |  | Variant of PROPEL-CABLED-MODULES | Propel ULL Multimode OM5 Cabled Module, 12x12 duplex LC Propel module on End A to 1x12f MPO/UPC pinned on End B, 144 fiber B2ca Trunk, Method A |  | Propel | PPL | Fiber cabled module
PPLUGGRLCUCL |  | Variant of PROPEL-CABLED-MODULES | Propel ULL Singlemode Cabled Module, 6x16 duplex LC Propel module on End A to Stub on End B, 96 fiber Plenum Trunk, Method B Enhanced |  | Propel | PPL | Fiber cabled module
PPLUJVDLCLCG |  | Variant of PROPEL-CABLED-MODULES | Propel ULL Multimode OM5 Cabled Module, 3x12 duplex LC Propel module on End A to 3x12 on End B, 36 fiber LSZH Trunk, Method B Enhanced |  | Propel | PPL | Fiber cabled module
PPLA3GFSN2XM |  | Variant of PROPEL-CABLED-MODULES | Propel ULL Singlemode Cabled Module, 6x2f duplex SN Propel module on End A to 6x24 on End B, 144 fiber B2ca Trunk, Method A |  | Propel | PPL | Fiber cabled module
PPLUGX8LCLCU |  | Variant of PROPEL-CABLED-MODULES | Propel ULL Multimode OM4 Cabled Module, 8x8 duplex LC Propel module on End A to 8x8 on End B, 64 fiber Plenum Trunk, Method B Enhanced |  | Propel | PPL | Fiber cabled module
PPLUJXRLCLCL |  | Variant of PROPEL-CABLED-MODULES | Propel ULL Multimode OM4 Cabled Module, 6x16 duplex LC Propel module on End A to 6x16 on End B, 96 fiber LSZH Trunk, Method B Enhanced |  | Propel | PPL | Fiber cabled module
PPLAGG8LCQXF |  | Variant of PROPEL-CABLED-MODULES | Propel ULL Singlemode Cabled Module, 3x8 duplex LC Propel module on End A to 1x8f MPO/UPC pinned on End B, 24 fiber Plenum Trunk, Method A |  | Propel | PPL | Fiber cabled module
PPLAGXDLCMXH |  | Variant of PROPEL-CABLED-MODULES | Propel ULL Multimode OM4 Cabled Module, 4x12 duplex LC Propel module on End A to 1x12f MPO/UPC pinned on End B, 48 fiber Plenum Trunk, Method A |  | Propel | PPL | Fiber cabled module
PPLUGX8LCQP8 |  | Variant of PROPEL-CABLED-MODULES | Propel ULL Multimode OM4 Cabled Module, 1x8 duplex LC Propel module on End A to 1x8f MPO/UPC non-pinned on End B, 8 fiber Plenum Trunk, Method B Enhanced |  | Propel | PPL | Fiber cabled module
PPLUJXRLCLCM |  | Variant of PROPEL-CABLED-MODULES | Propel ULL Multimode OM4 Cabled Module, 9x16 duplex LC Propel module on End A to 9x16 on End B, 144 fiber LSZH Trunk, Method B Enhanced |  | Propel | PPL | Fiber cabled module
PPLU3GDLCMPL |  | Variant of PROPEL-CABLED-MODULES | Propel ULL Singlemode Cabled Module, 8x12 duplex LC Propel module on End A to 1x12f MPO/UPC non-pinned on End B, 96 fiber B2ca Trunk, Method B Enhanced |  | Propel | PPL | Fiber cabled module
PPLAJVRLCRVU |  | Variant of PROPEL-CABLED-MODULES | Propel ULL Multimode OM5 Cabled Module, 4x16 duplex LC Propel module on End A to 1x16f MPO/APC non-pinned Multimode on End B, 64 fiber LSZH Trunk, Method A |  | Propel | PPL | Fiber cabled module
PPLUJVDLCLCK |  | Variant of PROPEL-CABLED-MODULES | Propel ULL Multimode OM5 Cabled Module, 6x12 duplex LC Propel module on End A to 6x12 on End B, 72 fiber LSZH Trunk, Method B Enhanced |  | Propel | PPL | Fiber cabled module
PPLA3GRLCRPH |  | Variant of PROPEL-CABLED-MODULES | Propel ULL Singlemode Cabled Module, 3x16 duplex LC Propel module on End A to 1x16f MPO/APC non-pinned Singlemode on End B, 48 fiber B2ca Trunk, Method A |  | Propel | PPL | Fiber cabled module
PPLU3XFLCLCF |  | Variant of PROPEL-CABLED-MODULES | Propel ULL Multimode OM4 Cabled Module, 1x24 duplex LC Propel module on End A to 1x24 on End B, 24 fiber B2ca Trunk, Method B Enhanced |  | Propel | PPL | Fiber cabled module
PPLUJXRLCLCN |  | Variant of PROPEL-CABLED-MODULES | Propel ULL Multimode OM4 Cabled Module, 12x16 duplex LC Propel module on End A to 12x16 on End B, 192 fiber LSZH Trunk, Method B Enhanced |  | Propel | PPL | Fiber cabled module
PPLUGX8LCQPF |  | Variant of PROPEL-CABLED-MODULES | Propel ULL Multimode OM4 Cabled Module, 3x8 duplex LC Propel module on End A to 1x8f MPO/UPC non-pinned on End B, 24 fiber Plenum Trunk, Method B Enhanced |  | Propel | PPL | Fiber cabled module
PPLUJVDLCLCL |  | Variant of PROPEL-CABLED-MODULES | Propel ULL Multimode OM5 Cabled Module, 8x12 duplex LC Propel module on End A to 8x12 on End B, 96 fiber LSZH Trunk, Method B Enhanced |  | Propel | PPL | Fiber cabled module
PPLA3GRLCRPL |  | Variant of PROPEL-CABLED-MODULES | Propel ULL Singlemode Cabled Module, 6x16 duplex LC Propel module on End A to 1x16f MPO/APC non-pinned Singlemode on End B, 96 fiber B2ca Trunk, Method A |  | Propel | PPL | Fiber cabled module
PPLU3XFLCLCH |  | Variant of PROPEL-CABLED-MODULES | Propel ULL Multimode OM4 Cabled Module, 2x2f duplex LC Propel module on End A to 2x24 on End B, 48 fiber B2ca Trunk, Method B Enhanced |  | Propel | PPL | Fiber cabled module
PPLU3GDLCMPN |  | Variant of PROPEL-CABLED-MODULES | Propel ULL Singlemode Cabled Module, 16x12 duplex LC Propel module on End A to 1x12f MPO/UPC non-pinned on End B, 192 fiber B2ca Trunk, Method B Enhanced |  | Propel | PPL | Fiber cabled module
PPLAJVRLCRZL |  | Variant of PROPEL-CABLED-MODULES | Propel ULL Multimode OM5 Cabled Module, 6x16 duplex LC Propel module on End A to 1x16f MPO/APC pinned Multimode on End B, 96 fiber LSZH Trunk, Method A |  | Propel | PPL | Fiber cabled module
PPLAGXDLCMXL |  | Variant of PROPEL-CABLED-MODULES | Propel ULL Multimode OM4 Cabled Module, 8x12 duplex LC Propel module on End A to 1x12f MPO/UPC pinned on End B, 96 fiber Plenum Trunk, Method A |  | Propel | PPL | Fiber cabled module
PPLUGX8LCQPH |  | Variant of PROPEL-CABLED-MODULES | Propel ULL Multimode OM4 Cabled Module, 6x8 duplex LC Propel module on End A to 1x8f MPO/UPC non-pinned on End B, 48 fiber Plenum Trunk, Method B Enhanced |  | Propel | PPL | Fiber cabled module
PPLUJVDLCLCM |  | Variant of PROPEL-CABLED-MODULES | Propel ULL Multimode OM5 Cabled Module, 12x12 duplex LC Propel module on End A to 12x12 on End B, 144 fiber LSZH Trunk, Method B Enhanced |  | Propel | PPL | Fiber cabled module
PPLA3GRLCRPM |  | Variant of PROPEL-CABLED-MODULES | Propel ULL Singlemode Cabled Module, 9x16 duplex LC Propel module on End A to 1x16f MPO/APC non-pinned Singlemode on End B, 144 fiber B2ca Trunk, Method A |  | Propel | PPL | Fiber cabled module
PPLU3VDLCMPH |  | Variant of PROPEL-CABLED-MODULES | Propel ULL Multimode OM5 Cabled Module, 4x12 duplex LC Propel module on End A to 1x12f MPO/UPC non-pinned on End B, 48 fiber B2ca Trunk, Method B Enhanced |  | Propel | PPL | Fiber cabled module
PPLUGGRLCUCS |  | Variant of PROPEL-CABLED-MODULES | Propel ULL Singlemode Cabled Module, 2x16 duplex LC Propel module on End A to Stub on End B, 32 fiber Plenum Trunk, Method B Enhanced |  | Propel | PPL | Fiber cabled module
PPLUJVDLCLCN |  | Variant of PROPEL-CABLED-MODULES | Propel ULL Multimode OM5 Cabled Module, 16x12 duplex LC Propel module on End A to 16x12 on End B, 192 fiber LSZH Trunk, Method B Enhanced |  | Propel | PPL | Fiber cabled module
PPLAGXDLCMXM |  | Variant of PROPEL-CABLED-MODULES | Propel ULL Multimode OM4 Cabled Module, 12x12 duplex LC Propel module on End A to 1x12f MPO/UPC pinned on End B, 144 fiber Plenum Trunk, Method A |  | Propel | PPL | Fiber cabled module
PPLA3GRLCRPN |  | Variant of PROPEL-CABLED-MODULES | Propel ULL Singlemode Cabled Module, 12x16 duplex LC Propel module on End A to 1x16f MPO/APC non-pinned Singlemode on End B, 192 fiber B2ca Trunk, Method A |  | Propel | PPL | Fiber cabled module
PPLUGX8LCQPK |  | Variant of PROPEL-CABLED-MODULES | Propel ULL Multimode OM4 Cabled Module, 9x8 duplex LC Propel module on End A to 1x8f MPO/UPC non-pinned on End B, 72 fiber Plenum Trunk, Method B Enhanced |  | Propel | PPL | Fiber cabled module
PPLAGG8LCQXL |  | Variant of PROPEL-CABLED-MODULES | Propel ULL Singlemode Cabled Module, 12x8 duplex LC Propel module on End A to 1x8f MPO/UPC pinned on End B, 96 fiber Plenum Trunk, Method A |  | Propel | PPL | Fiber cabled module
PPLU3GDLCMPP |  | Variant of PROPEL-CABLED-MODULES | Propel ULL Singlemode Cabled Module, 24x12 duplex LC Propel module on End A to 1x12f MPO/UPC non-pinned on End B, 288 fiber B2ca Trunk, Method B Enhanced |  | Propel | PPL | Fiber cabled module
PPLAGG8LCQXM |  | Variant of PROPEL-CABLED-MODULES | Propel ULL Singlemode Cabled Module, 18x8 duplex LC Propel module on End A to 1x8f MPO/UPC pinned on End B, 144 fiber Plenum Trunk, Method A |  | Propel | PPL | Fiber cabled module
PPLAJVRLCRZN |  | Variant of PROPEL-CABLED-MODULES | Propel ULL Multimode OM5 Cabled Module, 12x16 duplex LC Propel module on End A to 1x16f MPO/APC pinned Multimode on End B, 192 fiber LSZH Trunk, Method A |  | Propel | PPL | Fiber cabled module
PPLUGX8LCQPL |  | Variant of PROPEL-CABLED-MODULES | Propel ULL Multimode OM4 Cabled Module, 12x8 duplex LC Propel module on End A to 1x8f MPO/UPC non-pinned on End B, 96 fiber Plenum Trunk, Method B Enhanced |  | Propel | PPL | Fiber cabled module
PPLUJGDLCMXD |  | Variant of PROPEL-CABLED-MODULES | Propel ULL Singlemode Cabled Module, 1x12 duplex LC Propel module on End A to 1x12f MPO/UPC pinned on End B, 12 fiber LSZH Trunk, Method B Enhanced |  | Propel | PPL | Fiber cabled module
PPLU3GDLCMXD |  | Variant of PROPEL-CABLED-MODULES | Propel ULL Singlemode Cabled Module, 1x12 duplex LC Propel module on End A to 1x12f MPO/UPC pinned on End B, 12 fiber B2ca Trunk, Method B Enhanced |  | Propel | PPL | Fiber cabled module
PPLU3VDLCMPL |  | Variant of PROPEL-CABLED-MODULES | Propel ULL Multimode OM5 Cabled Module, 8x12 duplex LC Propel module on End A to 1x12f MPO/UPC non-pinned on End B, 96 fiber B2ca Trunk, Method B Enhanced |  | Propel | PPL | Fiber cabled module
PPLUJXRLCLCU |  | Variant of PROPEL-CABLED-MODULES | Propel ULL Multimode OM4 Cabled Module, 4x16 duplex LC Propel module on End A to 4x16 on End B, 64 fiber LSZH Trunk, Method B Enhanced |  | Propel | PPL | Fiber cabled module
PPLU3XFLCLCM |  | Variant of PROPEL-CABLED-MODULES | Propel ULL Multimode OM4 Cabled Module, 6x2f duplex LC Propel module on End A to 6x24 on End B, 144 fiber B2ca Trunk, Method B Enhanced |  | Propel | PPL | Fiber cabled module
PPLUGGRSNRPH |  | Variant of PROPEL-CABLED-MODULES | Propel ULL Singlemode Cabled Module, 3x16 duplex SN Propel module on End A to 3x16 on End B, 48 fiber Plenum Trunk, Method B Enhanced |  | Propel | PPL | Fiber cabled module
PPLAGG8LCQXN |  | Variant of PROPEL-CABLED-MODULES | Propel ULL Singlemode Cabled Module, 24x8 duplex LC Propel module on End A to 1x8f MPO/UPC pinned on End B, 192 fiber Plenum Trunk, Method A |  | Propel | PPL | Fiber cabled module
PPLUJGDLCMXF |  | Variant of PROPEL-CABLED-MODULES | Propel ULL Singlemode Cabled Module, 2x12 duplex LC Propel module on End A to 1x12f MPO/UPC pinned on End B, 24 fiber LSZH Trunk, Method B Enhanced |  | Propel | PPL | Fiber cabled module
PPLAGXFLC2PF |  | Variant of PROPEL-CABLED-MODULES | Propel ULL Multimode OM4 Cabled Module, 1x24 duplex LC Propel module on End A to 1x24f MPO/UPC non-pinned on End B, 24 fiber Plenum Trunk, Method A |  | Propel | PPL | Fiber cabled module
PPLAGG8LCQXR |  | Variant of PROPEL-CABLED-MODULES | Propel ULL Singlemode Cabled Module, 2x8 duplex LC Propel module on End A to 1x8f MPO/UPC pinned on End B, 16 fiber Plenum Trunk, Method A |  | Propel | PPL | Fiber cabled module
PPLUGX8LCQPN |  | Variant of PROPEL-CABLED-MODULES | Propel ULL Multimode OM4 Cabled Module, 24x8 duplex LC Propel module on End A to 1x8f MPO/UPC non-pinned on End B, 192 fiber Plenum Trunk, Method B Enhanced |  | Propel | PPL | Fiber cabled module
PPLAJVRLCRZS |  | Variant of PROPEL-CABLED-MODULES | Propel ULL Multimode OM5 Cabled Module, 2x16 duplex LC Propel module on End A to 1x16f MPO/APC pinned Multimode on End B, 32 fiber LSZH Trunk, Method A |  | Propel | PPL | Fiber cabled module
PPLUJXRLCRVL |  | Variant of PROPEL-CABLED-MODULES | Propel ULL Multimode OM4 Cabled Module, 6x16 duplex LC Propel module on End A to 1x16f MPO/APC non-pinned Multimode on End B, 96 fiber LSZH Trunk, Method B Enhanced |  | Propel | PPL | Fiber cabled module
PPLU3GDLCMXH |  | Variant of PROPEL-CABLED-MODULES | Propel ULL Singlemode Cabled Module, 4x12 duplex LC Propel module on End A to 1x12f MPO/UPC pinned on End B, 48 fiber B2ca Trunk, Method B Enhanced |  | Propel | PPL | Fiber cabled module
PPLA3GRLCRPU |  | Variant of PROPEL-CABLED-MODULES | Propel ULL Singlemode Cabled Module, 4x16 duplex LC Propel module on End A to 1x16f MPO/APC non-pinned Singlemode on End B, 64 fiber B2ca Trunk, Method A |  | Propel | PPL | Fiber cabled module
PPLUJGDLCMXH |  | Variant of PROPEL-CABLED-MODULES | Propel ULL Singlemode Cabled Module, 4x12 duplex LC Propel module on End A to 1x12f MPO/UPC pinned on End B, 48 fiber LSZH Trunk, Method B Enhanced |  | Propel | PPL | Fiber cabled module
PPLAJVRLCRZU |  | Variant of PROPEL-CABLED-MODULES | Propel ULL Multimode OM5 Cabled Module, 4x16 duplex LC Propel module on End A to 1x16f MPO/APC pinned Multimode on End B, 64 fiber LSZH Trunk, Method A |  | Propel | PPL | Fiber cabled module
PPLAGXFLC2PK |  | Variant of PROPEL-CABLED-MODULES | Propel ULL Multimode OM4 Cabled Module, 3x2f duplex LC Propel module on End A to 1x24f MPO/UPC non-pinned on End B, 72 fiber Plenum Trunk, Method A |  | Propel | PPL | Fiber cabled module
PPLU3GDLCMXK |  | Variant of PROPEL-CABLED-MODULES | Propel ULL Singlemode Cabled Module, 6x12 duplex LC Propel module on End A to 1x12f MPO/UPC pinned on End B, 72 fiber B2ca Trunk, Method B Enhanced |  | Propel | PPL | Fiber cabled module
PPLU3VDLCMXD |  | Variant of PROPEL-CABLED-MODULES | Propel ULL Multimode OM5 Cabled Module, 1x12 duplex LC Propel module on End A to 1x12f MPO/UPC pinned on End B, 12 fiber B2ca Trunk, Method B Enhanced |  | Propel | PPL | Fiber cabled module
PPLAJX8LCQP8 |  | Variant of PROPEL-CABLED-MODULES | Propel ULL Multimode OM4 Cabled Module, 1x8 duplex LC Propel module on End A to 1x8f MPO/UPC non-pinned on End B, 8 fiber LSZH Trunk, Method A |  | Propel | PPL | Fiber cabled module
PPLAGXFLC2PL |  | Variant of PROPEL-CABLED-MODULES | Propel ULL Multimode OM4 Cabled Module, 4x2f duplex LC Propel module on End A to 1x24f MPO/UPC non-pinned on End B, 96 fiber Plenum Trunk, Method A |  | Propel | PPL | Fiber cabled module
PPLAGGDLCMPD |  | Variant of PROPEL-CABLED-MODULES | Propel ULL Singlemode Cabled Module, 1x12 duplex LC Propel module on End A to 1x12f MPO/UPC non-pinned on End B, 12 fiber Plenum Trunk, Method A |  | Propel | PPL | Fiber cabled module
PPLA3GRLCRXL |  | Variant of PROPEL-CABLED-MODULES | Propel ULL Singlemode Cabled Module, 6x16 duplex LC Propel module on End A to 1x16f MPO/APC pinned Singlemode on End B, 96 fiber B2ca Trunk, Method A |  | Propel | PPL | Fiber cabled module
PPLU3VDLCMXF |  | Variant of PROPEL-CABLED-MODULES | Propel ULL Multimode OM5 Cabled Module, 2x12 duplex LC Propel module on End A to 1x12f MPO/UPC pinned on End B, 24 fiber B2ca Trunk, Method B Enhanced |  | Propel | PPL | Fiber cabled module
PPLUGX8LCQPR |  | Variant of PROPEL-CABLED-MODULES | Propel ULL Multimode OM4 Cabled Module, 2x8 duplex LC Propel module on End A to 1x8f MPO/UPC non-pinned on End B, 16 fiber Plenum Trunk, Method B Enhanced |  | Propel | PPL | Fiber cabled module
PPLAGXFLC2PM |  | Variant of PROPEL-CABLED-MODULES | Propel ULL Multimode OM4 Cabled Module, 6x2f duplex LC Propel module on End A to 1x24f MPO/UPC non-pinned on End B, 144 fiber Plenum Trunk, Method A |  | Propel | PPL | Fiber cabled module
PPLUJXRLCRVQ |  | Variant of PROPEL-CABLED-MODULES | Propel ULL Multimode OM4 Cabled Module, 8x16 duplex LC Propel module on End A to 1x16f MPO/APC non-pinned Multimode on End B, 128 fiber LSZH Trunk, Method B Enhanced |  | Propel | PPL | Fiber cabled module
PPLAGGDLCMPF |  | Variant of PROPEL-CABLED-MODULES | Propel ULL Singlemode Cabled Module, 2x12 duplex LC Propel module on End A to 1x12f MPO/UPC non-pinned on End B, 24 fiber Plenum Trunk, Method A |  | Propel | PPL | Fiber cabled module
PPLUJVDLCMPL |  | Variant of PROPEL-CABLED-MODULES | Propel ULL Multimode OM5 Cabled Module, 8x12 duplex LC Propel module on End A to 1x12f MPO/UPC non-pinned on End B, 96 fiber LSZH Trunk, Method B Enhanced |  | Propel | PPL | Fiber cabled module
PPLA3GRLCRXM |  | Variant of PROPEL-CABLED-MODULES | Propel ULL Singlemode Cabled Module, 9x16 duplex LC Propel module on End A to 1x16f MPO/APC pinned Singlemode on End B, 144 fiber B2ca Trunk, Method A |  | Propel | PPL | Fiber cabled module
PPLUGX8LCQPS |  | Variant of PROPEL-CABLED-MODULES | Propel ULL Multimode OM4 Cabled Module, 4x8 duplex LC Propel module on End A to 1x8f MPO/UPC non-pinned on End B, 32 fiber Plenum Trunk, Method B Enhanced |  | Propel | PPL | Fiber cabled module
PPLU3XRLCLCH |  | Variant of PROPEL-CABLED-MODULES | Propel ULL Multimode OM4 Cabled Module, 3x16 duplex LC Propel module on End A to 3x16 on End B, 48 fiber B2ca Trunk, Method B Enhanced |  | Propel | PPL | Fiber cabled module
PPLAGXFLC2XF |  | Variant of PROPEL-CABLED-MODULES | Propel ULL Multimode OM4 Cabled Module, 1x24 duplex LC Propel module on End A to 1x24f MPO/UPC pinned on End B, 24 fiber Plenum Trunk, Method A |  | Propel | PPL | Fiber cabled module
PPLUJXRLCRVR |  | Variant of PROPEL-CABLED-MODULES | Propel ULL Multimode OM4 Cabled Module, 1x16 duplex LC Propel module on End A to 1x16f MPO/APC non-pinned Multimode on End B, 16 fiber LSZH Trunk, Method B Enhanced |  | Propel | PPL | Fiber cabled module
PPLA3GRLCRXN |  | Variant of PROPEL-CABLED-MODULES | Propel ULL Singlemode Cabled Module, 12x16 duplex LC Propel module on End A to 1x16f MPO/APC pinned Singlemode on End B, 192 fiber B2ca Trunk, Method A |  | Propel | PPL | Fiber cabled module
PPLUJGDLCMXN |  | Variant of PROPEL-CABLED-MODULES | Propel ULL Singlemode Cabled Module, 16x12 duplex LC Propel module on End A to 1x12f MPO/UPC pinned on End B, 192 fiber LSZH Trunk, Method B Enhanced |  | Propel | PPL | Fiber cabled module
PPLU3XRLCLCL |  | Variant of PROPEL-CABLED-MODULES | Propel ULL Multimode OM4 Cabled Module, 6x16 duplex LC Propel module on End A to 6x16 on End B, 96 fiber B2ca Trunk, Method B Enhanced |  | Propel | PPL | Fiber cabled module
PPLUJVDLCMPN |  | Variant of PROPEL-CABLED-MODULES | Propel ULL Multimode OM5 Cabled Module, 16x12 duplex LC Propel module on End A to 1x12f MPO/UPC non-pinned on End B, 192 fiber LSZH Trunk, Method B Enhanced |  | Propel | PPL | Fiber cabled module
PPLU3VDLCMXK |  | Variant of PROPEL-CABLED-MODULES | Propel ULL Multimode OM5 Cabled Module, 6x12 duplex LC Propel module on End A to 1x12f MPO/UPC pinned on End B, 72 fiber B2ca Trunk, Method B Enhanced |  | Propel | PPL | Fiber cabled module
PPLUJGDLCMXP |  | Variant of PROPEL-CABLED-MODULES | Propel ULL Singlemode Cabled Module, 24x12 duplex LC Propel module on End A to 1x12f MPO/UPC pinned on End B, 288 fiber LSZH Trunk, Method B Enhanced |  | Propel | PPL | Fiber cabled module
PPLUJXRLCRVU |  | Variant of PROPEL-CABLED-MODULES | Propel ULL Multimode OM4 Cabled Module, 4x16 duplex LC Propel module on End A to 1x16f MPO/APC non-pinned Multimode on End B, 64 fiber LSZH Trunk, Method B Enhanced |  | Propel | PPL | Fiber cabled module
PPLAGGDLCMPK |  | Variant of PROPEL-CABLED-MODULES | Propel ULL Singlemode Cabled Module, 6x12 duplex LC Propel module on End A to 1x12f MPO/UPC non-pinned on End B, 72 fiber Plenum Trunk, Method A |  | Propel | PPL | Fiber cabled module
PPLA3GRLCRXR |  | Variant of PROPEL-CABLED-MODULES | Propel ULL Singlemode Cabled Module, 1x16 duplex LC Propel module on End A to 1x16f MPO/APC pinned Singlemode on End B, 16 fiber B2ca Trunk, Method A |  | Propel | PPL | Fiber cabled module
PPLU3VDLCMXL |  | Variant of PROPEL-CABLED-MODULES | Propel ULL Multimode OM5 Cabled Module, 8x12 duplex LC Propel module on End A to 1x12f MPO/UPC pinned on End B, 96 fiber B2ca Trunk, Method B Enhanced |  | Propel | PPL | Fiber cabled module
PPLUJGDLCUCD |  | Variant of PROPEL-CABLED-MODULES | Propel ULL Singlemode Cabled Module, 1x12 duplex LC Propel module on End A to Stub on End B, 12 fiber LSZH Trunk, Method B Enhanced |  | Propel | PPL | Fiber cabled module
PPLUGX8LCQXF |  | Variant of PROPEL-CABLED-MODULES | Propel ULL Multimode OM4 Cabled Module, 3x8 duplex LC Propel module on End A to 1x8f MPO/UPC pinned on End B, 24 fiber Plenum Trunk, Method B Enhanced |  | Propel | PPL | Fiber cabled module
PPLUJVDLCMPP |  | Variant of PROPEL-CABLED-MODULES | Propel ULL Multimode OM5 Cabled Module, 24x12 duplex LC Propel module on End A to 1x12f MPO/UPC non-pinned on End B, 288 fiber LSZH Trunk, Method B Enhanced |  | Propel | PPL | Fiber cabled module
PPLUGGRSNRXH |  | Variant of PROPEL-CABLED-MODULES | Propel ULL Singlemode Cabled Module, 3x16 duplex SN Propel module on End A to 3x16 on End B, 48 fiber Plenum Trunk, Method B Enhanced |  | Propel | PPL | Fiber cabled module
PPLU3GDLCUCF |  | Variant of PROPEL-CABLED-MODULES | Propel ULL Singlemode Cabled Module, 2x12 duplex LC Propel module on End A to Stub on End B, 24 fiber B2ca Trunk, Method B Enhanced |  | Propel | PPL | Fiber cabled module
PPLA3GRLCRXS |  | Variant of PROPEL-CABLED-MODULES | Propel ULL Singlemode Cabled Module, 2x16 duplex LC Propel module on End A to 1x16f MPO/APC pinned Singlemode on End B, 32 fiber B2ca Trunk, Method A |  | Propel | PPL | Fiber cabled module
PPLAJX8LCQPM |  | Variant of PROPEL-CABLED-MODULES | Propel ULL Multimode OM4 Cabled Module, 18x8 duplex LC Propel module on End A to 1x8f MPO/UPC non-pinned on End B, 144 fiber LSZH Trunk, Method A |  | Propel | PPL | Fiber cabled module
PPLUJXRLCRZL |  | Variant of PROPEL-CABLED-MODULES | Propel ULL Multimode OM4 Cabled Module, 6x16 duplex LC Propel module on End A to 1x16f MPO/APC pinned Multimode on End B, 96 fiber LSZH Trunk, Method B Enhanced |  | Propel | PPL | Fiber cabled module
PPLU3GDLCUCG |  | Variant of PROPEL-CABLED-MODULES | Propel ULL Singlemode Cabled Module, 3x12 duplex LC Propel module on End A to Stub on End B, 36 fiber B2ca Trunk, Method B Enhanced |  | Propel | PPL | Fiber cabled module
PPLU3VDLCMXN |  | Variant of PROPEL-CABLED-MODULES | Propel ULL Multimode OM5 Cabled Module, 16x12 duplex LC Propel module on End A to 1x12f MPO/UPC pinned on End B, 192 fiber B2ca Trunk, Method B Enhanced |  | Propel | PPL | Fiber cabled module
PPLA3GRLCRXU |  | Variant of PROPEL-CABLED-MODULES | Propel ULL Singlemode Cabled Module, 4x16 duplex LC Propel module on End A to 1x16f MPO/APC pinned Singlemode on End B, 64 fiber B2ca Trunk, Method A |  | Propel | PPL | Fiber cabled module
PPLAGXFLC2XK |  | Variant of PROPEL-CABLED-MODULES | Propel ULL Multimode OM4 Cabled Module, 3x2f duplex LC Propel module on End A to 1x24f MPO/UPC pinned on End B, 72 fiber Plenum Trunk, Method A |  | Propel | PPL | Fiber cabled module
PPLAGGDLCMPM |  | Variant of PROPEL-CABLED-MODULES | Propel ULL Singlemode Cabled Module, 12x12 duplex LC Propel module on End A to 1x12f MPO/UPC non-pinned on End B, 144 fiber Plenum Trunk, Method A |  | Propel | PPL | Fiber cabled module
PPLUJVDLCMXF |  | Variant of PROPEL-CABLED-MODULES | Propel ULL Multimode OM5 Cabled Module, 2x12 duplex LC Propel module on End A to 1x12f MPO/UPC pinned on End B, 24 fiber LSZH Trunk, Method B Enhanced |  | Propel | PPL | Fiber cabled module
PPLAJX8LCQPN |  | Variant of PROPEL-CABLED-MODULES | Propel ULL Multimode OM4 Cabled Module, 24x8 duplex LC Propel module on End A to 1x8f MPO/UPC non-pinned on End B, 192 fiber LSZH Trunk, Method A |  | Propel | PPL | Fiber cabled module
PPLUJGDLCUCH |  | Variant of PROPEL-CABLED-MODULES | Propel ULL Singlemode Cabled Module, 4x12 duplex LC Propel module on End A to Stub on End B, 48 fiber LSZH Trunk, Method B Enhanced |  | Propel | PPL | Fiber cabled module
PPLUJXRLCRZN |  | Variant of PROPEL-CABLED-MODULES | Propel ULL Multimode OM4 Cabled Module, 12x16 duplex LC Propel module on End A to 1x16f MPO/APC pinned Multimode on End B, 192 fiber LSZH Trunk, Method B Enhanced |  | Propel | PPL | Fiber cabled module
PPLU3GDLCUCK |  | Variant of PROPEL-CABLED-MODULES | Propel ULL Singlemode Cabled Module, 6x12 duplex LC Propel module on End A to Stub on End B, 72 fiber B2ca Trunk, Method B Enhanced |  | Propel | PPL | Fiber cabled module
PPLUJGDLCUCK |  | Variant of PROPEL-CABLED-MODULES | Propel ULL Singlemode Cabled Module, 6x12 duplex LC Propel module on End A to Stub on End B, 72 fiber LSZH Trunk, Method B Enhanced |  | Propel | PPL | Fiber cabled module
PPLU3XRLCLCS |  | Variant of PROPEL-CABLED-MODULES | Propel ULL Multimode OM4 Cabled Module, 2x16 duplex LC Propel module on End A to 2x16 on End B, 32 fiber B2ca Trunk, Method B Enhanced |  | Propel | PPL | Fiber cabled module
PPLUJXRLCRZQ |  | Variant of PROPEL-CABLED-MODULES | Propel ULL Multimode OM4 Cabled Module, 8x16 duplex LC Propel module on End A to 1x16f MPO/APC pinned Multimode on End B, 128 fiber LSZH Trunk, Method B Enhanced |  | Propel | PPL | Fiber cabled module
PPLU3GDLCUCL |  | Variant of PROPEL-CABLED-MODULES | Propel ULL Singlemode Cabled Module, 8x12 duplex LC Propel module on End A to Stub on End B, 96 fiber B2ca Trunk, Method B Enhanced |  | Propel | PPL | Fiber cabled module
PPLU3VDLCUCF |  | Variant of PROPEL-CABLED-MODULES | Propel ULL Multimode OM5 Cabled Module, 2x12 duplex LC Propel module on End A to Stub on End B, 24 fiber B2ca Trunk, Method B Enhanced |  | Propel | PPL | Fiber cabled module
PPLA3GRSNRPM |  | Variant of PROPEL-CABLED-MODULES | Propel ULL Singlemode Cabled Module, 9x16 duplex SN Propel module on End A to 9x16 on End B, 144 fiber B2ca Trunk, Method A |  | Propel | PPL | Fiber cabled module
PPLUJGDLCUCL |  | Variant of PROPEL-CABLED-MODULES | Propel ULL Singlemode Cabled Module, 8x12 duplex LC Propel module on End A to Stub on End B, 96 fiber LSZH Trunk, Method B Enhanced |  | Propel | PPL | Fiber cabled module
PPLU3VDLCUCG |  | Variant of PROPEL-CABLED-MODULES | Propel ULL Multimode OM5 Cabled Module, 3x12 duplex LC Propel module on End A to Stub on End B, 36 fiber B2ca Trunk, Method B Enhanced |  | Propel | PPL | Fiber cabled module
PPLA3GRSNRPN |  | Variant of PROPEL-CABLED-MODULES | Propel ULL Singlemode Cabled Module, 12x16 duplex SN Propel module on End A to 12x16 on End B, 192 fiber B2ca Trunk, Method A |  | Propel | PPL | Fiber cabled module
PPLAGGDLCMXF |  | Variant of PROPEL-CABLED-MODULES | Propel ULL Singlemode Cabled Module, 2x12 duplex LC Propel module on End A to 1x12f MPO/UPC pinned on End B, 24 fiber Plenum Trunk, Method A |  | Propel | PPL | Fiber cabled module
PPLUJXRLCRZS |  | Variant of PROPEL-CABLED-MODULES | Propel ULL Multimode OM4 Cabled Module, 2x16 duplex LC Propel module on End A to 1x16f MPO/APC pinned Multimode on End B, 32 fiber LSZH Trunk, Method B Enhanced |  | Propel | PPL | Fiber cabled module
PPLU3VDLCUCH |  | Variant of PROPEL-CABLED-MODULES | Propel ULL Multimode OM5 Cabled Module, 4x12 duplex LC Propel module on End A to Stub on End B, 48 fiber B2ca Trunk, Method B Enhanced |  | Propel | PPL | Fiber cabled module
PPLU3XRLCRVL |  | Variant of PROPEL-CABLED-MODULES | Propel ULL Multimode OM4 Cabled Module, 6x16 duplex LC Propel module on End A to 1x16f MPO/APC non-pinned Multimode on End B, 96 fiber B2ca Trunk, Method B Enhanced |  | Propel | PPL | Fiber cabled module
PPLUJGDLCUCN |  | Variant of PROPEL-CABLED-MODULES | Propel ULL Singlemode Cabled Module, 16x12 duplex LC Propel module on End A to Stub on End B, 192 fiber LSZH Trunk, Method B Enhanced |  | Propel | PPL | Fiber cabled module
PPLUJXRLCRZU |  | Variant of PROPEL-CABLED-MODULES | Propel ULL Multimode OM4 Cabled Module, 4x16 duplex LC Propel module on End A to 1x16f MPO/APC pinned Multimode on End B, 64 fiber LSZH Trunk, Method B Enhanced |  | Propel | PPL | Fiber cabled module
PPLUGGRSNSNH |  | Variant of PROPEL-CABLED-MODULES | Propel ULL Singlemode Cabled Module, 3x16 duplex SN Propel module on End A to 3x16 on End B, 48 fiber Plenum Trunk, Method B Enhanced |  | Propel | PPL | Fiber cabled module
PPLAGGDLCMXH |  | Variant of PROPEL-CABLED-MODULES | Propel ULL Singlemode Cabled Module, 4x12 duplex LC Propel module on End A to 1x12f MPO/UPC pinned on End B, 48 fiber Plenum Trunk, Method A |  | Propel | PPL | Fiber cabled module
PPLAJX8LCQXH |  | Variant of PROPEL-CABLED-MODULES | Propel ULL Multimode OM4 Cabled Module, 6x8 duplex LC Propel module on End A to 1x8f MPO/UPC pinned on End B, 48 fiber LSZH Trunk, Method A |  | Propel | PPL | Fiber cabled module
PPLUJVDLCMXN |  | Variant of PROPEL-CABLED-MODULES | Propel ULL Multimode OM5 Cabled Module, 16x12 duplex LC Propel module on End A to 1x12f MPO/UPC pinned on End B, 192 fiber LSZH Trunk, Method B Enhanced |  | Propel | PPL | Fiber cabled module
PPLU3GFLC2PF |  | Variant of PROPEL-CABLED-MODULES | Propel ULL Singlemode Cabled Module, 1x2f duplex LC Propel module on End A to 1x24f MPO/UPC non-pinned on End B, 24 fiber B2ca Trunk, Method B Enhanced |  | Propel | PPL | Fiber cabled module
PPLA3GRSNRPS |  | Variant of PROPEL-CABLED-MODULES | Propel ULL Singlemode Cabled Module, 2x16 duplex SN Propel module on End A to 2x16 on End B, 32 fiber B2ca Trunk, Method A |  | Propel | PPL | Fiber cabled module
PPLUGGRSNSNL |  | Variant of PROPEL-CABLED-MODULES | Propel ULL Singlemode Cabled Module, 6x16 duplex SN Propel module on End A to 6x16 on End B, 96 fiber Plenum Trunk, Method B Enhanced |  | Propel | PPL | Fiber cabled module
PPLUJGFLC2PF |  | Variant of PROPEL-CABLED-MODULES | Propel ULL Singlemode Cabled Module, 1x2f duplex LC Propel module on End A to 1x24f MPO/UPC non-pinned on End B, 24 fiber LSZH Trunk, Method B Enhanced |  | Propel | PPL | Fiber cabled module
PPLAJX8LCQXK |  | Variant of PROPEL-CABLED-MODULES | Propel ULL Multimode OM4 Cabled Module, 9x8 duplex LC Propel module on End A to 1x8f MPO/UPC pinned on End B, 72 fiber LSZH Trunk, Method A |  | Propel | PPL | Fiber cabled module
PPLUJVDLCMXP |  | Variant of PROPEL-CABLED-MODULES | Propel ULL Multimode OM5 Cabled Module, 24x12 duplex LC Propel module on End A to 1x12f MPO/UPC pinned on End B, 288 fiber LSZH Trunk, Method B Enhanced |  | Propel | PPL | Fiber cabled module
PPLUJXRLCUCL |  | Variant of PROPEL-CABLED-MODULES | Propel ULL Multimode OM4 Cabled Module, 6x16 duplex LC Propel module on End A to Stub on End B, 96 fiber LSZH Trunk, Method B Enhanced |  | Propel | PPL | Fiber cabled module
PPLA3GRSNRPU |  | Variant of PROPEL-CABLED-MODULES | Propel ULL Singlemode Cabled Module, 4x16 duplex SN Propel module on End A to 4x16 on End B, 64 fiber B2ca Trunk, Method A |  | Propel | PPL | Fiber cabled module
PPLU3VDLCUCM |  | Variant of PROPEL-CABLED-MODULES | Propel ULL Multimode OM5 Cabled Module, 12x12 duplex LC Propel module on End A to Stub on End B, 144 fiber B2ca Trunk, Method B Enhanced |  | Propel | PPL | Fiber cabled module
PPLUGGRSNSNM |  | Variant of PROPEL-CABLED-MODULES | Propel ULL Singlemode Cabled Module, 9x16 duplex SN Propel module on End A to 9x16 on End B, 144 fiber Plenum Trunk, Method B Enhanced |  | Propel | PPL | Fiber cabled module
PPLAGGDLCMXL |  | Variant of PROPEL-CABLED-MODULES | Propel ULL Singlemode Cabled Module, 8x12 duplex LC Propel module on End A to 1x12f MPO/UPC pinned on End B, 96 fiber Plenum Trunk, Method A |  | Propel | PPL | Fiber cabled module
PPLAJX8LCQXL |  | Variant of PROPEL-CABLED-MODULES | Propel ULL Multimode OM4 Cabled Module, 12x8 duplex LC Propel module on End A to 1x8f MPO/UPC pinned on End B, 96 fiber LSZH Trunk, Method A |  | Propel | PPL | Fiber cabled module
PPLUJXRLCUCM |  | Variant of PROPEL-CABLED-MODULES | Propel ULL Multimode OM4 Cabled Module, 9x16 duplex LC Propel module on End A to Stub on End B, 144 fiber LSZH Trunk, Method B Enhanced |  | Propel | PPL | Fiber cabled module
PPLU3XRLCRVR |  | Variant of PROPEL-CABLED-MODULES | Propel ULL Multimode OM4 Cabled Module, 1x16 duplex LC Propel module on End A to 1x16f MPO/APC non-pinned Multimode on End B, 16 fiber B2ca Trunk, Method B Enhanced |  | Propel | PPL | Fiber cabled module
PPLUGX8LCUCH |  | Variant of PROPEL-CABLED-MODULES | Propel ULL Multimode OM4 Cabled Module, 6x8 duplex LC Propel module on End A to Stub on End B, 48 fiber Plenum Trunk, Method B Enhanced |  | Propel | PPL | Fiber cabled module
PPLUJGFLC2PK |  | Variant of PROPEL-CABLED-MODULES | Propel ULL Singlemode Cabled Module, 3x2f duplex LC Propel module on End A to 1x24f MPO/UPC non-pinned on End B, 72 fiber LSZH Trunk, Method B Enhanced |  | Propel | PPL | Fiber cabled module
PPLUGGRSNSNN |  | Variant of PROPEL-CABLED-MODULES | Propel ULL Singlemode Cabled Module, 12x16 duplex SN Propel module on End A to 12x16 on End B, 192 fiber Plenum Trunk, Method B Enhanced |  | Propel | PPL | Fiber cabled module
PPLUJXRLCUCN |  | Variant of PROPEL-CABLED-MODULES | Propel ULL Multimode OM4 Cabled Module, 12x16 duplex LC Propel module on End A to Stub on End B, 192 fiber LSZH Trunk, Method B Enhanced |  | Propel | PPL | Fiber cabled module
PPLU3XRLCRVS |  | Variant of PROPEL-CABLED-MODULES | Propel ULL Multimode OM4 Cabled Module, 2x16 duplex LC Propel module on End A to 1x16f MPO/APC non-pinned Multimode on End B, 32 fiber B2ca Trunk, Method B Enhanced |  | Propel | PPL | Fiber cabled module
PPLU3VDLCUCP |  | Variant of PROPEL-CABLED-MODULES | Propel ULL Multimode OM5 Cabled Module, 24x12 duplex LC Propel module on End A to Stub on End B, 288 fiber B2ca Trunk, Method B Enhanced |  | Propel | PPL | Fiber cabled module
PPLA3GRSNRXL |  | Variant of PROPEL-CABLED-MODULES | Propel ULL Singlemode Cabled Module, 6x16 duplex SN Propel module on End A to 6x16 on End B, 96 fiber B2ca Trunk, Method A |  | Propel | PPL | Fiber cabled module
PPLAGGDLCMXN |  | Variant of PROPEL-CABLED-MODULES | Propel ULL Singlemode Cabled Module, 16x12 duplex LC Propel module on End A to 1x12f MPO/UPC pinned on End B, 192 fiber Plenum Trunk, Method A |  | Propel | PPL | Fiber cabled module
PPLUGX8LCUCK |  | Variant of PROPEL-CABLED-MODULES | Propel ULL Multimode OM4 Cabled Module, 9x8 duplex LC Propel module on End A to Stub on End B, 72 fiber Plenum Trunk, Method B Enhanced |  | Propel | PPL | Fiber cabled module
PPLUJVDLCUCG |  | Variant of PROPEL-CABLED-MODULES | Propel ULL Multimode OM5 Cabled Module, 3x12 duplex LC Propel module on End A to Stub on End B, 36 fiber LSZH Trunk, Method B Enhanced |  | Propel | PPL | Fiber cabled module
PPLAGXRLCRVU |  | Variant of PROPEL-CABLED-MODULES | Propel ULL Multimode OM4 Cabled Module, 4x16 duplex LC Propel module on End A to 1x16f MPO/APC non-pinned Multimode on End B, 64 fiber Plenum Trunk, Method A |  | Propel | PPL | Fiber cabled module
PPLU3GFLC2PK |  | Variant of PROPEL-CABLED-MODULES | Propel ULL Singlemode Cabled Module, 3x2f duplex LC Propel module on End A to 1x24f MPO/UPC non-pinned on End B, 72 fiber B2ca Trunk, Method B Enhanced |  | Propel | PPL | Fiber cabled module
PPLU3VFLC2PF |  | Variant of PROPEL-CABLED-MODULES | Propel ULL Multimode OM5 Cabled Module, 1x2f duplex LC Propel module on End A to 1x24f MPO/UPC non-pinned on End B, 24 fiber B2ca Trunk, Method B Enhanced |  | Propel | PPL | Fiber cabled module
PPLUJGFLC2PM |  | Variant of PROPEL-CABLED-MODULES | Propel ULL Singlemode Cabled Module, 6x2f duplex LC Propel module on End A to 1x24f MPO/UPC non-pinned on End B, 144 fiber LSZH Trunk, Method B Enhanced |  | Propel | PPL | Fiber cabled module
PPLUGX8LCUCL |  | Variant of PROPEL-CABLED-MODULES | Propel ULL Multimode OM4 Cabled Module, 12x8 duplex LC Propel module on End A to Stub on End B, 96 fiber Plenum Trunk, Method B Enhanced |  | Propel | PPL | Fiber cabled module
PPLA3GRSNRXM |  | Variant of PROPEL-CABLED-MODULES | Propel ULL Singlemode Cabled Module, 9x16 duplex SN Propel module on End A to 9x16 on End B, 144 fiber B2ca Trunk, Method A |  | Propel | PPL | Fiber cabled module
PPLAJX8LCQXR |  | Variant of PROPEL-CABLED-MODULES | Propel ULL Multimode OM4 Cabled Module, 2x8 duplex LC Propel module on End A to 1x8f MPO/UPC pinned on End B, 16 fiber LSZH Trunk, Method A |  | Propel | PPL | Fiber cabled module
PPLAGGDLCMXP |  | Variant of PROPEL-CABLED-MODULES | Propel ULL Singlemode Cabled Module, 24x12 duplex LC Propel module on End A to 1x12f MPO/UPC pinned on End B, 288 fiber Plenum Trunk, Method A |  | Propel | PPL | Fiber cabled module
PPLUJXRLCUCR |  | Variant of PROPEL-CABLED-MODULES | Propel ULL Multimode OM4 Cabled Module, 1x16 duplex LC Propel module on End A to Stub on End B, 16 fiber LSZH Trunk, Method B Enhanced |  | Propel | PPL | Fiber cabled module
PPLAGXRLCRZH |  | Variant of PROPEL-CABLED-MODULES | Propel ULL Multimode OM4 Cabled Module, 3x16 duplex LC Propel module on End A to 1x16f MPO/APC pinned Multimode on End B, 48 fiber Plenum Trunk, Method A |  | Propel | PPL | Fiber cabled module
PPLU3GFLC2PL |  | Variant of PROPEL-CABLED-MODULES | Propel ULL Singlemode Cabled Module, 4x2f duplex LC Propel module on End A to 1x24f MPO/UPC non-pinned on End B, 96 fiber B2ca Trunk, Method B Enhanced |  | Propel | PPL | Fiber cabled module
PPLUGGRSNSNS |  | Variant of PROPEL-CABLED-MODULES | Propel ULL Singlemode Cabled Module, 2x16 duplex SN Propel module on End A to 2x16 on End B, 32 fiber Plenum Trunk, Method B Enhanced |  | Propel | PPL | Fiber cabled module
PPLU3VFLC2PH |  | Variant of PROPEL-CABLED-MODULES | Propel ULL Multimode OM5 Cabled Module, 2x2f duplex LC Propel module on End A to 1x24f MPO/UPC non-pinned on End B, 48 fiber B2ca Trunk, Method B Enhanced |  | Propel | PPL | Fiber cabled module
PPLAJX8LCQXS |  | Variant of PROPEL-CABLED-MODULES | Propel ULL Multimode OM4 Cabled Module, 4x8 duplex LC Propel module on End A to 1x8f MPO/UPC pinned on End B, 32 fiber LSZH Trunk, Method A |  | Propel | PPL | Fiber cabled module
PPLAGGFLC2PF |  | Variant of PROPEL-CABLED-MODULES | Propel ULL Singlemode Cabled Module, 1x2f duplex LC Propel module on End A to 1x24f MPO/UPC non-pinned on End B, 24 fiber Plenum Trunk, Method A |  | Propel | PPL | Fiber cabled module
PPLUJVDLCUCK |  | Variant of PROPEL-CABLED-MODULES | Propel ULL Multimode OM5 Cabled Module, 6x12 duplex LC Propel module on End A to Stub on End B, 72 fiber LSZH Trunk, Method B Enhanced |  | Propel | PPL | Fiber cabled module
PPLAGXRLCRZL |  | Variant of PROPEL-CABLED-MODULES | Propel ULL Multimode OM4 Cabled Module, 6x16 duplex LC Propel module on End A to 1x16f MPO/APC pinned Multimode on End B, 96 fiber Plenum Trunk, Method A |  | Propel | PPL | Fiber cabled module
PPLUGX8LCUCN |  | Variant of PROPEL-CABLED-MODULES | Propel ULL Multimode OM4 Cabled Module, 24x8 duplex LC Propel module on End A to Stub on End B, 192 fiber Plenum Trunk, Method B Enhanced |  | Propel | PPL | Fiber cabled module
PPLUJVDLCUCL |  | Variant of PROPEL-CABLED-MODULES | Propel ULL Multimode OM5 Cabled Module, 8x12 duplex LC Propel module on End A to Stub on End B, 96 fiber LSZH Trunk, Method B Enhanced |  | Propel | PPL | Fiber cabled module
PPLU3XRLCRZL |  | Variant of PROPEL-CABLED-MODULES | Propel ULL Multimode OM4 Cabled Module, 6x16 duplex LC Propel module on End A to 1x16f MPO/APC pinned Multimode on End B, 96 fiber B2ca Trunk, Method B Enhanced |  | Propel | PPL | Fiber cabled module
PPLAGXRLCRZM |  | Variant of PROPEL-CABLED-MODULES | Propel ULL Multimode OM4 Cabled Module, 9x16 duplex LC Propel module on End A to 1x16f MPO/APC pinned Multimode on End B, 144 fiber Plenum Trunk, Method A |  | Propel | PPL | Fiber cabled module
PPLU3GFLC2XF |  | Variant of PROPEL-CABLED-MODULES | Propel ULL Singlemode Cabled Module, 1x2f duplex LC Propel module on End A to 1x24f MPO/UPC pinned on End B, 24 fiber B2ca Trunk, Method B Enhanced |  | Propel | PPL | Fiber cabled module
PPLUGGRSNUCH |  | Variant of PROPEL-CABLED-MODULES | Propel ULL Singlemode Cabled Module, 3x16 duplex SN Propel module on End A to 3x16 on End B, 48 fiber Plenum Trunk, Method B Enhanced |  | Propel | PPL | Fiber cabled module
PPLA3GRSNRXR |  | Variant of PROPEL-CABLED-MODULES | Propel ULL Singlemode Cabled Module, 1x16 duplex SN Propel module on End A to 1x16 on End B, 16 fiber B2ca Trunk, Method A |  | Propel | PPL | Fiber cabled module
PPLUJVDLCUCM |  | Variant of PROPEL-CABLED-MODULES | Propel ULL Multimode OM5 Cabled Module, 12x12 duplex LC Propel module on End A to Stub on End B, 144 fiber LSZH Trunk, Method B Enhanced |  | Propel | PPL | Fiber cabled module
PPLU3XRLCRZM |  | Variant of PROPEL-CABLED-MODULES | Propel ULL Multimode OM4 Cabled Module, 9x16 duplex LC Propel module on End A to 1x16f MPO/APC pinned Multimode on End B, 144 fiber B2ca Trunk, Method B Enhanced |  | Propel | PPL | Fiber cabled module
PPLAJXDLCMPD |  | Variant of PROPEL-CABLED-MODULES | Propel ULL Multimode OM4 Cabled Module, 1x12 duplex LC Propel module on End A to 1x12f MPO/UPC non-pinned on End B, 12 fiber LSZH Trunk, Method A |  | Propel | PPL | Fiber cabled module
PPLAGXRLCRZN |  | Variant of PROPEL-CABLED-MODULES | Propel ULL Multimode OM4 Cabled Module, 12x16 duplex LC Propel module on End A to 1x16f MPO/APC pinned Multimode on End B, 192 fiber Plenum Trunk, Method A |  | Propel | PPL | Fiber cabled module
PPLU3GFLC2XH |  | Variant of PROPEL-CABLED-MODULES | Propel ULL Singlemode Cabled Module, 2x2f duplex LC Propel module on End A to 1x24f MPO/UPC pinned on End B, 48 fiber B2ca Trunk, Method B Enhanced |  | Propel | PPL | Fiber cabled module
PPLUGX8LCUCS |  | Variant of PROPEL-CABLED-MODULES | Propel ULL Multimode OM4 Cabled Module, 4x8 duplex LC Propel module on End A to Stub on End B, 32 fiber Plenum Trunk, Method B Enhanced |  | Propel | PPL | Fiber cabled module
PPLUJVDLCUCN |  | Variant of PROPEL-CABLED-MODULES | Propel ULL Multimode OM5 Cabled Module, 16x12 duplex LC Propel module on End A to Stub on End B, 192 fiber LSZH Trunk, Method B Enhanced |  | Propel | PPL | Fiber cabled module
PPLAGGFLC2PL |  | Variant of PROPEL-CABLED-MODULES | Propel ULL Singlemode Cabled Module, 4x2f duplex LC Propel module on End A to 1x24f MPO/UPC non-pinned on End B, 96 fiber Plenum Trunk, Method A |  | Propel | PPL | Fiber cabled module
PPLU3XRLCRZN |  | Variant of PROPEL-CABLED-MODULES | Propel ULL Multimode OM4 Cabled Module, 12x16 duplex LC Propel module on End A to 1x16f MPO/APC pinned Multimode on End B, 192 fiber B2ca Trunk, Method B Enhanced |  | Propel | PPL | Fiber cabled module
PPLAJXDLCMPF |  | Variant of PROPEL-CABLED-MODULES | Propel ULL Multimode OM4 Cabled Module, 2x12 duplex LC Propel module on End A to 1x12f MPO/UPC non-pinned on End B, 24 fiber LSZH Trunk, Method A |  | Propel | PPL | Fiber cabled module
PPLAGXRLCRZQ |  | Variant of PROPEL-CABLED-MODULES | Propel ULL Multimode OM4 Cabled Module, 8x16 duplex LC Propel module on End A to 1x16f MPO/APC pinned Multimode on End B, 128 fiber Plenum Trunk, Method A |  | Propel | PPL | Fiber cabled module
PPLAJXDLCMPG |  | Variant of PROPEL-CABLED-MODULES | Propel ULL Multimode OM4 Cabled Module, 3x12 duplex LC Propel module on End A to 1x12f MPO/UPC non-pinned on End B, 36 fiber LSZH Trunk, Method A |  | Propel | PPL | Fiber cabled module
PPLU3VFLC2XF |  | Variant of PROPEL-CABLED-MODULES | Propel ULL Multimode OM5 Cabled Module, 1x2f duplex LC Propel module on End A to 1x24f MPO/UPC pinned on End B, 24 fiber B2ca Trunk, Method B Enhanced |  | Propel | PPL | Fiber cabled module
PPLUJVDLCUCP |  | Variant of PROPEL-CABLED-MODULES | Propel ULL Multimode OM5 Cabled Module, 24x12 duplex LC Propel module on End A to Stub on End B, 288 fiber LSZH Trunk, Method B Enhanced |  | Propel | PPL | Fiber cabled module
PPLUJGFLCLCF |  | Variant of PROPEL-CABLED-MODULES | Propel ULL Singlemode Cabled Module, 1x2f duplex LC Propel module on End A to 1x24 on End B, 24 fiber LSZH Trunk, Method B Enhanced |  | Propel | PPL | Fiber cabled module
PPLAGGFLC2XF |  | Variant of PROPEL-CABLED-MODULES | Propel ULL Singlemode Cabled Module, 1x2f duplex LC Propel module on End A to 1x24f MPO/UPC pinned on End B, 24 fiber Plenum Trunk, Method A |  | Propel | PPL | Fiber cabled module
PPLUGXDLCLCD |  | Variant of PROPEL-CABLED-MODULES | Propel ULL Multimode OM4 Cabled Module, 1x12 duplex LC Propel module on End A to 1x12 on End B, 12 fiber Plenum Trunk, Method B Enhanced |  | Propel | PPL | Fiber cabled module
PPLUGGRSNUCN |  | Variant of PROPEL-CABLED-MODULES | Propel ULL Singlemode Cabled Module, 12x16 duplex SN Propel module on End A to 12x16 on End B, 192 fiber Plenum Trunk, Method B Enhanced |  | Propel | PPL | Fiber cabled module
PPLUQG8LCQP8 |  | Variant of PROPEL-CABLED-MODULES | Propel ULL Singlemode Cabled Module, 1x4 duplex LC Propel module on End A to 1x8f MPO/APC non-pinned on End B, 8 fiber Plenum patch cord cable, Method B Enhanced |  | Propel | PPL | Fiber cabled module
PPLUJVFLC2PF |  | Variant of PROPEL-CABLED-MODULES | Propel ULL Multimode OM5 Cabled Module, 1x2f duplex LC Propel module on End A to 1x24f MPO/UPC non-pinned on End B, 24 fiber LSZH Trunk, Method B Enhanced |  | Propel | PPL | Fiber cabled module
PPLU3VFLC2XH |  | Variant of PROPEL-CABLED-MODULES | Propel ULL Multimode OM5 Cabled Module, 2x2f duplex LC Propel module on End A to 1x24f MPO/UPC pinned on End B, 48 fiber B2ca Trunk, Method B Enhanced |  | Propel | PPL | Fiber cabled module
PPLA3V8LCQP8 |  | Variant of PROPEL-CABLED-MODULES | Propel ULL Multimode OM5 Cabled Module, 1x8 duplex LC Propel module on End A to 1x8f MPO/UPC non-pinned on End B, 8 fiber B2ca Trunk, Method A |  | Propel | PPL | Fiber cabled module
PPLU3GFLC2XM |  | Variant of PROPEL-CABLED-MODULES | Propel ULL Singlemode Cabled Module, 6x2f duplex LC Propel module on End A to 1x24f MPO/UPC pinned on End B, 144 fiber B2ca Trunk, Method B Enhanced |  | Propel | PPL | Fiber cabled module
PPLUGXDLCLCF |  | Variant of PROPEL-CABLED-MODULES | Propel ULL Multimode OM4 Cabled Module, 2x12 duplex LC Propel module on End A to 2x12 on End B, 24 fiber Plenum Trunk, Method B Enhanced |  | Propel | PPL | Fiber cabled module
PPLAGGFLC2XH |  | Variant of PROPEL-CABLED-MODULES | Propel ULL Singlemode Cabled Module, 2x2f duplex LC Propel module on End A to 1x24f MPO/UPC pinned on End B, 48 fiber Plenum Trunk, Method A |  | Propel | PPL | Fiber cabled module
PPLUQG8LCQX8 |  | Variant of PROPEL-CABLED-MODULES | Propel ULL Singlemode Cabled Module, 1x4 duplex LC Propel module on End A to 1x8f MPO/UPC pinned on End B, 8 fiber Plenum patch cord cable, Method B Enhanced |  | Propel | PPL | Fiber cabled module
PPLUGGRSNUCQ |  | Variant of PROPEL-CABLED-MODULES | Propel ULL Singlemode Cabled Module, 8x16 duplex SN Propel module on End A to 8x16 on End B, 128 fiber Plenum Trunk, Method B Enhanced |  | Propel | PPL | Fiber cabled module
PPLU3VFLC2XK |  | Variant of PROPEL-CABLED-MODULES | Propel ULL Multimode OM5 Cabled Module, 3x2f duplex LC Propel module on End A to 1x24f MPO/UPC pinned on End B, 72 fiber B2ca Trunk, Method B Enhanced |  | Propel | PPL | Fiber cabled module
PPLU3GFLCLCF |  | Variant of PROPEL-CABLED-MODULES | Propel ULL Singlemode Cabled Module, 1x2f duplex LC Propel module on End A to 1x24 on End B, 24 fiber B2ca Trunk, Method B Enhanced |  | Propel | PPL | Fiber cabled module
PPLAJXDLCMPK |  | Variant of PROPEL-CABLED-MODULES | Propel ULL Multimode OM4 Cabled Module, 6x12 duplex LC Propel module on End A to 1x12f MPO/UPC non-pinned on End B, 72 fiber LSZH Trunk, Method A |  | Propel | PPL | Fiber cabled module
PPLU3XRLCRZU |  | Variant of PROPEL-CABLED-MODULES | Propel ULL Multimode OM4 Cabled Module, 4x16 duplex LC Propel module on End A to 1x16f MPO/APC pinned Multimode on End B, 64 fiber B2ca Trunk, Method B Enhanced |  | Propel | PPL | Fiber cabled module
PPLUGGRSNUCR |  | Variant of PROPEL-CABLED-MODULES | Propel ULL Singlemode Cabled Module, 1x16 duplex SN Propel module on End A to 1x16 on End B, 16 fiber Plenum Trunk, Method B Enhanced |  | Propel | PPL | Fiber cabled module
PPLUQG8LCUC8 |  | Variant of PROPEL-CABLED-MODULES | Propel ULL Singlemode Cabled Module, 1x4 duplex LC Propel module on End A to Stub on End B, 8 fiber Plenum patch cord cable, Method B Enhanced |  | Propel | PPL | Fiber cabled module
PPLUJVFLC2PK |  | Variant of PROPEL-CABLED-MODULES | Propel ULL Multimode OM5 Cabled Module, 3x2f duplex LC Propel module on End A to 1x24f MPO/UPC non-pinned on End B, 72 fiber LSZH Trunk, Method B Enhanced |  | Propel | PPL | Fiber cabled module
PPLU3VFLC2XL |  | Variant of PROPEL-CABLED-MODULES | Propel ULL Multimode OM5 Cabled Module, 4x2f duplex LC Propel module on End A to 1x24f MPO/UPC pinned on End B, 96 fiber B2ca Trunk, Method B Enhanced |  | Propel | PPL | Fiber cabled module
PPLA3V8LCQPH |  | Variant of PROPEL-CABLED-MODULES | Propel ULL Multimode OM5 Cabled Module, 6x8 duplex LC Propel module on End A to 1x8f MPO/UPC non-pinned on End B, 48 fiber B2ca Trunk, Method A |  | Propel | PPL | Fiber cabled module
PPLU3GFLCLCH |  | Variant of PROPEL-CABLED-MODULES | Propel ULL Singlemode Cabled Module, 2x2f duplex LC Propel module on End A to 2x24 on End B, 48 fiber B2ca Trunk, Method B Enhanced |  | Propel | PPL | Fiber cabled module
PPLAJG8LCQP8 |  | Variant of PROPEL-CABLED-MODULES | Propel ULL Singlemode Cabled Module, 1x8 duplex LC Propel module on End A to 1x8f MPO/UPC non-pinned on End B, 8 fiber LSZH Trunk, Method A |  | Propel | PPL | Fiber cabled module
PPLUJGFLCLCL |  | Variant of PROPEL-CABLED-MODULES | Propel ULL Singlemode Cabled Module, 4x2f duplex LC Propel module on End A to 4x24 on End B, 96 fiber LSZH Trunk, Method B Enhanced |  | Propel | PPL | Fiber cabled module
PPLU3VFLC2XM |  | Variant of PROPEL-CABLED-MODULES | Propel ULL Multimode OM5 Cabled Module, 6x2f duplex LC Propel module on End A to 1x24f MPO/UPC pinned on End B, 144 fiber B2ca Trunk, Method B Enhanced |  | Propel | PPL | Fiber cabled module
PPLU3GFLCLCK |  | Variant of PROPEL-CABLED-MODULES | Propel ULL Singlemode Cabled Module, 3x2f duplex LC Propel module on End A to 3x24 on End B, 72 fiber B2ca Trunk, Method B Enhanced |  | Propel | PPL | Fiber cabled module
PPLAGGFLC2XL |  | Variant of PROPEL-CABLED-MODULES | Propel ULL Singlemode Cabled Module, 4x2f duplex LC Propel module on End A to 1x24f MPO/UPC pinned on End B, 96 fiber Plenum Trunk, Method A |  | Propel | PPL | Fiber cabled module
PPLAJG8LCQPF |  | Variant of PROPEL-CABLED-MODULES | Propel ULL Singlemode Cabled Module, 3x8 duplex LC Propel module on End A to 1x8f MPO/UPC non-pinned on End B, 24 fiber LSZH Trunk, Method A |  | Propel | PPL | Fiber cabled module
PPLUGGRSNUCS |  | Variant of PROPEL-CABLED-MODULES | Propel ULL Singlemode Cabled Module, 2x16 duplex SN Propel module on End A to 2x16 on End B, 32 fiber Plenum Trunk, Method B Enhanced |  | Propel | PPL | Fiber cabled module
PPLU3XRLCUCL |  | Variant of PROPEL-CABLED-MODULES | Propel ULL Multimode OM4 Cabled Module, 6x16 duplex LC Propel module on End A to Stub on End B, 96 fiber B2ca Trunk, Method B Enhanced |  | Propel | PPL | Fiber cabled module
PPLUQGDLCMPD |  | Variant of PROPEL-CABLED-MODULES | Propel ULL Singlemode Cabled Module, 1x12 duplex LC Propel module on End A to 1x12f MPO/UPC non-pinned on End B, 12 fiber Plenum Patchcord, Method B Enhanced |  | Propel | PPL | Fiber cabled module
PPLU3VFLCLCF |  | Variant of PROPEL-CABLED-MODULES | Propel ULL Multimode OM5 Cabled Module, 1x24 duplex LC Propel module on End A to 1x24 on End B, 24 fiber B2ca Trunk, Method B Enhanced |  | Propel | PPL | Fiber cabled module
PPLU3GFLCLCL |  | Variant of PROPEL-CABLED-MODULES | Propel ULL Singlemode Cabled Module, 4x2f duplex LC Propel module on End A to 4x24 on End B, 96 fiber B2ca Trunk, Method B Enhanced |  | Propel | PPL | Fiber cabled module
PPLAGGFLC2XM |  | Variant of PROPEL-CABLED-MODULES | Propel ULL Singlemode Cabled Module, 6x2f duplex LC Propel module on End A to 1x24f MPO/UPC pinned on End B, 144 fiber Plenum Trunk, Method A |  | Propel | PPL | Fiber cabled module
PPLUJGFLCUCF |  | Variant of PROPEL-CABLED-MODULES | Propel ULL Singlemode Cabled Module, 1x2f duplex LC Propel module on End A to Stub on End B, 24 fiber LSZH Trunk, Method B Enhanced |  | Propel | PPL | Fiber cabled module
PPLAJG8LCQPH |  | Variant of PROPEL-CABLED-MODULES | Propel ULL Singlemode Cabled Module, 6x8 duplex LC Propel module on End A to 1x8f MPO/UPC non-pinned on End B, 48 fiber LSZH Trunk, Method A |  | Propel | PPL | Fiber cabled module
PPLUGXDLCLCK |  | Variant of PROPEL-CABLED-MODULES | Propel ULL Multimode OM4 Cabled Module, 6x12 duplex LC Propel module on End A to 6x12 on End B, 72 fiber Plenum Trunk, Method B Enhanced |  | Propel | PPL | Fiber cabled module
PPLUGGRSNUCU |  | Variant of PROPEL-CABLED-MODULES | Propel ULL Singlemode Cabled Module, 4x16 duplex SN Propel module on End A to 4x16 on End B, 64 fiber Plenum Trunk, Method B Enhanced |  | Propel | PPL | Fiber cabled module
PPLU3XRLCUCM |  | Variant of PROPEL-CABLED-MODULES | Propel ULL Multimode OM4 Cabled Module, 9x16 duplex LC Propel module on End A to Stub on End B, 144 fiber B2ca Trunk, Method B Enhanced |  | Propel | PPL | Fiber cabled module
PPLUQGDLCMXD |  | Variant of PROPEL-CABLED-MODULES | Propel ULL Singlemode Cabled Module, 1x12 duplex LC Propel module on End A to 1x12f MPO/UPC pinned on End B, 12 fiber Plenum Patchcord, Method B Enhanced |  | Propel | PPL | Fiber cabled module
PPLA3V8LCQPM |  | Variant of PROPEL-CABLED-MODULES | Propel ULL Multimode OM5 Cabled Module, 18x8 duplex LC Propel module on End A to 1x8f MPO/UPC non-pinned on End B, 144 fiber B2ca Trunk, Method A |  | Propel | PPL | Fiber cabled module
PPLUJVFLC2XF |  | Variant of PROPEL-CABLED-MODULES | Propel ULL Multimode OM5 Cabled Module, 1x2f duplex LC Propel module on End A to 1x24f MPO/UPC pinned on End B, 24 fiber LSZH Trunk, Method B Enhanced |  | Propel | PPL | Fiber cabled module
PPLAGGFSN2PF |  | Variant of PROPEL-CABLED-MODULES | Propel ULL Singlemode Cabled Module, 1x2f duplex SN Propel module on End A to 1x24 on End B, 24 fiber Plenum Trunk, Method A |  | Propel | PPL | Fiber cabled module
PPLUJGFLCUCH |  | Variant of PROPEL-CABLED-MODULES | Propel ULL Singlemode Cabled Module, 2x2f duplex LC Propel module on End A to Stub on End B, 48 fiber LSZH Trunk, Method B Enhanced |  | Propel | PPL | Fiber cabled module
PPLUGXDLCLCL |  | Variant of PROPEL-CABLED-MODULES | Propel ULL Multimode OM4 Cabled Module, 8x12 duplex LC Propel module on End A to 8x12 on End B, 96 fiber Plenum Trunk, Method B Enhanced |  | Propel | PPL | Fiber cabled module
PPLU3GFLCUCF |  | Variant of PROPEL-CABLED-MODULES | Propel ULL Singlemode Cabled Module, 1x2f duplex LC Propel module on End A to Stub on End B, 24 fiber B2ca Trunk, Method B Enhanced |  | Propel | PPL | Fiber cabled module
PPLU3VFLCLCK |  | Variant of PROPEL-CABLED-MODULES | Propel ULL Multimode OM5 Cabled Module, 3x2f duplex LC Propel module on End A to 3x24 on End B, 72 fiber B2ca Trunk, Method B Enhanced |  | Propel | PPL | Fiber cabled module
PPLAGGFSN2PH |  | Variant of PROPEL-CABLED-MODULES | Propel ULL Singlemode Cabled Module, 2x2f duplex SN Propel module on End A to 2x24 on End B, 48 fiber Plenum Trunk, Method A |  | Propel | PPL | Fiber cabled module
PPLAJXDLCMXD |  | Variant of PROPEL-CABLED-MODULES | Propel ULL Multimode OM4 Cabled Module, 1x12 duplex LC Propel module on End A to 1x12f MPO/UPC pinned on End B, 12 fiber LSZH Trunk, Method A |  | Propel | PPL | Fiber cabled module
PPLAJG8LCQPL |  | Variant of PROPEL-CABLED-MODULES | Propel ULL Singlemode Cabled Module, 12x8 duplex LC Propel module on End A to 1x8f MPO/UPC non-pinned on End B, 96 fiber LSZH Trunk, Method A |  | Propel | PPL | Fiber cabled module
PPLUJGFLCUCK |  | Variant of PROPEL-CABLED-MODULES | Propel ULL Singlemode Cabled Module, 3x2f duplex LC Propel module on End A to Stub on End B, 72 fiber LSZH Trunk, Method B Enhanced |  | Propel | PPL | Fiber cabled module
PPLUQGFLC2PF |  | Variant of PROPEL-CABLED-MODULES | Propel ULL Singlemode Cabled Module, 1x24 duplex LC Propel module on End A to 1x24f MPO/UPC non-pinned on End B, 24 fiber Plenum Patchcord, Method B Enhanced |  | Propel | PPL | Fiber cabled module
PPLA3V8LCQPR |  | Variant of PROPEL-CABLED-MODULES | Propel ULL Multimode OM5 Cabled Module, 2x8 duplex LC Propel module on End A to 1x8f MPO/UPC non-pinned on End B, 16 fiber B2ca Trunk, Method A |  | Propel | PPL | Fiber cabled module
PPLUJVFLC2XK |  | Variant of PROPEL-CABLED-MODULES | Propel ULL Multimode OM5 Cabled Module, 3x2f duplex LC Propel module on End A to 1x24f MPO/UPC pinned on End B, 72 fiber LSZH Trunk, Method B Enhanced |  | Propel | PPL | Fiber cabled module
PPLAGGFSN2PK |  | Variant of PROPEL-CABLED-MODULES | Propel ULL Singlemode Cabled Module, 3x2f duplex SN Propel module on End A to 3x24 on End B, 72 fiber Plenum Trunk, Method A |  | Propel | PPL | Fiber cabled module
PPLU3GFLCUCH |  | Variant of PROPEL-CABLED-MODULES | Propel ULL Singlemode Cabled Module, 2x2f duplex LC Propel module on End A to Stub on End B, 48 fiber B2ca Trunk, Method B Enhanced |  | Propel | PPL | Fiber cabled module
PPLAJXDLCMXF |  | Variant of PROPEL-CABLED-MODULES | Propel ULL Multimode OM4 Cabled Module, 2x12 duplex LC Propel module on End A to 1x12f MPO/UPC pinned on End B, 24 fiber LSZH Trunk, Method A |  | Propel | PPL | Fiber cabled module
PPLUGXDLCLCN |  | Variant of PROPEL-CABLED-MODULES | Propel ULL Multimode OM4 Cabled Module, 16x12 duplex LC Propel module on End A to 16x12 on End B, 192 fiber Plenum Trunk, Method B Enhanced |  | Propel | PPL | Fiber cabled module
PPLA3V8LCQPS |  | Variant of PROPEL-CABLED-MODULES | Propel ULL Multimode OM5 Cabled Module, 4x8 duplex LC Propel module on End A to 1x8f MPO/UPC non-pinned on End B, 32 fiber B2ca Trunk, Method A |  | Propel | PPL | Fiber cabled module
PPLUGV8LCLCH |  | Variant of PROPEL-CABLED-MODULES | Propel ULL Multimode OM5 Cabled Module, 6x8 duplex LC Propel module on End A to 6x8 on End B, 48 fiber Plenum Trunk, Method B Enhanced |  | Propel | PPL | Fiber cabled module
PPLU3XRLCUCR |  | Variant of PROPEL-CABLED-MODULES | Propel ULL Multimode OM4 Cabled Module, 1x16 duplex LC Propel module on End A to Stub on End B, 16 fiber B2ca Trunk, Method B Enhanced |  | Propel | PPL | Fiber cabled module
PPLA3XRLCRZL |  | Variant of PROPEL-CABLED-MODULES | Propel ULL Multimode OM4 Cabled Module, 6x16 duplex LC Propel module on End A to 1x16f MPO/APC pinned Multimode on End B, 96 fiber B2ca Trunk, Method A |  | Propel | PPL | Fiber cabled module
PPLAGX8LCQXL |  | Variant of PROPEL-CABLED-MODULES | Propel ULL Multimode OM4 Cabled Module, 12x8 duplex LC Propel module on End A to 1x8f MPO/UPC pinned on End B, 96 fiber Plenum Trunk, Method A |  | Propel | PPL | Fiber cabled module
FPXB-4FR000-000 |  | Variant of FPX-EMPTY-PANELS | FPX Fiber Optic Termination/Splice Module, unloaded, 3RU, 19in, black | CommScope® |  | FPX | Fiber patch/splice panel
760249997 | EPX-1U-PNL-ENC | Variant of EPX-PANELS | EPX 1U sliding panel, accepts (3) LGX/PNL style splice cassettes, modules or panels, providing up to 36 duplex LC ports | CommScope® |  | EPX | Fiber patch panel ¦ Fiber patch/splice panel
760249998 | EPX-1U-MOD-ENC | Variant of EPX-PANELS | EPX 1U sliding panel, accepts (4) G2 style splice cassettes, modules or adapter packs, providing up to 48 duplex LC ports | CommScope® |  | EPX | Fiber patch panel ¦ Fiber patch/splice panel
760251044 | EPX-2U-MOD-ENC | Variant of EPX-PANELS | EPX 2U sliding panel, accepts (8) G2 style splice cassettes, modules or adapter packs, providing up to 96 duplex LC ports | CommScope® |  | EPX | Fiber patch panel ¦ Fiber patch/splice panel
760251045 | EPX-2U-PNL-ENC | Variant of EPX-PANELS | EPX 2U sliding panel, accepts (6) LGX/PNL style splice cassettes, modules or panels, providing up to 72 duplex LC ports | CommScope® |  | EPX | Fiber patch panel ¦ Fiber patch/splice panel
760251046 | EPX-2U-MOD-ENC-FX | Variant of EPX-PANELS | EPX 2U fixed panel, accepts (8) G2 style splice cassettes, modules or adapter packs, providing up to 96 duplex LC ports | CommScope® |  | EPX | Fiber patch panel ¦ Fiber patch/splice panel
760251047 | EPX-2U-PNL-ENC-FX | Variant of EPX-PANELS | EPX 2U fixed panel, accepts (6) LGX/PNL style splice cassettes, modules or panels, providing up to 72 duplex LC ports | CommScope® |  | EPX | Fiber patch panel ¦ Fiber patch/splice panel
760251048 | EPX-4U-MOD-ENC | Variant of EPX-PANELS | EPX 4U sliding panel, accepts (16) G2 style splice cassettes, modules or adapter packs, providing up to 192 duplex LC ports | CommScope® |  | EPX | Fiber patch panel ¦ Fiber patch/splice panel
760251050 | EPX-4U-MOD-ENC-FX | Variant of EPX-PANELS | EPX 4U fixed panel, accepts (16) G2 style splice cassettes, modules or adapter packs, providing up to 192 duplex LC ports | CommScope® |  | EPX | Fiber patch panel ¦ Fiber patch/splice panel
760251098 | EPX-1U-MOD-OPEN-FX | Variant of EPX-PANELS | EPX 1U open fixed panel, accepts (4) G2 style splice cassettes, modules or adapter packs, providing up to 48 duplex LC ports | CommScope® |  | EPX | Fiber patch panel
760251099 | EPX-1U-PNL-OPEN-FX | Variant of EPX-PANELS | EPX 1U open fixed panel, accepts (3) LGX/PNL style splice cassettes, modules or panels, providing up to 36 duplex LC ports | CommScope® |  | EPX | Fiber patch panel
FPX-1FRH08120 |  | Variant of FPX-TERMINATION-SPLICE-PANELS | FPX Fiber Optic Termination Panel with HMFOC tether, 1RU, 19in, Singlemode, 12 fiber, LC/UPC Connector to 12f HMFOC, putty white | CommScope® |  | FPX | Fiber patch panel
FPX-1FRH0Z120 |  | Variant of FPX-TERMINATION-SPLICE-PANELS | FPX Fiber Optic Termination Panel with HMFOC tether, 1RU, 19in, Singlemode, 12 fiber, LC/APC Connector to 12f HMFOC, putty white | CommScope® |  | FPX | Fiber patch panel
FPX-1FRH08240 |  | Variant of FPX-TERMINATION-SPLICE-PANELS | FPX Fiber Optic Termination Panel with HMFOC tether, 1RU, 19in, Singlemode, 24 fiber, LC/UPC Connector to 2x12 fiber HMFOC, putty white | CommScope® |  | FPX | Fiber patch panel
FPX-1FRH0Z240 |  | Variant of FPX-TERMINATION-SPLICE-PANELS | FPX Fiber Optic Termination Panel with HMFOC tether, 1RU, 19in, Singlemode, 24 fiber, LC/APC Connector to 2x12 fiber HMFOC, putty white | CommScope® |  | FPX | Fiber patch panel
FPX-2FRH0Z480 |  | Variant of FPX-TERMINATION-SPLICE-PANELS | FPX Fiber Optic Termination Panel with HMFOC tether, 2RU, 19in, Singlemode, 48 fiber, LC/APC Connector to 4x12 fiber HMFOC, putty white | CommScope® |  | FPX | Fiber patch panel
FDXLCLC21 |  | Base Product | OM4 LC/UPC to LC/UPC, Fiber Patch Cord, 1.6 mm Simplex, Plenum | CommScope® | SYSTIMAX InstaPATCH® 360 | FDX | Fiber patch cord ¦ simplex
FDXLCLC42 |  | Base Product | OM4 LC/UPC to LC/UPC, Fiber Patch Cord, 1.6 mm Duplex, Plenum | CommScope® | SYSTIMAX InstaPATCH® 360 | FDX | Fiber patch cord ¦ duplex
FDXLCSC42 |  | Base Product | OM4 LC/UPC to SC/UPC, Fiber Patch Cord, 1.6 mm Duplex, Plenum | CommScope® | SYSTIMAX InstaPATCH® 360 | FDX | Fiber patch cord ¦ duplex
FFWLALA42 |  | Base Product | Singlemode LC APC to LC APC, Fiber Patch Cord, 1.6 mm Duplex, Low Smoke Zero Halogen (LSZH) | CommScope® | SYSTIMAX InstaPATCH® 360 | FFW | Fiber patch cord ¦ duplex
FFWSCSC42 |  | Base Product | Singlemode SC/UPC to SC/UPC, Fiber Patch Cord, 1.6 mm Duplex, Low Smoke Zero Halogen (LSZH) | CommScope® | SYSTIMAX InstaPATCH® 360 | FFW | Fiber patch cord ¦ duplex
FFXSCSC42 |  | Base Product | OM4 SC/UPC to SC/UPC, Fiber Patch Cord, 1.6 mm Duplex, Low Smoke Zero Halogen (LSZH) | CommScope® | SYSTIMAX InstaPATCH® 360 | FFX | Fiber patch cord ¦ duplex
FFWSASA42 |  | Base Product | Singlemode SC APC to SC APC, Fiber Patch Cord, 1.6 mm Duplex, Low Smoke Zero Halogen (LSZH) | CommScope® | SYSTIMAX InstaPATCH® 360 | FFW | Fiber patch cord ¦ duplex
FFWLALA21 |  | Base Product | Singlemode LC/APC to LC/APC, Fiber Patch Cord, 1.6 mm Simplex, Low Smoke Zero Halogen (LSZH) | CommScope® | SYSTIMAX InstaPATCH® 360 | FFW | Fiber patch cord ¦ simplex
FFWLCSC21 |  | Base Product | TeraSPEED® LC/UPC to SC/UPC, Fiber Patch Cord, 1.6 mm Simplex, LSZH | CommScope® | SYSTIMAX InstaPATCH® 360 | FFW | Fiber patch cord ¦ simplex
FFWLCSC42 |  | Base Product | Singlemode LC/UPC to SC/UPC, Fiber Patch Cord, 1.6 mm Duplex, Low Smoke Zero Halogen (LSZH) | CommScope® | SYSTIMAX InstaPATCH® 360 | FFW | Fiber patch cord ¦ duplex
FFWSCSA42 |  | Base Product | TeraSPEED® SC to SC APC, Fiber Patch Cord, 1.6 mm Duplex, LSZH | CommScope® | SYSTIMAX InstaPATCH® 360 | FFW | Fiber patch cord ¦ duplex
FFWSCSC21 |  | Base Product | Singlemode SC/UPC to SC/UPC, Fiber Patch Cord, 1.6 mm Simplex, Low Smoke Zero Halogen (LSZH) | CommScope® | SYSTIMAX InstaPATCH® 360 | FFW | Fiber patch cord ¦ simplex
FFWLCLA42 |  | Base Product | Singlemode LC/UPC to LC/APC, Fiber Patch Cord, 1.6 mm Duplex, Low Smoke Zero Halogen (LSZH) | CommScope® | SYSTIMAX InstaPATCH® 360 | FFW | Fiber patch cord ¦ duplex
FFXLCLC21 |  | Base Product | OM4 LC/UPC to LC/UPC, Fiber Patch Cord, 1.6 mm Simplex, Low Smoke Zero Halogen (LSZH) | CommScope® | SYSTIMAX InstaPATCH® 360 | FFX | Fiber patch cord ¦ simplex
FDWLCSA42 |  | Base Product | Singlemode LC/UPC to SC/APC, Fiber Patch Cord, 1.6 mm Duplex, Plenum | CommScope® | SYSTIMAX InstaPATCH® 360 | FDW | Fiber patch cord ¦ duplex
UDGLALA21 |  | Base Product | Ultra Low Loss Singlemode, LC/APC to LC/APC, Fiber Patch Cord, 1.6 mm Simplex, Plenum | CommScope® | SYSTIMAX ULL | UDG | Fiber patch cord ¦ simplex
FPX-ADAPTER-PACKS |  | Base Product | FPX adapter packs are available in SC and LC in both multimode and singlemode. They can also be ordered with or without pigtails | CommScope® |  | FPX | Fiber adapter pack with pigtails
FPX-EMPTY-PANELS |  | Base Product | The FPX series panels can be purchased empty. In this form, the end-user can mix and match any combination of modular FPX adapter packs or modules or simply utilize a “grow as you go” approach to their network. | CommScope® |  | FPX | Fiber patch/splice panel
FPX-MODULES |  | Base Product | FPX series MPO modules utilize the same user interface as the modular adapter packs, but offer the end-user the flexibility of a plug-and-play MPO architecture | CommScope® |  | FPX | Fiber module
FPX-PRE-TERMINATED-PANELS |  | Base Product | To accommodate varying network requirements and fast installation, the FPX series fiber panels are available preterminated with either intrafacility cable (IFC) or outside plant (OSP) cables | CommScope® |  | FPX | Fiber patch panel ¦ with IFC cable
FPX-TERMINATION-SPLICE-PANELS |  | Base Product | CommScope’s FPX series fiber panels are available to be shipped with factory installed adapter packs and/or preterminated pigtail assemblies which simplifies the ordering process and reduces installation time and cost. | CommScope® |  | FPX | Fiber patch/splice panel
FFWLASC42 |  | Base Product | Singlemode LC/APC to SC/UPC, Fiber Patch Cord, 1.6 mm Duplex, Dual Rated Low Smoke Zero Halogen (LSZH)/Riser | CommScope® | SYSTIMAX InstaPATCH® 360 | FFW | Fiber patch cord ¦ duplex
FAVLCUC0C |  | Base Product | LazrSPEED® 550 WideBand LC/UPC to Unconnectorized, Fiber Pigtail, 0.9 mm Tight Buffer, 12-Fiber Kit Blue - Aqua (1-12) | CommScope® | SYSTIMAX InstaPATCH® 360 |  | Fiber pigtail ¦ unjacketed
UFGCSLU62 |  | Base Product | Ultra Low Loss (ULL) Singlemode, CS/UPC to LC/UPC Uniboot, 2.0 mm Duplex Fiber Patch Cord, Low Smoke Zero Halogen/Riser | CommScope® | SYSTIMAX ULL | UFG | Fiber patch cord ¦ duplex
FPX-1FRA0Z-240 |  | Variant of FPX-TERMINATION-SPLICE-PANELS | FPX Fiber Optic Termination Module, 1RU, 19in, Singlemode, 24 fiber, LC/APC Connector, putty white | CommScope® |  | FPX | Fiber patch panel
FPX-1FRA0Z-480 |  | Variant of FPX-TERMINATION-SPLICE-PANELS | FPX Fiber Optic Termination Module, 1RU, 19in, Singlemode, 48 fiber, LC/APC Connector, putty white | CommScope® |  | FPX | Fiber patch panel
FPX-1FRA07-240 |  | Variant of FPX-TERMINATION-SPLICE-PANELS | FPX Fiber Optic Termination Module, 1RU, 19in, Singlemode, 24 fiber, SC/UPC Connector, putty white | CommScope® |  | FPX | Fiber patch panel
FPX-1FRP08-482 |  | Variant of FPX-TERMINATION-SPLICE-PANELS | FPX Fiber Optic Termination/Splice Module, 1RU, 19in, Singlemode, 48 fiber, LC/UPC Connector, putty white | CommScope® |  | FPX | Fiber patch/splice panel
FPX-1FRP0J-122 |  | Variant of FPX-TERMINATION-SPLICE-PANELS | FPX Fiber Optic Termination/Splice Module, 1RU, 19in, Singlemode, 12 fiber, SC/APC Connector, putty white | CommScope® |  | FPX | Fiber patch/splice panel
FPX-1FRP0J-240 |  | Variant of FPX-TERMINATION-SPLICE-PANELS | FPX Fiber Optic Termination/Splice Module, 1RU, 19in, Singlemode, 24 fiber, SC/APC Connector, putty white | CommScope® |  | FPX | Fiber patch/splice panel
FPX-12MPRDA9 |  | Variant of FPX-MODULES | FPX Fiber Optic MPO Module, Multimode Ultra 50/125 (OM3), 12 fiber SC adapter, right, putty white | CommScope® |  | FPX | Fiber module
FPX-1FRP07-242 |  | Variant of FPX-TERMINATION-SPLICE-PANELS | FPX Fiber Optic Termination/Splice Module, 1RU, 19in, Singlemode, 24 fiber, SC/UPC Connector, putty white | CommScope® |  | FPX | Fiber patch/splice panel
FPX-1FRA08-480 |  | Variant of FPX-TERMINATION-SPLICE-PANELS | FPX Fiber Optic Termination Module, 1RU, 19in, Singlemode, 48 fiber, LC/UPC Connector, putty white | CommScope® |  | FPX | Fiber patch panel
FPX-12MPRS07 |  | Variant of FPX-MODULES | FPX Fiber Optic MPO Module, Singlemode OS2, 12 fiber UPC/UPC adapter, right, putty white | CommScope® |  | FPX | Fiber module
FPX-1FRR07-243 |  | Variant of FPX-TERMINATION-SPLICE-PANELS | FPX Fiber Optic Termination/Splice Module, 1RU, 19in, Singlemode, 24 fiber, SC/UPC Connector, putty white | CommScope® |  | FPX | Fiber patch/splice panel
FPX-1FRA09-120 |  | Variant of FPX-TERMINATION-SPLICE-PANELS | FPX Fiber Optic Termination Module, 1RU, 19in, Multimode, 12 fiber, SC Connector, putty white | CommScope® |  | FPX | Fiber patch panel
FPX-12MPRS0J |  | Variant of FPX-MODULES | FPX Fiber Optic MPO Module, Singlemode OS2, 12 fiber SC/APC adapter, right, putty white | CommScope® |  | FPX | Fiber module
FPX-1FRR08-483 |  | Variant of FPX-TERMINATION-SPLICE-PANELS | FPX Fiber Optic Termination/Splice Module, 2RU, 19in, Singlemode, 48 fiber, LC/UPC Connector, putty white | CommScope® |  | FPX | Fiber patch/splice panel
FPX-1FS7/01JD023 |  | Variant of FPX-PRE-TERMINATED-PANELS | FPX Fiber Optic Termination Panel with OSP Stranded Cable, 1RU, 19in, Singlemode, 12 fiber, SC/UPC connectors, Stub tail at far end, putty white, 23m | CommScope® |  | FPX | Fiber patch panel ¦ with IFC cable
FPX-1FS7/01HU061 |  | Variant of FPX-PRE-TERMINATED-PANELS | FPX Fiber Optic Termination Panel with Indoor/Outdoor Cable, 1RU, 19in, Singlemode, 12 fiber, SC/UPC connectors, Stub tail at far end, putty white, 61m | CommScope® |  | FPX | Fiber patch panel ¦ with IFC cable
FPX-1FRAA9-240 |  | Variant of FPX-TERMINATION-SPLICE-PANELS | FPX Fiber Optic Termination Module, 1RU, 19in, Multimode, 24 fiber, SC Connector, putty white | CommScope® |  | FPX | Fiber patch panel
FPX-1FS7/01HU092 |  | Variant of FPX-PRE-TERMINATED-PANELS | FPX Fiber Optic Termination Panel with Indoor/Outdoor Cable, 1RU, 19in, Singlemode, 12 fiber, SC/UPC connectors, Stub tail at far end, putty white, 92m | CommScope® |  | FPX | Fiber patch panel ¦ with IFC cable
FPX-1FS7/02HU153 |  | Variant of FPX-PRE-TERMINATED-PANELS | FPX Fiber Optic Termination Panel with Indoor/Outdoor Cable, 1RU, 19in, Singlemode, 24 fiber, SC/UPC connectors, Stub tail at far end, putty white, 153m | CommScope® |  | FPX | Fiber patch panel ¦ with indoor/outdoor cable
FPX-1FS7/02AU046 |  | Variant of FPX-PRE-TERMINATED-PANELS | FPX Fiber Optic Termination Panel with IFC Stranded Cable, 1RU, 19in, Singlemode, 24 fiber, SC/UPC connectors, Stub tail at far end, putty white, 46m | CommScope® |  | FPX | Fiber patch panel ¦ with IFC cable
FPX-1FS8/04AU031 |  | Variant of FPX-PRE-TERMINATED-PANELS | FPX Fiber Optic Termination Panel with IFC Stranded Cable, 1RU, 19in, Singlemode, 48 fiber, LC/UPC connectors, Stub tail at far end, putty white, 31m | CommScope® |  | FPX | Fiber patch panel ¦ with IFC cable
FPX-1FS7/02HU183 |  | Variant of FPX-PRE-TERMINATED-PANELS | FPX Fiber Optic Termination Panel with Indoor/Outdoor Cable, 1RU, 19in, Singlemode, 24 fiber, SC/UPC connectors, Stub tail at far end, putty white, 183m | CommScope® |  | FPX | Fiber patch panel ¦ with IFC cable
FPX-1FSJ/01JU061 |  | Variant of FPX-PRE-TERMINATED-PANELS | FPX Fiber Optic Termination Panel with OSP Stranded Cable, 1RU, 19in, Singlemode, 12 fiber, SC/APC connectors, Stub tail at far end, putty white, 61m | CommScope® |  | FPX | Fiber patch panel ¦ with IFC cable
FPX-1FS7/02AU122 |  | Variant of FPX-PRE-TERMINATED-PANELS | FPX Fiber Optic Termination Panel with IFC Stranded Cable, 1RU, 19in, Singlemode, 24 fiber, SC/UPC connectors, Stub tail at far end, putty white, 122m | CommScope® |  | FPX | Fiber patch panel ¦ with IFC cable
FPX-1FS7/02GU039 |  | Variant of FPX-PRE-TERMINATED-PANELS | FPX Fiber Optic Termination Panel with Armored Cable, 1RU, 19in, Singlemode, 24 fiber, SC/UPC connectors, Stub tail at far end, putty white, 39m | CommScope® |  | FPX | Fiber patch panel ¦ with IFC cable
FPX-1FSJ/02AU016 |  | Variant of FPX-PRE-TERMINATED-PANELS | FPX Fiber Optic Termination Panel with IFC Stranded Cable, 1RU, 19in, Singlemode, 24 fiber, SC/APC connectors, Stub tail at far end, putty white, 16m | CommScope® |  | FPX | Fiber patch panel ¦ with IFC cable
FPX-1FS7/02MU016 |  | Variant of FPX-PRE-TERMINATED-PANELS | FPX Fiber Optic Termination Panel with IFC Ribbon Cable, 1RU, 19in, Singlemode, 24 fiber, SC/UPC connectors, Stub tail at far end, putty white, 16m | CommScope® |  | FPX | Fiber patch panel ¦ with IFC cable
FPX-1FS7/02HU016 |  | Variant of FPX-PRE-TERMINATED-PANELS | FPX Fiber Optic Termination Panel with Indoor/Outdoor Cable, 1RU, 19in, Singlemode, 24 fiber, SC/UPC connectors, Stub tail at far end, putty white, 16m | CommScope® |  | FPX | Fiber patch panel ¦ with IFC cable
FPX-1FS7/02HU031 |  | Variant of FPX-PRE-TERMINATED-PANELS | FPX Fiber Optic Termination Panel with Indoor/Outdoor Cable, 1RU, 19in, Singlemode, 24 fiber, SC/UPC connectors, Stub tail at far end, putty white, 31m | CommScope® |  | FPX | Fiber patch panel ¦ with IFC cable
FPX-1FSJ/02JU061 |  | Variant of FPX-PRE-TERMINATED-PANELS | FPX Fiber Optic Termination Panel with OSP Stranded Cable, 1RU, 19in, Singlemode, 24 fiber, SC/APC connectors, Stub tail at far end, putty white, 61m | CommScope® |  | FPX | Fiber patch panel ¦ with IFC cable
FPX-1FRA06-240 |  | Variant of FPX-TERMINATION-SPLICE-PANELS | FPX Fiber Optic Termination Module, 1RU, 19in, Multimode, 24 fiber, LC Connector, putty white | CommScope® |  | FPX | Fiber patch panel
FPX-1FRA0J-240 |  | Variant of FPX-TERMINATION-SPLICE-PANELS | FPX Fiber Optic Termination Module, 1RU, 19in, Singlemode, 24 fiber, SC/APC Connector, putty white | CommScope® |  | FPX | Fiber patch panel
FPX-1TRP08-242 |  | Variant of FPX-TERMINATION-SPLICE-PANELS | FPX Fiber Optic Termination/Splice Module, 1RU, 19in, Singlemode, 24 fiber, LC/UPC Connector, putty white | CommScope® |  | FPX | Fiber patch/splice panel
FPX-24MPLS08 |  | Variant of FPX-MODULES | FPX Fiber Optic MPO Module, Singlemode OS2, 24 fiber LC/UPC adapter, left, putty white | CommScope® |  | FPX | Fiber module
FPX-2FSJ/74AU019 |  | Variant of FPX-PRE-TERMINATED-PANELS | FPX Fiber Optic Termination Panel with IFC Stranded Cable, 2RU, 19in, Singlemode, 48 fiber, SC/APC connectors, Stub tail at far end, putty white, 19m | CommScope® |  | FPX | Fiber patch panel ¦ with OSP cable
FPX-2FRP08-722 |  | Variant of FPX-TERMINATION-SPLICE-PANELS | FPX Fiber Optic Termination/Splice Module, 2RU, 19in, Singlemode, 72 fiber, LC/UPC Connector, putty white | CommScope® |  | FPX | Fiber patch/splice panel
FPX-2FS7/04AU153 |  | Variant of FPX-PRE-TERMINATED-PANELS | FPX Fiber Optic Termination Panel with IFC Stranded Cable, 2RU, 19in, Singlemode, 48 fiber, SC/UPC connectors, Stub tail at far end, putty white, 153m | CommScope® |  | FPX | Fiber patch panel ¦ with OSP cable
FPX-1FS7/02MU092 |  | Variant of FPX-PRE-TERMINATED-PANELS | FPX Fiber Optic Termination Panel with IFC Ribbon Cable, 1RU, 19in, Singlemode, 24 fiber, SC/UPC connectors, Stub tail at far end, putty white, 92m | CommScope® |  | FPX | Fiber patch panel ¦ with IFC cable
FPX-2FRP08-962 |  | Variant of FPX-TERMINATION-SPLICE-PANELS | FPX Fiber Optic Termination/Splice Module, 2RU, 19in, Singlemode, 96 fiber, LC/UPC Connector, putty white | CommScope® |  | FPX | Fiber patch/splice panel
FPX-2FRP0J-482 |  | Variant of FPX-TERMINATION-SPLICE-PANELS | FPX Fiber Optic Termination/Splice Module, 2RU, 19in, Singlemode, 48 fiber, SC/APC Connector, putty white | CommScope® |  | FPX | Fiber patch/splice panel
FPX-2FSJ/74AU031 |  | Variant of FPX-PRE-TERMINATED-PANELS | FPX Fiber Optic Termination Panel with IFC Stranded Cable, 2RU, 19in, Singlemode, 48 fiber, SC/APC connectors, Stub tail at far end, putty white, 31m | CommScope® |  | FPX | Fiber patch panel ¦ with OSP cable
FPX-2FS7/04FU092 |  | Variant of FPX-PRE-TERMINATED-PANELS | FPX Fiber Optic Termination Panel with IFC Stranded Plenem Cable, 2RU, 19in, Singlemode, 48 fiber, SC/UPC connectors, Stub tail at far end, putty white, 92m | CommScope® |  | FPX | Fiber patch panel ¦ with OSP cable
FPX-2FRR07-483 |  | Variant of FPX-TERMINATION-SPLICE-PANELS | FPX Fiber Optic Termination/Splice Module, 2RU, 19in, Singlemode, 48 fiber, SC/UPC Connector, putty white | CommScope® |  | FPX | Fiber patch/splice panel
FPX-2FS7/04HU061 |  | Variant of FPX-PRE-TERMINATED-PANELS | FPX Fiber Optic Termination Panel with Indoor/Outdoor Cable, 2RU, 19in, Singlemode, 48 fiber, SC/UPC connectors, Stub tail at far end, putty white, 61m | CommScope® |  | FPX | Fiber patch panel ¦ with indoor/outdoor cable
FPX-2FRA0J-480 |  | Variant of FPX-TERMINATION-SPLICE-PANELS | FPX Fiber Optic Termination Module, 2RU, 19in, Singlemode, 48 fiber, SC/APC Connector, putty white | CommScope® |  | FPX | Fiber patch panel
FPX-2FS7/04AU046 |  | Variant of FPX-PRE-TERMINATED-PANELS | FPX Fiber Optic Termination Panel with IFC Stranded Cable, 2RU, 19in, Singlemode, 48 fiber, SC/UPC connectors, Stub tail at far end, putty white, 46m | CommScope® |  | FPX | Fiber patch panel ¦ with OSP cable
FPX-3FRA0J-720 |  | Variant of FPX-TERMINATION-SPLICE-PANELS | FPX Fiber Optic Termination Module, 3RU, 19in, Singlemode, 72 fiber, SC/APC Connector, putty white | CommScope® |  | FPX | Fiber patch panel
FPX-3FRP07-722 |  | Variant of FPX-TERMINATION-SPLICE-PANELS | FPX Fiber Optic Termination/Splice Module, 3RU, 19in, Singlemode, 72 fiber, SC/UPC Connector, putty white | CommScope® |  | FPX | Fiber patch/splice panel
FPX-2FRJA9-482 |  | Variant of FPX-TERMINATION-SPLICE-PANELS | FPX Fiber Optic Termination Module, 2RU, 19in, Multimode, 48 fiber, SC Connector, putty white | CommScope® |  | FPX | Fiber patch panel
FPX-2FSJ/04AU016 |  | Variant of FPX-PRE-TERMINATED-PANELS | FPX Fiber Optic Termination Panel with IFC Stranded Cable, 2RU, 19in, Singlemode, 48 fiber, SC/APC connectors, Stub tail at far end, putty white, 16m | CommScope® |  | FPX | Fiber patch panel ¦ with OSP cable
FPX-2FRP07-482 |  | Variant of FPX-TERMINATION-SPLICE-PANELS | FPX Fiber Optic Termination/Splice Module, 2RU, 19in, Singlemode, 48 fiber, SC/UPC Connector, putty white | CommScope® |  | FPX | Fiber patch/splice panel
FPX-3FS8/0AMU077 |  | Variant of FPX-PRE-TERMINATED-PANELS | FPX Fiber Optic Termination Panel with IFC Ribbon Cable, 5RU, 19in, Singlemode, 144 fiber, LC/UPC connectors, Stub tail at far end, putty white, 77m | CommScope® |  | FPX | Fiber patch panel ¦ with IFC cable
FPX-3FS7/07AU016 |  | Variant of FPX-PRE-TERMINATED-PANELS | FPX Fiber Optic Termination Panel with IFC Stranded Cable, 3RU, 19in, Singlemode, 72 fiber, SC/UPC connectors, Stub tail at far end, putty white, 16m | CommScope® |  | FPX | Fiber patch panel ¦ with IFC cable
FPX-3FS7/07MU016 |  | Variant of FPX-PRE-TERMINATED-PANELS | FPX Fiber Optic Termination Panel with IFC Ribbon Cable, 4RU, 19in, Singlemode, 72 fiber, SC/UPC connectors, Stub tail at far end, putty white, 16m | CommScope® |  | FPX | Fiber patch panel ¦ with IFC cable
FPX-3FS8/0AMU214 |  | Variant of FPX-PRE-TERMINATED-PANELS | FPX Fiber Optic Termination Panel with IFC Ribbon Cable, 3RU, 19in, Singlemode, 144 fiber, LC/UPC connectors, Stub tail at far end, putty white, 214m | CommScope® |  | FPX | Fiber patch panel ¦ with IFC cable
FPX-3FS7/07AU077 |  | Variant of FPX-PRE-TERMINATED-PANELS | FPX Fiber Optic Termination Panel with IFC Stranded Cable, 3RU, 19in, Singlemode, 72 fiber, SC/UPC connectors, Stub tail at far end, putty white, 77m | CommScope® |  | FPX | Fiber patch panel ¦ with IFC cable
FPX-3FS7/07AU092 |  | Variant of FPX-PRE-TERMINATED-PANELS | FPX Fiber Optic Termination Panel with IFC Stranded Cable, 3RU, 19in, Singlemode, 72 fiber, SC/UPC connectors, Stub tail at far end, putty white, 92m | CommScope® |  | FPX | Fiber patch panel ¦ with IFC cable
FPX-3FRP0J-722 |  | Variant of FPX-TERMINATION-SPLICE-PANELS | FPX Fiber Optic Termination/Splice Module, 3RU, 19in, Singlemode, 72 fiber, SC/APC Connector, putty white | CommScope® |  | FPX | Fiber patch/splice panel
FPX-3FS7/07RU031 |  | Variant of FPX-PRE-TERMINATED-PANELS | FPX Fiber Optic Termination Panel with Indoor/Outdoor Cable, 3RU, 19in, Singlemode, 72 fiber, SC/UPC connectors, Stub tail at far end, putty white, 31m | CommScope® |  | FPX | Fiber patch panel ¦ with IFC cable
FPX-3FSJ/07AU016 |  | Variant of FPX-PRE-TERMINATED-PANELS | FPX Fiber Optic Termination Panel with IFC Stranded Cable, 5RU, 19in, Singlemode, 72 fiber, SC/APC connectors, Stub tail at far end, putty white, 16m | CommScope® |  | FPX | Fiber patch panel ¦ with IFC cable
FPX-3FS7/07FD077 |  | Variant of FPX-PRE-TERMINATED-PANELS | FPX Fiber Optic Termination Panel with IFC Stranded Plenem Cable, 3RU, 19in, Singlemode, 72 fiber, SC/UPC connectors, Stub tail at far end, putty white, 77m | CommScope® |  | FPX | Fiber patch panel ¦ with IFC cable
FPX-3FRP0Z-1442 |  | Variant of FPX-TERMINATION-SPLICE-PANELS | FPX Fiber Optic Termination/Splice Module, 3RU, 19in, Singlemode, 144 fiber, LC/APC Connector, putty white | CommScope® |  | FPX | Fiber patch/splice panel
FPX-3FRR07-723 |  | Variant of FPX-TERMINATION-SPLICE-PANELS | FPX Fiber Optic Termination/Splice Module, 3RU, 19in, Singlemode, 72 fiber, SC/UPC Connector, putty white | CommScope® |  | FPX | Fiber patch/splice panel
FPX-3FS7/07HU031 |  | Variant of FPX-PRE-TERMINATED-PANELS | FPX Fiber Optic Termination Panel with Indoor/Outdoor Cable, 3RU, 19in, Singlemode, 72 fiber, SC/UPC connectors, Stub tail at far end, putty white, 31m | CommScope® |  | FPX | Fiber patch panel ¦ with IFC cable
FPX-3FS7/07HU153 |  | Variant of FPX-PRE-TERMINATED-PANELS | FPX Fiber Optic Termination Panel with Indoor/Outdoor Cable, 3RU, 19in, Singlemode, 72 fiber, SC/UPC connectors, Stub tail at far end, putty white, 153m | CommScope® |  | FPX | Fiber patch panel ¦ with IFC cable
FPX-3FSJ/07AU031 |  | Variant of FPX-PRE-TERMINATED-PANELS | FPX Fiber Optic Termination Panel with IFC Stranded Cable, 3RU, 19in, Singlemode, 72 fiber, SC/APC connectors, Stub tail at far end, putty white, 31m | CommScope® |  | FPX | Fiber patch panel ¦ with IFC cable
FPX-3FS7/07RU092 |  | Variant of FPX-PRE-TERMINATED-PANELS | FPX Fiber Optic Termination Panel with Indoor/Outdoor Cable, 3RU, 19in, Singlemode, 72 fiber, SC/UPC connectors, Stub tail at far end, putty white, 92m | CommScope® |  | FPX | Fiber patch panel ¦ with IFC cable
FPX-3FSZ/0AGS031 |  | Variant of FPX-PRE-TERMINATED-PANELS | FPX Fiber Optic Termination Panel with Armored Cable, 3RU, 19in, Singlemode, 144 fiber, LC/APC connectors, Stub tail at far end, putty white, 31m | CommScope® |  | FPX | Fiber patch panel ¦ with OSP cable
FPX-3FSJ/07AU061 |  | Variant of FPX-PRE-TERMINATED-PANELS | FPX Fiber Optic Termination Panel with IFC Stranded Cable, 5RU, 19in, Singlemode, 72 fiber, SC/APC connectors, Stub tail at far end, putty white, 61m | CommScope® |  | FPX | Fiber patch panel ¦ with IFC cable
FPX-3FS8/0AAU031 |  | Variant of FPX-PRE-TERMINATED-PANELS | FPX Fiber Optic Termination Panel with IFC Stranded Cable, 3RU, 19in, Singlemode, 144 fiber, LC/UPC connectors, Stub tail at far end, putty white, 31m | CommScope® |  | FPX | Fiber patch panel ¦ with IFC cable
FPX-5FRA08-1440 |  | Variant of FPX-TERMINATION-SPLICE-PANELS | FPX Fiber Optic Termination Module, 5RU, 19in, Singlemode, 144 fiber, LC/UPC Connector, putty white | CommScope® |  | FPX | Fiber patch panel
FPX-4FS7/09FU031 |  | Variant of FPX-PRE-TERMINATED-PANELS | FPX Fiber Optic Termination Panel with IFC Stranded Plenem Cable, 4RU, 19in, Singlemode, 96 fiber, SC/UPC connectors, Stub tail at far end, putty white, 31m | CommScope® |  | FPX | Fiber patch panel ¦ with IFC cable
FPX-24MPRDA6 |  | Variant of FPX-MODULES | FPX Fiber Optic MPO Module, Multimode Ultra 50/125 (OM3), 12 fiber LC adapter, right, putty white | CommScope® |  | FPX | Fiber module
FPX-4FRP07-962 |  | Variant of FPX-TERMINATION-SPLICE-PANELS | FPX Fiber Optic Termination/Splice Module, 4RU, 19in, Singlemode, 96 fiber, SC/UPC Connector, putty white | CommScope® |  | FPX | Fiber patch/splice panel
FPX-5FRR07-1443 |  | Variant of FPX-TERMINATION-SPLICE-PANELS | FPX Fiber Optic Termination/Splice Module, 5RU, 19in, Singlemode, 144 fiber, SC/UPC Connector, putty white | CommScope® |  | FPX | Fiber patch/splice panel
FPX-24MPRQA6 |  | Variant of FPX-MODULES | FPX Fiber Optic MPO Module, Multimode OM4, 24 fiber LC adapter, right, putty white | CommScope® |  | FPX | Fiber module
FPX-4FS7/09GU031 |  | Variant of FPX-PRE-TERMINATED-PANELS | FPX Fiber Optic Termination Panel with Armored Cable, 4RU, 19in, Singlemode, 96 fiber, SC/UPC connectors, Stub tail at far end, putty white, 31m | CommScope® |  | FPX | Fiber patch panel ¦ with IFC cable
FPX-4FRP08-1922 |  | Variant of FPX-TERMINATION-SPLICE-PANELS | FPX Fiber Optic Termination/Splice Module, 4RU, 19in, Singlemode, 192 fiber, LC/UPC Connector, putty white | CommScope® |  | FPX | Fiber patch/splice panel
FPX-5FS7/0AAU050 |  | Variant of FPX-PRE-TERMINATED-PANELS | FPX Fiber Optic Termination Panel with IFC Stranded Cable, 5RU, 19in, Singlemode, 144 fiber, SC/UPC connectors, Stub tail at far end, putty white, 50m | CommScope® |  | FPX | Fiber patch panel ¦ with IFC cable
FPX-5FRR0E-1443 |  | Variant of FPX-TERMINATION-SPLICE-PANELS | FPX Fiber Optic Termination/Splice Module, 1RU, 19in, Singlemode, 144 fiber, SC/UPC Duplex Connector, putty white | CommScope® |  | FPX | Fiber patch/splice panel
FPX-4FRP0J-962 |  | Variant of FPX-TERMINATION-SPLICE-PANELS | FPX Fiber Optic Termination/Splice Module, 4RU, 19in, Singlemode, 96 fiber, SC/APC Connector, putty white | CommScope® |  | FPX | Fiber patch/splice panel
FPX-5FRR0J-1443 |  | Variant of FPX-TERMINATION-SPLICE-PANELS | FPX Fiber Optic Termination/Splice Module, 5RU, 19in, Singlemode, 144 fiber, SC/APC Connector, putty white | CommScope® |  | FPX | Fiber patch/splice panel
FPX-4FS7/09GU122 |  | Variant of FPX-PRE-TERMINATED-PANELS | FPX Fiber Optic Termination Panel with Armored Cable, 4RU, 19in, Singlemode, 96 fiber, SC/UPC connectors, Stub tail at far end, putty white, 122m | CommScope® |  | FPX | Fiber patch panel ¦ with IFC cable
FPX-5FRP07-1442 |  | Variant of FPX-TERMINATION-SPLICE-PANELS | FPX Fiber Optic Termination/Splice Module, 5RU, 19in, Singlemode, 144 fiber, SC/UPC Connector, putty white | CommScope® |  | FPX | Fiber patch/splice panel
FPX-5FRP08-1442 |  | Variant of FPX-TERMINATION-SPLICE-PANELS | FPX Fiber Optic Termination/Splice, 5RU, 19in, Singlemode, 144 fiber, LC/UPC Connector, putty white | CommScope® |  | FPX | Fiber patch/splice panel
FPX-5FS7/0AAD016 |  | Variant of FPX-PRE-TERMINATED-PANELS | FPX Fiber Optic Termination Panel with IFC Stranded Cable, 5RU, 19in, Singlemode, 144 fiber, SC/UPC connectors, Stub tail at far end, putty white, 16m | CommScope® |  | FPX | Fiber patch panel ¦ with IFC cable
FPX-4FS7/09AU031 |  | Variant of FPX-PRE-TERMINATED-PANELS | FPX Fiber Optic Termination Panel with IFC Stranded Cable, 4RU, 19in, Singlemode, 96 fiber, SC/UPC connectors, Stub tail at far end, putty white, 31m | CommScope® |  | FPX | Fiber patch panel ¦ with IFC cable
FPX-5FS7/0AAU016 |  | Variant of FPX-PRE-TERMINATED-PANELS | FPX Fiber Optic Termination Panel with IFC Stranded Cable, 5RU, 19in, Singlemode, 144 fiber, SC/UPC connectors, Stub tail at far end, putty white, 16m | CommScope® |  | FPX | Fiber patch panel ¦ with IFC cable
FPX-4FS7/09AU037 |  | Variant of FPX-PRE-TERMINATED-PANELS | FPX Fiber Optic Termination Panel with IFC Stranded Cable, 4RU, 19in, Singlemode, 96 fiber, SC/UPC connectors, Stub tail at far end, putty white, 37m | CommScope® |  | FPX | Fiber patch panel ¦ with IFC cable
FPX-5FRP0J-1442 |  | Variant of FPX-TERMINATION-SPLICE-PANELS | FPX Fiber Optic Termination/Splice Module, 5RU, 19in, Singlemode, 144 fiber, SC/APC Connector, putty white | CommScope® |  | FPX | Fiber patch/splice panel
FPX-5FS7/0AAU023 |  | Variant of FPX-PRE-TERMINATED-PANELS | FPX Fiber Optic Termination Panel with IFC Stranded Cable, 5RU, 19in, Singlemode, 144 fiber, SC/UPC connectors, Stub tail at far end, putty white, 23m | CommScope® |  | FPX | Fiber patch panel ¦ with IFC cable
FPX-5FRP0Z-2882 |  | Variant of FPX-TERMINATION-SPLICE-PANELS | FPX Fiber Optic Termination/Splice Module, 5RU, 19in, Singlemode, 288 fiber, LC/APC Connector, putty white | CommScope® |  | FPX | Fiber patch panel
FPX-5FS7/0AAU031 |  | Variant of FPX-PRE-TERMINATED-PANELS | FPX Fiber Optic Termination Panel with IFC Stranded Cable, 5RU, 19in, Singlemode, 144 fiber, SC/UPC connectors, Stub tail at far end, putty white, 31m | CommScope® |  | FPX | Fiber patch panel ¦ with IFC cable
FPX-4FSJ/09AU031 |  | Variant of FPX-PRE-TERMINATED-PANELS | FPX Fiber Optic Termination Panel with IFC Stranded Cable, 4RU, 19in, Singlemode, 96 fiber, SC/APC connectors, Stub tail at far end, putty white, 31m | CommScope® |  | FPX | Fiber patch panel ¦ with IFC cable
FPX-4FS7/09AU061 |  | Variant of FPX-PRE-TERMINATED-PANELS | FPX Fiber Optic Termination Panel with IFC Stranded Cable, 4RU, 19in, Singlemode, 96 fiber, SC/UPC connectors, Stub tail at far end, putty white, 61m | CommScope® |  | FPX | Fiber patch panel ¦ with IFC cable
760241378 | EPX-SPLICE-48 (AGL-SPLICE-48) | Variant of EPX-SPLICE-TRAYS | Fiber Optic Splice Tray Kit, stackable, 48-fiber capacity | CommScope® |  | EPX | Fiber splice tray
760241517 | EPX-1U-MOD-OPEN-F-FX (AGL-1U-FX) | Variant of EPX-PANELS | EPX 1U fixed panel, accepts (4) G2 modules or adapter packs providing up to 48 duplex LC or 32 MPO ports | CommScope® |  | EPX | Fiber patch panel
FPX-ACCDRKT5U |  | Variant | FPX 5RU Smoked Front Door Kit |  |  | FPX | Door kit
FPX-24MPRS0Z |  | Variant of FPX-MODULES | FPX Fiber Optic MPO Module, Singlemode OS2, 24 fiber LC/APC adapter, right, putty white | CommScope® |  | FPX | Fiber module
FPX-5FSJ/0AAU092 |  | Variant of FPX-PRE-TERMINATED-PANELS | FPX Fiber Optic Termination Panel with IFC Stranded Cable, 5RU, 19in, Singlemode, 144 fiber, SC/APC connectors, Stub tail at far end, putty white, 92m | CommScope® |  | FPX | Fiber patch panel ¦ with IFC cable
FPX-AF-12APRA9 |  | Variant of FPX-ADAPTER-PACKS | FPX Fiber Optic Adapter Pack Only, Multimode, 12 fiber, SC/UPC adapter, right, aqua, putty white |  |  | FPX | Fiber adapter pack
FPX-5FS7/0ARU152 |  | Variant of FPX-PRE-TERMINATED-PANELS | FPX Fiber Optic Termination Panel with Indoor/Outdoor Cable, 5RU, 19in, Singlemode, 144 fiber, SC/UPC connectors, Stub tail at far end, putty white, 152m | CommScope® |  | FPX | Fiber patch panel ¦ with indoor/outdoor cable
FPX-AF-00AP00 |  | Variant of FPX-ADAPTER-PACKS | FPX Fiber Optic Blank Adapter Pack |  |  | FPX | Fiber adapter pack ¦ blank
FPX-5FS7/0ARU153 |  | Variant of FPX-PRE-TERMINATED-PANELS | FPX Fiber Optic Termination Panel with Indoor/Outdoor Cable, 5RU, 19in, Singlemode, 144 fiber, SC/UPC connectors, Stub tail at far end, putty white, 153m | CommScope® |  | FPX | Fiber patch panel ¦ with indoor/outdoor cable
FPX-AF-12APL07 |  | Variant of FPX-ADAPTER-PACKS | FPX Fiber Optic Adapter Pack Only, Singlemode, 12 fiber, SC/UPC adapter, left, blue, putty white |  |  | FPX | Fiber adapter pack
FPX-5FS7/0AAU122 |  | Variant of FPX-PRE-TERMINATED-PANELS | FPX Fiber Optic Termination Panel with IFC Stranded Cable, 5RU, 19in, Singlemode, 144 fiber, SC/UPC connectors, Stub tail at far end, putty white, 122m | CommScope® |  | FPX | Fiber patch panel ¦ with IFC cable
FPX-5FSJ/0AJU061 |  | Variant of FPX-PRE-TERMINATED-PANELS | FPX Fiber Optic Termination Panel with OSP Stranded Cable, 5RU, 19in, Singlemode, 144 fiber, SC/APC connectors, Stub tail at far end, putty white, 61m | CommScope® |  | FPX | Fiber patch panel ¦ with IFC cable
FPX-AF-12APL0J |  | Variant of FPX-ADAPTER-PACKS | FPX Fiber Optic Adapter Pack Only, Singlemode, 12 fiber, SC/APC adapter, left, green, putty white |  |  | FPX | Fiber adapter pack
FPX-AF-24APL08SP3 |  | Variant of FPX-ADAPTER-PACKS | FPX Fiber Optic Adapter Pack with 3m Stranded Pigtail, Singlemode, 24 fiber, LC/UPC adapter, left, blue, putty white |  |  | FPX | Fiber adapter pack with pigtails
FPX-5FSJ/0AJU122 |  | Variant of FPX-PRE-TERMINATED-PANELS | FPX Fiber Optic Termination Panel with OSP Stranded Cable, 5RU, 19in, Singlemode, 144 fiber, SC/APC connectors, Stub tail at far end, putty white, 122m | CommScope® |  | FPX | Fiber patch panel ¦ with IFC cable
FPX-AF-12APLA9 |  | Variant of FPX-ADAPTER-PACKS | FPX Fiber Optic Adapter Pack Only, Multimode, 12 fiber, UPC/UPC adapter, left, aqua, putty white |  |  | FPX | Fiber adapter pack
FPX-AF-24APL08SR3 |  | Variant of FPX-ADAPTER-PACKS | FPX Fiber Optic Adapter Pack with 3m Ribbon Pigtail, Singlemode, 24 fiber, LC adapter, left, blue, putty white |  |  | FPX | Fiber adapter pack with pigtails
FPX-AF-12APLA9DP3 |  | Variant of FPX-ADAPTER-PACKS | FPX Fiber Optic Adapter Pack with 3m Stranded Pigtail, Multimode, 12 fiber, SC adapter, left, aqua, putty white |  |  | FPX | Fiber adapter pack with pigtails
FPX-AF-12APR07 |  | Variant of FPX-ADAPTER-PACKS | FPX Fiber Optic Adapter Pack Only, Singlemode, 12 fiber, SC/UPC adapter, right, blue, putty white |  |  | FPX | Fiber adapter pack
FPX-AF-24APLA6 |  | Variant of FPX-ADAPTER-PACKS | FPX Fiber Optic Adapter Pack Only, Multimode, 24 fiber, LC (2F/LC) adapter, left, aqua, putty white |  |  | FPX | Fiber adapter pack
FPX-9FS7/0CRU061 |  | Variant of FPX-PRE-TERMINATED-PANELS | FPX Fiber Optic Termination Panel with Indoor/Outdoor Cable, 9RU, 19in, Singlemode, 216 fiber, SC/UPC connectors, Stub tail at far end, putty white, 61m | CommScope® |  | FPX | Fiber patch panel ¦ with indoor/outdoor cable
FPX-5FSJ/0AAU009 |  | Variant of FPX-PRE-TERMINATED-PANELS | FPX Fiber Optic Termination Panel with IFC Stranded Cable, 5RU, 19in, Singlemode, 144 fiber, SC/APC connectors, Stub tail at far end, putty white, 9m | CommScope® |  | FPX | Fiber patch panel ¦ with IFC cable
FPX-AF-24APLA6DP3 |  | Variant of FPX-ADAPTER-PACKS | FPX Fiber Optic Adapter Pack with 3m Stranded Pigtail, Multimode, 24 fiber, LC adapter, left, aqua, putty white |  |  | FPX | Fiber adapter pack with pigtails
FPX-5FSJ/0AAU016 |  | Variant of FPX-PRE-TERMINATED-PANELS | FPX Fiber Optic Termination Panel with IFC Stranded Cable, 5RU, 19in, Singlemode, 144 fiber, SC/APC connectors, Stub tail at far end, putty white, 16m | CommScope® |  | FPX | Fiber patch panel ¦ with IFC cable
FPX-9FS7/0CRU092 |  | Variant of FPX-PRE-TERMINATED-PANELS | FPX Fiber Optic Termination Panel with Indoor/Outdoor Cable, 9RU, 19in, Singlemode, 216 fiber, SC/UPC connectors, Stub tail at far end, putty white, 92m | CommScope® |  | FPX | Fiber patch panel ¦ with indoor/outdoor cable
FPX-ACCCLMP |  | Variant | FPX Panel Cable Clamp Kit |  |  | FPX | Cable clamp
FPX-4FSJ/09GU122 |  | Variant of FPX-PRE-TERMINATED-PANELS | FPX Fiber Optic Termination Panel with Armored Cable, 4RU, 19in, Singlemode, 96 fiber, SC/APC connectors, Stub tail at far end, putty white, 122m | CommScope® |  | FPX | Fiber patch panel ¦ with IFC cable
FPX-4FRA08-960 |  | Variant of FPX-TERMINATION-SPLICE-PANELS | FPX Fiber Optic Termination Module, 4RU, 19in, Singlemode, 96 fiber, LC/UPC Connector, putty white | CommScope® |  | FPX | Fiber patch panel
FPX-AF-24APRA6 |  | Variant of FPX-ADAPTER-PACKS | FPX Fiber Optic Adapter Pack Only, Multimode, 24 fiber, LC (2F/LC) adapter, right, aqua, putty white |  |  | FPX | Fiber adapter pack
FPX-4FRA0J-960 |  | Variant of FPX-TERMINATION-SPLICE-PANELS | FPX Fiber Optic Termination Module, 4RU, 19in, Singlemode, 96 fiber, SC/APC Connector, putty white | CommScope® |  | FPX | Fiber patch panel
FPXB-1FS7/02FU061 |  | Variant of FPX-PRE-TERMINATED-PANELS | FPX Fiber Optic Termination Panel with IFC Stranded Plenem Cable, 1RU, 19in, Singlemode, 24 fiber, SC/UPC connectors, Stub tail at far end, black, 61m | CommScope® |  | FPX | Fiber patch panel ¦ with IFC cable
FPXB-2FS7/04HU213 |  | Variant of FPX-PRE-TERMINATED-PANELS | FPX Fiber Optic Termination Panel with Indoor/Outdoor Cable, 2RU, 19in, Singlemode, 48 fiber, SC/UPC connectors, Stub tail at far end, black, 213m | CommScope® |  | FPX | Fiber patch panel ¦ with IFC cable
FPX-4FSJ/09JU031 |  | Variant of FPX-PRE-TERMINATED-PANELS | FPX Fiber Optic Termination Panel with OSP Stranded Cable, 4RU, 19in, Singlemode, 96 fiber, SC/APC connectors, Stub tail at far end, putty white, 31m | CommScope® |  | FPX | Fiber patch panel ¦ with IFC cable
FPXB-1FSJ/01HU092 |  | Variant of FPX-PRE-TERMINATED-PANELS | FPX Fiber Optic Termination Panel with Indoor/Outdoor Cable, 1RU, 19in, Singlemode, 12 fiber, SC/APC connectors, Stub tail at far end, black, 92m | CommScope® |  | FPX | Fiber patch panel ¦ with indoor/outdoor cable
FPXB-2FS7/04RD061 |  | Variant of FPX-PRE-TERMINATED-PANELS | FPX Fiber Optic Termination Panel with Indoor/Outdoor Cable, 2RU, 19in, Singlemode, 48 fiber, SC/UPC connectors, Stub tail at far end, black, 61m | CommScope® |  | FPX | Fiber patch panel ¦ with indoor/outdoor cable
FPX-5FS7/0AMU031 |  | Variant of FPX-PRE-TERMINATED-PANELS | FPX Fiber Optic Termination Panel with IFC Ribbon Cable, 5RU, 19in, Singlemode, 144 fiber, SC/UPC connectors, Stub tail at far end, putty white, 31m | CommScope® |  | FPX | Fiber patch panel ¦ with IFC cable
FPX-5FS7/0AMU061 |  | Variant of FPX-PRE-TERMINATED-PANELS | FPX Fiber Optic Termination Panel with IFC Ribbon Cable, 5RU, 19in, Singlemode, 144 fiber, SC/UPC connectors, Stub tail at far end, putty white, 61m | CommScope® |  | FPX | Fiber patch panel ¦ with IFC cable
FPXB-2FSE/04RD092 |  | Variant of FPX-PRE-TERMINATED-PANELS | FPX Fiber Optic Termination Panel with Indoor/Outdoor Cable, 2RU, 19in, Singlemode, 48 fiber, SC/UPC connectors, Stub tail at far end, black, 92m | CommScope® |  | FPX | Fiber patch panel ¦ with indoor/outdoor cable
FPXB-1FS7/01AU092 |  | Variant of FPX-PRE-TERMINATED-PANELS | FPX Fiber Optic Termination Panel with IFC Stranded Cable, 1RU, 19in, Singlemode, 12 fiber, SC/UPC connectors, Stub tail at far end, black, 92m | CommScope® |  | FPX | Fiber patch panel ¦ with IFC cable
FPXB-1FS7/02HU061 |  | Variant of FPX-PRE-TERMINATED-PANELS | FPX Fiber Optic Termination Panel with Indoor/Outdoor Cable, 1RU, 19in, Singlemode, 24 fiber, SC/UPC connectors, Stub tail at far end, black, 61m | CommScope® |  | FPX | Fiber patch panel ¦ with indoor/outdoor cable
FPXB-2FSE/04RD153 |  | Variant of FPX-PRE-TERMINATED-PANELS | FPX Fiber Optic Termination Panel with Indoor/Outdoor Cable, 2RU, 19in, Singlemode, 48 fiber, SC/UPC connectors, Stub tail at far end, black, 153m | CommScope® |  | FPX | Fiber patch panel ¦ with indoor/outdoor cable
FPXB-1FS7/01HU061 |  | Variant of FPX-PRE-TERMINATED-PANELS | FPX Fiber Optic Termination Panel with Indoor/Outdoor Cable, 1RU, 19in, Singlemode, 12 fiber, SC/UPC connectors, Stub tail at far end, black, 61m | CommScope® |  | FPX | Fiber patch panel ¦ with indoor/outdoor cable
FPXB-2FSE/04RD183 |  | Variant of FPX-PRE-TERMINATED-PANELS | FPX Fiber Optic Termination Panel with Indoor/Outdoor Cable, 2RU, 19in, Singlemode, 48 fiber, SC/UPC connectors, Stub tail at far end, black, 183m | CommScope® |  | FPX | Fiber patch panel ¦ with indoor/outdoor cable
FPXB-1FS7/02HU153 |  | Variant of FPX-PRE-TERMINATED-PANELS | FPX Fiber Optic Termination Panel with Indoor/Outdoor Cable, 1RU, 19in, Singlemode, 24 fiber, SC/UPC connectors, Stub tail at far end, black, 153m | CommScope® |  | FPX | Fiber patch panel ¦ with indoor/outdoor cable
FPXB-2FS7/04HU016 |  | Variant of FPX-PRE-TERMINATED-PANELS | FPX Fiber Optic Termination Panel with Indoor/Outdoor Cable, 2RU, 19in, Singlemode, 48 fiber, SC/UPC connectors, Stub tail at far end, black, 16m | CommScope® |  | FPX | Fiber patch panel ¦ with indoor/outdoor cable
FPXB-2FS7/04HU061 |  | Variant of FPX-PRE-TERMINATED-PANELS | FPX Fiber Optic Termination Panel with Indoor/Outdoor Cable, 2RU, 19in, Singlemode, 48 fiber, SC/UPC connectors, Stub tail at far end, black, 61m | CommScope® |  | FPX | Fiber patch panel ¦ with indoor/outdoor cable
FPX-5FS7/0ARU038 |  | Variant of FPX-PRE-TERMINATED-PANELS | FPX Fiber Optic Termination Panel with Indoor/Outdoor Cable, 5RU, 19in, Singlemode, 144 fiber, SC/UPC connectors, Stub tail at far end, putty white, 38m | CommScope® |  | FPX | Fiber patch panel ¦ with indoor/outdoor cable
FPXB-5FS7/0AHU061 |  | Variant of FPX-PRE-TERMINATED-PANELS | FPX Fiber Optic Termination Panel with Indoor/Outdoor Cable, 5RU, 19in, Singlemode, 144 fiber, SC/UPC connectors, Stub tail at far end, black, 61m | CommScope® |  | FPX | Fiber patch panel ¦ with indoor/outdoor cable
FPXB-5FS7/0AHU122 |  | Variant of FPX-PRE-TERMINATED-PANELS | FPX Fiber Optic Termination Panel with Indoor/Outdoor Cable, 5RU, 19in, Singlemode, 144 fiber, SC/UPC connectors, Stub tail at far end, black, 122m | CommScope® |  | FPX | Fiber patch panel ¦ with indoor/outdoor cable
FPXB-5FSJ/0AAU031 |  | Variant of FPX-PRE-TERMINATED-PANELS | FPX Fiber Optic Termination Panel with IFC Stranded Cable, 5RU, 19in, Singlemode, 144 fiber, SC/APC connectors, Stub tail at far end, black, 31m | CommScope® |  | FPX | Fiber patch panel ¦ with IFC cable
1-2105081-0 |  | Variant of 2105081 | Fiber Optic Patch Cord, Simplex, 0.9mm, LSZH, Singlemode, LC/UPC to LC/UPC, Yellow, 10 m | CommScope® |  | 210 | Fiber patch cord ¦ simplex
1-2105082-0 |  | Variant of 2105082 | Fiber Optic Patch Cord, Simplex, 0.9mm, LSZH, Singlemode, SC/UPC to SC/UPC, Yellow, 10 m | CommScope® |  | 210 | Fiber patch cord ¦ simplex
UDXLULUK2 |  | Base Product | Ultra Low Loss OM4, LC/UPC Uniboot to LC/UPC Uniboot, 1.5 mm Duplex Fiber Patch Cord, Plenum | CommScope® | SYSTIMAX ULL | UDX | Fiber patch cord ¦ duplex
UDGLCLC21 |  | Base Product | Ultra Low Loss Singlemode, LC/UPC to LC/UPC, Fiber Patch Cord, 1.6 mm Simplex, Plenum | CommScope® | SYSTIMAX ULL | UDG | Fiber patch cord ¦ simplex
UDGLCLC42 |  | Base Product | Ultra Low Loss Singlemode, LC/UPC to LC/UPC, Fiber Patch Cord, 1.6 mm Duplex, Plenum | CommScope® | SYSTIMAX ULL | UDG | Fiber patch cord ¦ duplex
UFGLCUC21 |  | Base Product | Ultra Low Loss (ULL) Singlemode LC/UPC to Unconnectorized, 1.6 mm Simplex Fiber Pigtail, Low Smoke Zero Halogen (LSZH) | CommScope® | SYSTIMAX ULL | UFG | Fiber pigtail ¦ jacketed
UDGLCUC21 |  | Base Product | Ultra Low Loss (ULL) Singlemode LC/UPC to Unconnectorized, 1.6 mm Simplex Fiber Pigtail, Plenum | CommScope® | SYSTIMAX ULL | UDG | Fiber pigtail ¦ jacketed
UDXLCLC42 |  | Base Product | Ultra Low Loss OM4, LC/UPC to LC/UPC, Fiber Patch Cord, 1.6 mm Duplex, Plenum | CommScope® | SYSTIMAX ULL | UDX | Fiber patch cord ¦ duplex
UDXLCUC21 |  | Base Product | Ultra Low Loss (ULL) OM4 LC/UPC to Unconnectorized, 1.6 mm Simplex Fiber Pigtail, Plenum | CommScope® | SYSTIMAX ULL | UDX | Fiber pigtail ¦ jacketed
UFXLCUC42 |  | Base Product | Ultra Low Loss (ULL) OM4 LC/UPC to Unconnectorized, 1.6 mm Duplex Fiber Pigtail, Low Smoke Zero Halogen (LSZH) | CommScope® | SYSTIMAX ULL | UFX | Fiber pigtail ¦ jacketed
FAWLCUC0A |  | Base Product | Singlemode LC/UPC to Unconnectorized, Fiber Pigtail, 0.9 mm Tight Buffer, 6-Fiber Kit Blue - White (1-6) | CommScope® | SYSTIMAX InstaPATCH® 360 | FAW | Fiber pigtail ¦ unjacketed
FAWLCUC0B |  | Base Product | Singlemode LC/UPC to Unconnectorized, Fiber Pigtail, 0.9 mm Tight Buffer, 6-Fiber Kit Red - Aqua (7-12) | CommScope® | SYSTIMAX InstaPATCH® 360 | FAW | Fiber pigtail ¦ unjacketed
FAWSCUC0B |  | Base Product | Singlemode SC/UPC to Unconnectorized, Fiber Pigtail, 0.9 mm Tight Buffer, 6-Fiber Kit Red - Aqua (7-12) | CommScope® | SYSTIMAX InstaPATCH® 360 | FAW | Fiber pigtail ¦ unjacketed
FAWSCUC0C |  | Base Product | Singlemode SC/UPC to Unconnectorized, Fiber Pigtail, 0.9 mm Tight Buffer, 12-Fiber Kit Blue - Aqua (1-12) | CommScope® | SYSTIMAX InstaPATCH® 360 | FAW | Fiber pigtail ¦ unjacketed
FAWLAUC01 |  | Base Product | TeraSPEED® LC APC to Unconnectorized, Fiber Pigtail, 0.9 mm Tight Buffer | CommScope® | SYSTIMAX InstaPATCH® 360 | FAW | Fiber pigtail ¦ unjacketed
FAWSAUC01 |  | Base Product | TeraSPEED® SC APC to Unconnectorized, Fiber Pigtail, 0.9 mm Tight Buffer | CommScope® | SYSTIMAX InstaPATCH® 360 | FAW | Fiber pigtail ¦ unjacketed
FAWLAUC0A |  | Base Product | Singlemode LC APC to Unconnectorized, 0.9 mm Tight Buffer Fiber Pigtail, 6-fiber Kit, Blue - White (1-6) | CommScope® | SYSTIMAX InstaPATCH® 360 | FAW | Fiber pigtail ¦ unjacketed
FAXLCUC0C |  | Base Product | OM4 LC/UPC to Unconnectorized, Fiber Pigtail, 0.9 mm Tight Buffer, 12-Fiber Kit Blue - Aqua (1-12) | CommScope® | SYSTIMAX InstaPATCH® 360 | FAX | Fiber pigtail ¦ unjacketed
FAWSAUC0A |  | Base Product | Singlemode SC APC to Unconnectorized, 0.9 mm Tight Buffer Fiber Pigtail, 6-fiber Kit, Blue - White (1-6) | CommScope® | SYSTIMAX InstaPATCH® 360 | FAW | Fiber pigtail ¦ unjacketed
FAWLAUC0B |  | Base Product | Singlemode LC APC to Unconnectorized, Fiber Pigtail, 0.9 mm Tight Buffer, 6-Fiber Kit Red - Aqua (7-12) | CommScope® | SYSTIMAX InstaPATCH® 360 | FAW | Fiber pigtail ¦ unjacketed
FAWLAUC0C |  | Base Product | Singlemode LC APC to Unconnectorized, 0.9 mm Tight Buffer Fiber Pigtail, 12-fiber Kit, Blue - Aqua (1-12) | CommScope® | SYSTIMAX InstaPATCH® 360 | FAW | Fiber pigtail ¦ unjacketed
FAWSAUC0C |  | Base Product | Singlemode SC APC to Unconnectorized, 0.9 mm Tight Buffer Fiber Pigtail, 12-fiber Kit, Blue - Aqua (1-12) | CommScope® | SYSTIMAX InstaPATCH® 360 | FAW | Fiber pigtail ¦ unjacketed
FAXSCUC0A |  | Base Product | OM4 SC/UPC to Unconnectorized, Fiber Pigtail, 0.9 mm Tight Buffer, 6-Fiber Kit Blue - White (1-6) | CommScope® | SYSTIMAX InstaPATCH® 360 | FAX | Fiber pigtail ¦ unjacketed
FBXLCUC11 |  | Base Product | OM4 LC/UPC to Unconnectorized, Fiber Pigtail, 0.9 mm SBJ | CommScope® | SYSTIMAX InstaPATCH® 360 | FBX | Fiber pigtail ¦ unjacketed
FBWLCUC11 |  | Base Product | TeraSPEED® LC/UPC to Unconnectorized, Fiber Pigtail, 0.9 mm SBJ | CommScope® | SYSTIMAX InstaPATCH® 360 | FBW | Fiber pigtail ¦ unjacketed
FDWLASA42 |  | Base Product | Singlemode LC APC to SC APC, Fiber Patch Cord, 1.6 mm Duplex, Plenum | CommScope® | SYSTIMAX InstaPATCH® 360 | FDW | Fiber patch cord ¦ duplex
FDWLALA21 |  | Base Product | Singlemode LC APC to LC APC, Fiber Patch Cord, 1.6 mm Simplex, Plenum | CommScope® | SYSTIMAX InstaPATCH® 360 | FDW | Fiber patch cord ¦ simplex
FDWLCLC42 |  | Base Product | Singlemode LC/UPC to LC/UPC, Fiber Patch Cord, 1.6 mm Duplex, Plenum | CommScope® | SYSTIMAX InstaPATCH® 360 | FDW | Fiber patch cord ¦ duplex
FDWSCSA42 |  | Base Product | Singlemode SC/UPC to SC/APC, Fiber Patch Cord, 1.6 mm Duplex, Plenum | CommScope® | SYSTIMAX InstaPATCH® 360 | FDW | Fiber patch cord ¦ duplex
FDWLALA42 |  | Base Product | Singlemode LC APC to LC APC, Fiber Patch Cord, 1.6 mm Duplex, Plenum | CommScope® | SYSTIMAX InstaPATCH® 360 | FDW | Fiber patch cord ¦ duplex
FDWLCSA21 |  | Base Product | Low Loss Singlemode, LC/UPC to SC/APC, Plenum, 1-Fiber 1.6 mm Simplex Fiber Patch Cord | CommScope® | SYSTIMAX InstaPATCH® 360 | FDW | Fiber patch cord ¦ simplex
FDWSCLA21 |  | Base Product | Singlemode SC/UPC to LC/APC, Fiber Patch Cord, 1.6 mm Simplex, Plenum | CommScope® | SYSTIMAX InstaPATCH® 360 | FDW | Fiber patch cord ¦ simplex
FDWSCSC42 |  | Base Product | Singlemode SC/UPC to SC/UPC, Fiber Patch Cord, 1.6 mm Duplex, Plenum | CommScope® | SYSTIMAX InstaPATCH® 360 | FDW | Fiber patch cord ¦ duplex
FDWSCLA42 |  | Base Product | Singlemode SC/UPC to LC/APC, Fiber Patch Cord, 1.6 mm Duplex, Plenum | CommScope® | SYSTIMAX InstaPATCH® 360 | FDW | Fiber patch cord ¦ duplex
FDWLCLC21 |  | Base Product | Singlemode LC/UPC to LC/UPC, Fiber Patch Cord, 1.6 mm Simplex, Plenum | CommScope® | SYSTIMAX InstaPATCH® 360 | FDW | Fiber patch cord ¦ simplex
FPXB-5FRA07-1440 |  | Variant of FPX-TERMINATION-SPLICE-PANELS | FPX Fiber Optic Termination Module, 5RU, 19in, Singlemode, 144 fiber, SC/UPC Connector, black | CommScope® |  | FPX | Fiber patch panel
FPX-3FRA0Z-1440 |  | Variant of FPX-TERMINATION-SPLICE-PANELS | FPX Fiber Optic Termination Module, 3RU, 19in, Singlemode, 144 fiber, LC/APC Connector, putty white | CommScope® |  | FPX | Fiber patch panel
FPX-1FRR0Z-483 |  | Variant of FPX-TERMINATION-SPLICE-PANELS | FPX Fiber Optic Termination/Splice Module, 1RU, 19in, Singlemode, 48 fiber, LC/APC Connector, putty white | CommScope® |  | FPX | Fiber patch/splice panel
FPX-1FRJA9-242 |  | Variant of FPX-TERMINATION-SPLICE-PANELS | FPX Fiber Optic Termination/Splice Module, 1RU, 19in, Singlemode, 24 fiber, OM4 MMSC Connector, putty white | CommScope® |  | FPX | Fiber patch panel
FPX-1FRAA6-480 |  | Variant of FPX-TERMINATION-SPLICE-PANELS | FPX Fiber Optic Termination Module, 1RU, 19in, Singlemode, 48 fiber, MMLC Connector, putty white | CommScope® |  | FPX | Fiber patch panel
FPX-1FRR08-243 |  | Variant of FPX-TERMINATION-SPLICE-PANELS | FPX Fiber Optic Termination/Splice Module, 1RU, 19in, Singlemode, 24 fiber, LC/UPC Connector, putty white | CommScope® |  | FPX | Fiber patch/splice panel
FPX-2FRR0Z-963 |  | Variant of FPX-TERMINATION-SPLICE-PANELS | FPX Fiber Optic Termination/Splice Module, 2RU, 19in, Singlemode, 96 fiber, LC/APC Connector, putty white | CommScope® |  | FPX | Fiber patch/splice panel
FPX-2FRR0J-483 |  | Variant of FPX-TERMINATION-SPLICE-PANELS | FPX Fiber Optic Termination/Splice Module, 2RU, 19in, Singlemode, 48 fiber, SC/APC Connector, putty white | CommScope® |  | FPX | Fiber patch/splice panel
FPX-2FRN07-482 |  | Variant of FPX-TERMINATION-SPLICE-PANELS | FPX Fiber Optic Termination/Splice Module, 2RU, 19in, Singlemode A1, 48 fiber, SC/UPC Connector, putty white | CommScope® |  | FPX | Fiber patch panel
FPX-2FRAA9-480 |  | Variant of FPX-TERMINATION-SPLICE-PANELS | FPX Fiber Optic Termination Module, 2RU, 19in, Singlemode, 48 fiber, MMSC Connector, putty white | CommScope® |  | FPX | Fiber patch panel
FPX-3FRR0J-723 |  | Variant of FPX-TERMINATION-SPLICE-PANELS | FPX Fiber Optic Termination/Splice Module, 3RU, 19in, Singlemode, 72 fiber, SC/UPC Connector, putty white | CommScope® |  | FPX | Fiber patch/splice panel
FPX-4FRR0J-963 |  | Variant of FPX-TERMINATION-SPLICE-PANELS | FPX Fiber Optic Termination/Splice Module, 4RU, 19in, Singlemode, 96 fiber, SC/APC Connector, putty white | CommScope® |  | FPX | Fiber patch/splice panel
FPX-4FRR08-1923 |  | Variant of FPX-TERMINATION-SPLICE-PANELS | FPX Fiber Optic Termination/Splice Module, 4RU, 19in, Singlemode, 192 fiber, LC/UPC Connector, putty white | CommScope® |  | FPX | Fiber patch/splice panel
FPX-5FRAA6-2880 |  | Variant of FPX-TERMINATION-SPLICE-PANELS | FPX Fiber Optic Termination Module, 5RU, 19in, Singlemode, 288 fiber, MMLC Connector, putty white | CommScope® |  | FPX | Fiber patch panel
FPX-5FRA0Z-2880 |  | Variant of FPX-TERMINATION-SPLICE-PANELS | FPX Fiber Optic Termination Module, 5RU, 19in, Singlemode, 288 fiber, LC/APC Connector, putty white | CommScope® |  | FPX | Fiber patch panel
FPXB-2FRA07-480 |  | Variant of FPX-TERMINATION-SPLICE-PANELS | FPX Fiber Optic Termination/Splice Module, 3RU, 19in, Singlemode, 144 fiber, SC/UPC Duplex Connector, black | CommScope® |  | FPX | Fiber patch panel
FPXB-2FRR08-963 |  | Variant of FPX-TERMINATION-SPLICE-PANELS | FPX Fiber Optic Termination/Splice Module, 2RU, 19in, Singlemode, 96 fiber, LC/UPC Connector, black | CommScope® |  | FPX | Fiber patch/splice panel
FPXB-4FS7/09HU092 |  | Variant of FPX-PRE-TERMINATED-PANELS | FPX Fiber Optic Termination Panel with I/O Stranded Cable, 4RU, 19in, Singlemode, 96 fiber, SC/UPC connectors, Stub tail at far end, putty white, 92m | CommScope® |  | FPX | Fiber patch panel ¦ with indoor/outdoor cable
FPX-5FSZ/0HHU031 |  | Variant of FPX-PRE-TERMINATED-PANELS | FPX Fiber Optic Termination Panel with I/O Stranded Cable, 5RU, 19in, Singlemode, 144 fiber, LC/APC connectors, Stub tail at far end, putty white, 31m | CommScope® |  | FPX | Fiber patch panel ¦ with indoor/outdoor cable
FPX-3FS8/0ARU305 |  | Variant of FPX-PRE-TERMINATED-PANELS | FPX Fiber Optic Termination Panel with I/O Ribbon Cable, 3RU, 19in, Singlemode, 144 fiber, LC/UPC connectors, Stub tail at far end, putty white, 305m | CommScope® |  | FPX | Fiber patch panel ¦ with indoor/outdoor cable
FPCA-EEYZ |  | Variant of FPCA | Fiber Optic Patch Cord, singlemode, 1.2 mm LSZH jacket, SC/APC-SC/APC, yellow |  |  | FPCA | Fiber patch cord ¦ simplex
FPCA-KKYZ |  | Variant of FPCA | Fiber Optic Patch Cord, singlemode, 1.2 mm LSZH jacket, LC/UPC-LC/UPC, yellow |  |  | FPCA | Fiber patch cord ¦ simplex
FPCA-MMYZ |  | Variant of FPCA | Fiber Optic Patch Cord, singlemode, 1.2 mm LSZH jacket, LC/APC-LC/APC, yellow |  |  | FPCA | Fiber patch cord ¦ simplex
760242618 | NG4-CH100000-2B | Variant of NG4-CHASSIS | NG4access® 2RU Universal Chassis, 12 access trays, front door and designation cards | CommScope® | NG4access® | NG4 | Fiber patch chassis
760250346 | MFPS-IHD-P-SILG-144 | Variant of MFPS-PANELS | MFPS Fiber Optic panel, 3RU, 48 fibers/RU, splice/patch, SMOUV/front patch cords orientation to the right, 144 LC/APC, Grade B | CommScope® |  | MFPS | Fiber patch/splice panel
760250751 | MFPS-KHD-P-PML2-048 | Variant of MFPS-PANELS | MFPS Fiber Optic panel, 1RU, 48 fibers/RU, patch/patch, front patch cords orientation to the left, 48 LC/APC | CommScope® |  | MFPS | Fiber patch panel
760245234 | BUDI-M-SKIRT-36 | Variant | BUDI™ Fiber Optic Protective Cable Skirt, 36 inches long |  | BUDI™ | BUDI-M | Cable skirt
RCP-1J2PUJ03125 |  | Variant of RAPID-FIBER-PANELS | RapidFiber® Termination Panel, 24-Position 1RU, singlemode, SC/APC to SC/APC, 31 m, 25 in single-fiber breakout | CommScope® | RapidFiber® | RCP | Fiber patch panel ¦ with rapid cable
RCP-3J7PUJ03125 |  | Variant of RAPID-FIBER-PANELS | RapidFiber® Termination Panel, 72-Position 3RU, singlemode, 2 mm single fiber breakouts far end, SC/APC to SC/APC, 31m 25in breakout | CommScope® | RapidFiber® | RCP | Fiber patch panel ¦ with rapid cable
RCP-4JAPUJ03125 |  | Variant of RAPID-FIBER-PANELS | RapidFiber® Termination Panel, 144-Position 4RU, singlemode, SC/APC to SC/APC, 31 m 25 in breakout | CommScope® | RapidFiber® | RCP | Fiber patch panel ¦ with rapid cable
760243195 | BUDI-FS-TS232-SPLTR | Variant | BUDI™ Fiber Optic Accessory kit holding 1 FOSC tray, 1 1x32 splitter tray and 32 SC/APC adapter/pigtails |  | BUDI™ | BUDI-FS | Fiber accessory kit
BUDI-SAJ32SA-MV |  | Variant | BUDI™ Fiber Optic Accessory kit holding 1 feeder splice tray, 1 1x32 FPS PnP module, 32 installed SC/APC slide adapters |  | BUDI™ | BUDI | Fiber accessory kit
RCP-4ZBPUZ03125B |  | Variant of RAPID-FIBER-PANELS | RapidFiber® Termination Panel, 288-Position 4RU, singlemode, LC/APC to LC/APC breakouts, 31m cable with 25 inch breakout length and 1.2MM Breakout Jacketing | CommScope® | RapidFiber® | RCP | Fiber patch panel ¦ with rapid cable
760248341 | BUDI-1S-T-A-12S232ES | Variant of BUDI-1S | BUDI™ Fiber Optic Wall mount Enclosure, 12 SC/APC adapters, single element FIST splice trays for 32 SMOUV splices | CommScope® | BUDI™ | BUDI-1S | Fiber wall box
FPCE-33YZ |  | Variant of FPCE | Fiber Optic Patch Cord, singlemode, 1.2 mm LSZH jacket, LC/APC-LC/APC, yellow. tuned |  |  | FPCE | Fiber patch cord ¦ simplex
FPCE-44YZ |  | Variant of FPCE | Fiber Optic Patch Cord, singlemode, 1.2 mm LSZH jacket, LC/UPC-LC/UPC, yellow, tuned |  |  | FPCE | Fiber patch cord ¦ simplex
FPCE-55YZ |  | Variant of FPCE | Fiber Optic Patch Cord, singlemode, 1.2 mm LSZH jacket, SC/APC-SC/APC, yellow. tuned |  |  | FPCE | Fiber patch cord ¦ simplex
FPCE-66YZ |  | Variant of FPCE | Fiber Optic Patch Cord, singlemode, 1.2 mm LSZH jacket, SC/UPC-SC/UPC, yellow. tuned |  |  | FPCE | Fiber patch cord ¦ simplex
CV5837-000 | FIST-FSASA3-SC-104-2P-S | Variant of FIST-FSASA3-SPLITTER-TRAYS | FIST® Fiber Splice Tray with Field Installable Splitter, symmetrical ratio, two 1x4, Planar component, grade P |  | FIST® | FIST-FSASA3 | Splitter splice tray
RCPB-1K4PUE03100 |  | Variant of RAPID-FIBER-PANELS | RapidFiber® Termination Panel, 48-Position 1RU, singlemode, LC/UPC to MPO, 31 m | CommScope® | RapidFiber® | RCP | Fiber patch panel ¦ with rapid cable
RCPB-1K4PUE12200 |  | Variant of RAPID-FIBER-PANELS | RapidFiber® Termination Panel, 48-Position 1RU, singlemode, LC/UPC to MPO, 122 m | CommScope® | RapidFiber® | RCP | Fiber patch panel ¦ with rapid cable
760254042 | EPX-1U-CHD-ENC-FX | Variant of EPX-PANELS | EPX 1U fixed panel, accepts (8) CHD style modules, adapter packs, or splice cassettes, providing up to 48 duplex LC ports | CommScope® |  | EPX | Fiber patch panel ¦ Fiber patch/splice panel
760254043 | EPX-1U-CHD-OPEN-FX | Variant of EPX-PANELS | EPX 1U open fixed panel, accepts (8) CHD style modules, adapter packs, or splice cassettes, providing up to 48 duplex LC ports | CommScope® |  | EPX | Fiber patch panel
LSX-LK/0WA031 |  | Variant of LSX-CHASSIS | LSX Fiber Termination Chassis 8 RU, 288 - LC/UPC, Singlemode IFC Ribbon, 31 Meters, Far end connection Stub | CommScope® |  | LSX | Fiber patch chassis ¦ with IFC cable
LSX-LM1242-A-SPL |  | Variant of LSX-CHASSIS | LSX Fiber Termination/Splice Chassis 8 RU, 288 - LC/APC, Singlemode Stranded | CommScope® |  | LSX | Fiber patch/splice chassis
FGS-MDSA-RC |  | Variant | FiberGuide® 4x4 to 2x4in Metal Reducer, Yellow |  | FiberGuide® |  | Reducer
NG4-VSMLF28 |  | Variant of NG4-SPLTR-MODULES | NG4access® Module VAM, Splitter, 1x8, symmetrical split, singlemode, LC/APC, front, left, 2 circuits |  | NG4access® | FACT ¦ NG4 | Splitter module | Build America Buy America (BABA) compliant*
NG4-VSMRF28 |  | Variant of NG4-SPLTR-MODULES | NG4access® Module VAM, Splitter, 1x8, symmetrical split, singlemode, LC/APC, front, right, 2 circuits |  | NG4access® | FACT ¦ NG4 | Splitter module | Build America Buy America (BABA) compliant*
FGSB-ISLAND3-F |  | Variant | FiberGuide® Island T with Recessed Dividing Spool, 4x12in, Black |  | FiberGuide® |  | Tee
FGS-HISR-A |  | Variant | FiberGuide® Strain Relief Kit, 4x4in |  | FiberGuide® |  | Accessory
NG4-CMDK7GQ |  | Variant of NG4-CABLED-MODULES | NG4access® Cabled Module, singlemode LC/UPC to SC/UPC, 72 fiber, stranded, IFC |  | NG4access® | LSX ¦ NG4 | Fiber cabled module
760255704 | BUDI-1S-T-A-16S216CS | Variant of BUDI-1S | BUDI™ Fiber Optic Wall mount Enclosure, 16 SC/APC adapters, single circuit FIST splice trays for 16 SMOUV splices | CommScope® | BUDI™ | BUDI-1S | Fiber wall box
FGS-MEXP-F-F/H-NC |  | Variant | FiberGuide® 12-Inch Express Exit™, Cover Not Included, 4x12in, Yellow |  | FiberGuide® |  | Express exit
760251765 | OCJ-EC-02MASCA-EC | Variant of OCJ | Fiber Optic Patch Cord, Simplex, Singlemode, LSZH, 2.4 mm diameter, LSH/APC to LSH/APC, tuned, grade B, yellow, 2 m |  |  | OCJ | Fiber patch cord ¦ simplex
760251764 | OCJ-EC-03MASCA-EC | Variant of OCJ | Fiber Optic Patch Cord, Simplex, Singlemode, LSZH, 2.4 mm diameter, LSH/APC to LSH/APC, tuned, grade B, yellow, 3 m |  |  | OCJ | Fiber patch cord ¦ simplex
760251760 | OCJ-EC-15MASCA-EC | Variant of OCJ | Fiber Optic Patch Cord, Simplex, Singlemode, LSZH, 2.4 mm diameter, LSH/APC to LSH/APC, tuned, grade B, yellow, 15 m |  |  | OCJ | Fiber patch cord ¦ simplex
760251758 | OCJ-EC-25MASCA-EC | Variant of OCJ | Fiber Optic Patch Cord, Simplex, Singlemode, LSZH, 2.4 mm diameter, LSH/APC to LSH/APC, tuned, grade B, yellow, 25 m |  |  | OCJ | Fiber patch cord ¦ simplex
760251757 | OCP-EC-02MASCA-XX | Variant of OCP | Fiber Optic Pigtail, Simplex, Singlemode, LSZH, 2.4 mm diameter, tuned, Grade B, LSH/APC to Stub, yellow, 2 m |  |  | OCP | Fiber pigtail ¦ jacketed
760251756 | OCP-EC-06MASCA-XX | Variant of OCP | Fiber Optic Pigtail, Simplex, Singlemode, LSZH, 2.4 mm diameter, tuned, Grade B, LSH/APC to Stub, yellow, 6 m |  |  | OCP | Fiber pigtail ¦ jacketed
760250062 | OCP-EC-26DASQI-XX | Variant of OCP | Fiber Optic Pigtail, Simplex, Singlemode, LSZH, 1.8 mm diameter, tuned, Grade B, LSH/APC to Stub, yellow, 26 m |  |  | OCP | Fiber pigtail ¦ jacketed
2160363-1 | OCJ-S1-01MASIA-S2 | Variant of OCJ | Fiber Optic Patch Cord, Simplex, Singlemode, SC/UPC to SC/APC, yellow, 1 m |  |  | OCJ | Fiber patch cord ¦ simplex
2160363-2 | OCJ-S1-02MASIA-S2 | Variant of OCJ | Fiber Optic Patch Cord, Simplex, Singlemode, SC/UPC to SC/APC, yellow, 2 m |  |  | OCJ | Fiber patch cord ¦ simplex
760254921 | OCJ-S1-03MASIA-S2 | Variant of OCJ | Fiber Optic Patch Cord, Simplex, Singlemode, SC/UPC to SC/APC, yellow, 3 m |  |  | OCJ | Fiber patch cord ¦ simplex
760253384 | OCJ-S1-01MASHA-L1 | Variant of OCJ | Fiber Optic Patch Cord, Duplex, Singlemode, LC/UPC to SC/UPC, yellow, 1 m |  |  | OCJ | Fiber patch cord ¦ duplex
760253712 | OCJ-S1-02MASHA-L1 | Variant of OCJ | Fiber Optic Patch Cord, Duplex, Singlemode, LC/UPC to SC/UPC, yellow, 2 m |  |  | OCJ | Fiber patch cord ¦ duplex
1-2055083-5 | OCJ-S1-15MASHA-S2 | Variant of OCJ | Fiber Optic Patch Cord, Duplex, Singlemode, SC/UPC to SC/APC, yellow, 15 m |  |  | OCJ | Fiber patch cord ¦ duplex
3-2055083-0 | OCJ-S1-30MASHA-S2 | Variant of OCJ | Fiber Optic Patch Cord, Duplex, Singlemode, SC/UPC to SC/APC, yellow, 30 m |  |  | OCJ | Fiber patch cord ¦ duplex
760253275 | OCJ-SF-05MASHA-SF | Variant of OCJ | Fiber Optic Patch Cord, Duplex, Singlemode, SC/UPC to SC/UPC, yellow, 5 m |  |  | OCJ | Fiber patch cord ¦ duplex
1920604-2 | OCJ-S1-02MASHA-S1 | Variant of OCJ | Fiber Optic Patch Cord, Duplex, Singlemode, SC/UPC to SC/UPC, yellow, 2 m |  |  | OCJ | Fiber patch cord ¦ duplex
760242789 | OCP-LF-02MASEN-XX-(12COL) | Variant of OCP | Fiber Optic Pigtail, 12 fibers, Singlemode, LC/UPC to Stub, 0.9 mm diameter, multicolor, 2m |  |  | OCP | Fiber pigtail ¦ multi-fiber
2160852-2 | OCP-LF-02MASEN-XX | Variant of OCP | Fiber Optic Pigtail, Simplex, Singlemode, LC/UPC to Stub, 0.9 mm diameter, 2 m, semi-tight cable |  |  | OCP | Fiber pigtail ¦ jacketed
760242776 | OCP-LG-02MASEN-XX-(8COL) | Variant of OCP | Fiber Optic Pigtail, Simplex, Singlemode, LC/APC to Stub, 0.9 mm diameter, multicolor, 8 fibers, 2 m |  |  | OCP | Fiber pigtail ¦ jacketed
2160937-1 | OCP-SF-02MASEN-XX-(12COL) | Variant of OCP | Fiber Optic Pigtail, Simplex, Singlemode, SC/UPC to Stub, 0.9 mm diameter, multicolor, 2 m |  |  | OCP | Fiber pigtail ¦ jacketed
760243059 | OCP-SH-02MASEN-XX-(12COL) | Variant of OCP | Fiber Optic Pigtail, Simplex, Singlemode, SC/APC to Stub, 0.9 mm diameter, multicolor, 2 m |  |  | OCP | Fiber pigtail ¦ multi-fiber
760255083 | PPL-SP-24LC-OM5-PT-AS | Variant of PROPEL-SPLICE-CASSETTES | Propel Multimode Splice Cassette, 24LC with internal shutters, OM5 single fiber pigtails, pairs straight ULL | CommScope® | Propel | PPL | Fiber cassette with pigtails
760255061 | PPL-FT-16LC-SM-00-000 | Variant of PROPEL-SPLICE-CASSETTES | Propel Singlemode Field Term Cassette, 16LC with internal shutters, for use with cable terminated with field installed connectors, no fiber | CommScope® | Propel | PPL | Fiber cassette
760255084 | PPL-SP-24LC-SM-RPT-AS | Variant of PROPEL-SPLICE-CASSETTES | Propel Singlemode Splice Cassette, 24LC/UPC with internal shutters, OS2 ribbon fiber pigtail, pairs straight ULL | CommScope® | Propel | PPL | Fiber cassette with ribbon pigtail
760255045 | PPL-SP-12LC-OM5-PT-BEU | Variant of PROPEL-SPLICE-CASSETTES | Propel Multimode Splice Cassette, 12LC with internal shutters, OM5 single fiber pigtails, Method B Enhanced ULL | CommScope® | Propel | PPL | Fiber cassette with pigtails
760255070 | PPL-SP-4MPO12P-OM4-RPT-BEU | Variant of PROPEL-SPLICE-CASSETTES | Propel Multimode Splice Cassette, 4 MPO12 pinned with internal shutters, OM4 ribbon fiber pigtail, Method B Enhanced ULL | CommScope® | Propel | PPL | Fiber cassette with ribbon pigtail
760255088 | PPL-SP-12LC-OM5-PT-BEU-ANT | Variant of PROPEL-SPLICE-CASSETTES | Propel Multimode Splice Cassette, 12LC with internal shutters, OM5 single fiber pigtails, Method B Enhanced ULL, ANT Splice Protector | CommScope® | Propel | PPL | Fiber cassette with pigtails
760255093 | PPL-SP-24LC-OM4-PT-BEU-ANT | Variant of PROPEL-SPLICE-CASSETTES | Propel Multimode Splice Cassette, 24LC with internal shutters, OM4 single fiber pigtails, Method B Enhanced ULL, ANT Splice Protector | CommScope® | Propel | PPL | Fiber cassette with pigtails
760255063 | PPL-FT-16LC-OM5-00-000 | Variant of PROPEL-SPLICE-CASSETTES | Propel Multimode Field Term Cassette, 16LC with internal shutters, for use with cable terminated with field installed connectors, no fiber | CommScope® | Propel | PPL | Fiber cassette
760255071 | PPL-SP-6MPO12P-OM4-RPT-BEU | Variant of PROPEL-SPLICE-CASSETTES | Propel Multimode Splice Cassette, 6 MPO12 pinned with internal shutters, OM4 ribbon fiber pigtail, Method B Enhanced ULL | CommScope® | Propel | PPL | Fiber cassette with ribbon pigtail
760255978 | PPL-SP-24LA-SM-RPT-BEU | Variant of PROPEL-SPLICE-CASSETTES | Propel Singlemode Splice Cassette, 24LC/APC with internal shutters, OS2 ribbon fiber pigtail, Method B Enhanced ULL | CommScope® | Propel | PPL | Fiber cassette with ribbon pigtail
760255982 | PPL-SP-24LA-SM-RPT-AS | Variant of PROPEL-SPLICE-CASSETTES | Propel Singlemode Splice Cassette, 24LC/APC with internal shutters, OS2 ribbon fiber pigtail, pairs straight ULL | CommScope® | Propel | PPL | Fiber cassette with ribbon pigtail
760255054 | PPL-SP-24LC-OM4-PT-BEU | Variant of PROPEL-SPLICE-CASSETTES | Propel Multimode Splice Cassette, 24LC with internal shutters, OM4 single fiber pigtails, Method B Enhanced ULL | CommScope® | Propel | PPL | Fiber cassette with pigtails
760255979 | PPL-SP-12LA-SM-PT-AS | Variant of PROPEL-SPLICE-CASSETTES | Propel Singlemode Splice Cassette, 12LC/APC with internal shutters, 250 µm OS2 single fiber pigtails, pairs straight ULL | CommScope® | Propel | PPL | Fiber cassette with pigtails
760255980 | PPL-SP-12LA-SM-RPT-AS | Variant of PROPEL-SPLICE-CASSETTES | Propel Singlemode Splice Cassette, 12LC/APC with internal shutters, OS2 ribbon fiber pigtail, pairs straight ULL | CommScope® | Propel | PPL | Fiber cassette with ribbon pigtail
760255981 | PPL-SP-24LA-SM-PT-AS | Variant of PROPEL-SPLICE-CASSETTES | Propel Singlemode Splice Cassette, 24LC/APC with internal shutters, 250 µm OS2 single fiber pigtails, pairs straight ULL | CommScope® | Propel | PPL | Fiber cassette with pigtails
760255928 | PPL-DM-12AP-12LA-SM-AS | Variant of PROPEL-MODULES | Propel ULL Singlemode MPO-12 Distribution Module, 6 duplex LC/APC to 1X12f MPO/APC pinned, Method A Straight | CommScope® | Propel | PPL | Fiber module
FGS-MTRM-H-Y |  | Variant | FiberGuide® Trumpet Flare, 4x24in, Yellow |  | FiberGuide® |  | Trumpet flare
760253796 | PPL-1U-HD-FX | Variant of PROPEL-PANELS | Propel 1RU fixed tray fiber panel, accepts Propel components, providing up to 48 duplex LC ports, 48 MPO ports or 96 SN ports (192f) | CommScope® | Propel | PPL | Fiber patch panel
1RU-SP2264001 | 1RU SPLTR PNL 2X64 UPC/LC | Variant of 1RU-SPLTR-PNLS | 1RU panel, 2X64 split ratio, 1 splitter, LC/UPC connectors |  |  | 1RU | Splitter patch panel | Build America Buy America (BABA) compliant*
1RU-SP3164001 | 1RU SPLTR PNL 1X64 APC/SC | Variant of 1RU-SPLTR-PNLS | 1RU panel, 1X64 split ratio, 1 splitter, SC/APC connectors |  |  | 1RU | Splitter patch panel | Build America Buy America (BABA) compliant*
PPLUGV8LCQXN |  | Variant of PROPEL-CABLED-MODULES | Propel ULL Multimode OM5 Cabled Module, 24x8 duplex LC Propel module on End A to 1x8f MPO/UPC pinned on End B, 192 fiber Plenum Trunk, Method B Enhanced |  | Propel | PPL | Fiber cabled module
PPLAJXRLCRZL |  | Variant of PROPEL-CABLED-MODULES | Propel ULL Multimode OM4 Cabled Module, 6x16 duplex LC Propel module on End A to 1x16f MPO/APC pinned Multimode on End B, 96 fiber LSZH Trunk, Method A |  | Propel | PPL | Fiber cabled module
PPLUJGRLCLCN |  | Variant of PROPEL-CABLED-MODULES | Propel ULL Singlemode Cabled Module, 12x16 duplex LC Propel module on End A to 12x16 on End B, 192 fiber LSZH Trunk, Method B Enhanced |  | Propel | PPL | Fiber cabled module
PPLUGXDLCUCP |  | Variant of PROPEL-CABLED-MODULES | Propel ULL Multimode OM4 Cabled Module, 24x12 duplex LC Propel module on End A to Stub on End B, 288 fiber Plenum Trunk, Method B Enhanced |  | Propel | PPL | Fiber cabled module
PPLAGGRSNRPR |  | Variant of PROPEL-CABLED-MODULES | Propel ULL Singlemode Cabled Module, 1x16 duplex SN Propel module on End A to 1x16 on End B, 16 fiber Plenum Trunk, Method A |  | Propel | PPL | Fiber cabled module
PPLUGV8LCQXR |  | Variant of PROPEL-CABLED-MODULES | Propel ULL Multimode OM5 Cabled Module, 2x8 duplex LC Propel module on End A to 1x8f MPO/UPC pinned on End B, 16 fiber Plenum Trunk, Method B Enhanced |  | Propel | PPL | Fiber cabled module
PPLUJGRLCLCQ |  | Variant of PROPEL-CABLED-MODULES | Propel ULL Singlemode Cabled Module, 8x16 duplex LC Propel module on End A to 8x16 on End B, 128 fiber LSZH Trunk, Method B Enhanced |  | Propel | PPL | Fiber cabled module
PPLUGG8LCQXL |  | Variant of PROPEL-CABLED-MODULES | Propel ULL Singlemode Cabled Module, 12x8 duplex LC Propel module on End A to 1x8f MPO/UPC pinned on End B, 96 fiber Plenum Trunk, Method B Enhanced |  | Propel | PPL | Fiber cabled module
PPLU3GRLCLCR |  | Variant of PROPEL-CABLED-MODULES | Propel ULL Singlemode Cabled Module, 1x16 duplex LC Propel module on End A to 1x16 on End B, 16 fiber B2ca Trunk, Method B Enhanced |  | Propel | PPL | Fiber cabled module
PPLUJVRLCRZH |  | Variant of PROPEL-CABLED-MODULES | Propel ULL Multimode OM5 Cabled Module, 3x16 duplex LC Propel module on End A to 1x16f MPO/APC pinned Multimode on End B, 48 fiber LSZH Trunk, Method B Enhanced |  | Propel | PPL | Fiber cabled module
PPLUGXFLC2PF |  | Variant of PROPEL-CABLED-MODULES | Propel ULL Multimode OM4 Cabled Module, 1x2f duplex LC Propel module on End A to 1x24f MPO/UPC non-pinned on End B, 24 fiber Plenum Trunk, Method B Enhanced |  | Propel | PPL | Fiber cabled module
PPLU3VRLCRZQ |  | Variant of PROPEL-CABLED-MODULES | Propel ULL Multimode OM5 Cabled Module, 8x16 duplex LC Propel module on End A to 1x16f MPO/APC pinned Multimode on End B, 128 fiber B2ca Trunk, Method B Enhanced |  | Propel | PPL | Fiber cabled module
PPLUGV8LCQXS |  | Variant of PROPEL-CABLED-MODULES | Propel ULL Multimode OM5 Cabled Module, 4x8 duplex LC Propel module on End A to 1x8f MPO/UPC pinned on End B, 32 fiber Plenum Trunk, Method B Enhanced |  | Propel | PPL | Fiber cabled module
PPLUJGRLCLCR |  | Variant of PROPEL-CABLED-MODULES | Propel ULL Singlemode Cabled Module, 1x16 duplex LC Propel module on End A to 1x16 on End B, 16 fiber LSZH Trunk, Method B Enhanced |  | Propel | PPL | Fiber cabled module
PPLA3VDLCMXP |  | Variant of PROPEL-CABLED-MODULES | Propel ULL Multimode OM5 Cabled Module, 24x12 duplex LC Propel module on End A to 1x12f MPO/UPC pinned on End B, 288 fiber B2ca Trunk, Method A |  | Propel | PPL | Fiber cabled module
PPLU3VRLCRZR |  | Variant of PROPEL-CABLED-MODULES | Propel ULL Multimode OM5 Cabled Module, 1x16 duplex LC Propel module on End A to 1x16f MPO/APC pinned Multimode on End B, 16 fiber B2ca Trunk, Method B Enhanced |  | Propel | PPL | Fiber cabled module
PPLUGXFLC2PH |  | Variant of PROPEL-CABLED-MODULES | Propel ULL Multimode OM4 Cabled Module, 2x2f duplex LC Propel module on End A to 1x24f MPO/UPC non-pinned on End B, 48 fiber Plenum Trunk, Method B Enhanced |  | Propel | PPL | Fiber cabled module
PPLU3GRLCLCS |  | Variant of PROPEL-CABLED-MODULES | Propel ULL Singlemode Cabled Module, 2x16 duplex LC Propel module on End A to 2x16 on End B, 32 fiber B2ca Trunk, Method B Enhanced |  | Propel | PPL | Fiber cabled module
PPLUGG8LCQXN |  | Variant of PROPEL-CABLED-MODULES | Propel ULL Singlemode Cabled Module, 24x8 duplex LC Propel module on End A to 1x8f MPO/UPC pinned on End B, 192 fiber Plenum Trunk, Method B Enhanced |  | Propel | PPL | Fiber cabled module
PPLAGGRSNRPU |  | Variant of PROPEL-CABLED-MODULES | Propel ULL Singlemode Cabled Module, 4x16 duplex SN Propel module on End A to 4x16 on End B, 64 fiber Plenum Trunk, Method A |  | Propel | PPL | Fiber cabled module
PPLA3VFLC2PF |  | Variant of PROPEL-CABLED-MODULES | Propel ULL Multimode OM5 Cabled Module, 1x24f duplex LC Propel module on End A to 1x24f MPO/UPC non-pinned on End B, 24 fiber B2ca Trunk, Method A |  | Propel | PPL | Fiber cabled module
PPLUJGRLCLCS |  | Variant of PROPEL-CABLED-MODULES | Propel ULL Singlemode Cabled Module, 2x16 duplex LC Propel module on End A to 2x16 on End B, 32 fiber LSZH Trunk, Method B Enhanced |  | Propel | PPL | Fiber cabled module
PPLU3GRLCLCU |  | Variant of PROPEL-CABLED-MODULES | Propel ULL Singlemode Cabled Module, 4x16 duplex LC Propel module on End A to 4x16 on End B, 64 fiber B2ca Trunk, Method B Enhanced |  | Propel | PPL | Fiber cabled module
PPLUJVRLCRZM |  | Variant of PROPEL-CABLED-MODULES | Propel ULL Multimode OM5 Cabled Module, 9x16 duplex LC Propel module on End A to 1x16f MPO/APC pinned Multimode on End B, 144 fiber LSZH Trunk, Method B Enhanced |  | Propel | PPL | Fiber cabled module
PPLA3VFLC2PH |  | Variant of PROPEL-CABLED-MODULES | Propel ULL Multimode OM5 Cabled Module, 2x2f duplex LC Propel module on End A to 1x24f MPO/UPC non-pinned on End B, 48 fiber B2ca Trunk, Method A |  | Propel | PPL | Fiber cabled module
PPLUGV8LCUC8 |  | Variant of PROPEL-CABLED-MODULES | Propel ULL Multimode OM5 Cabled Module, 1x8 duplex LC Propel module on End A to Stub on End B, 8 fiber Plenum Trunk, Method B Enhanced |  | Propel | PPL | Fiber cabled module
PPLUQVFLC2PF |  | Variant of PROPEL-CABLED-MODULES | Propel ULL Multimode OM5 Cabled Module, 1x24f duplex LC Propel module on End A to 1x24f MPO/UPC non-pinned on End B, 24 fiber Plenum Patchcord, Method B Enhanced |  | Propel | PPL | Fiber cabled module
PPLUGG8LCQXS |  | Variant of PROPEL-CABLED-MODULES | Propel ULL Singlemode Cabled Module, 4x8 duplex LC Propel module on End A to 1x8f MPO/UPC pinned on End B, 32 fiber Plenum Trunk, Method B Enhanced |  | Propel | PPL | Fiber cabled module
PPLUQVFLC2XF |  | Variant of PROPEL-CABLED-MODULES | Propel ULL Multimode OM5 Cabled Module, 1x24f duplex LC Propel module on End A to 1x24f MPO/UPC pinned on End B, 24 fiber Plenum Patchcord, Method B Enhanced |  | Propel | PPL | Fiber cabled module
PPLA3VFLC2PK |  | Variant of PROPEL-CABLED-MODULES | Propel ULL Multimode OM5 Cabled Module, 3x2f duplex LC Propel module on End A to 1x24f MPO/UPC non-pinned on End B, 72 fiber B2ca Trunk, Method A |  | Propel | PPL | Fiber cabled module
PPLUGXFLC2PM |  | Variant of PROPEL-CABLED-MODULES | Propel ULL Multimode OM4 Cabled Module, 6x2f duplex LC Propel module on End A to 1x24f MPO/UPC non-pinned on End B, 144 fiber Plenum Trunk, Method B Enhanced |  | Propel | PPL | Fiber cabled module
PPLUGV8LCUCF |  | Variant of PROPEL-CABLED-MODULES | Propel ULL Multimode OM5 Cabled Module, 3x8 duplex LC Propel module on End A to Stub on End B, 24 fiber Plenum Trunk, Method B Enhanced |  | Propel | PPL | Fiber cabled module
PPLU3VRLCUCH |  | Variant of PROPEL-CABLED-MODULES | Propel ULL Multimode OM5 Cabled Module, 3x16 duplex LC Propel module on End A to Stub on End B, 48 fiber B2ca Trunk, Method B Enhanced |  | Propel | PPL | Fiber cabled module
PPLAGGRSNRXM |  | Variant of PROPEL-CABLED-MODULES | Propel ULL Singlemode Cabled Module, 9x16 duplex SN Propel module on End A to 9x16 on End B, 144 fiber Plenum Trunk, Method A |  | Propel | PPL | Fiber cabled module
PPLUJVRLCRZQ |  | Variant of PROPEL-CABLED-MODULES | Propel ULL Multimode OM5 Cabled Module, 8x16 duplex LC Propel module on End A to 1x16f MPO/APC pinned Multimode on End B, 128 fiber LSZH Trunk, Method B Enhanced |  | Propel | PPL | Fiber cabled module
PPLUGG8LCQXU |  | Variant of PROPEL-CABLED-MODULES | Propel ULL Singlemode Cabled Module, 8x8 duplex LC Propel module on End A to 1x8f MPO/UPC pinned on End B, 64 fiber Plenum Trunk, Method B Enhanced |  | Propel | PPL | Fiber cabled module
PPLA3VFLC2PL |  | Variant of PROPEL-CABLED-MODULES | Propel ULL Multimode OM5 Cabled Module, 4x2f duplex LC Propel module on End A to 1x24f MPO/UPC non-pinned on End B, 96 fiber B2ca Trunk, Method A |  | Propel | PPL | Fiber cabled module
PPLUGV8LCUCH |  | Variant of PROPEL-CABLED-MODULES | Propel ULL Multimode OM5 Cabled Module, 6x8 duplex LC Propel module on End A to Stub on End B, 48 fiber Plenum Trunk, Method B Enhanced |  | Propel | PPL | Fiber cabled module
PPLAJGDLCMXN |  | Variant of PROPEL-CABLED-MODULES | Propel ULL Singlemode Cabled Module, 16x12 duplex LC Propel module on End A to 1x12f MPO/UPC pinned on End B, 192 fiber LSZH Trunk, Method A |  | Propel | PPL | Fiber cabled module
PPLAGGRSNRXN |  | Variant of PROPEL-CABLED-MODULES | Propel ULL Singlemode Cabled Module, 12x16 duplex SN Propel module on End A to 12x16 on End B, 192 fiber Plenum Trunk, Method A |  | Propel | PPL | Fiber cabled module
PPLAJXRLCRZU |  | Variant of PROPEL-CABLED-MODULES | Propel ULL Multimode OM4 Cabled Module, 4x16 duplex LC Propel module on End A to 1x16f MPO/APC pinned Multimode on End B, 64 fiber LSZH Trunk, Method A |  | Propel | PPL | Fiber cabled module
PPLUGV8LCUCK |  | Variant of PROPEL-CABLED-MODULES | Propel ULL Multimode OM5 Cabled Module, 9x8 duplex LC Propel module on End A to Stub on End B, 72 fiber Plenum Trunk, Method B Enhanced |  | Propel | PPL | Fiber cabled module
PPLA3VFLC2PM |  | Variant of PROPEL-CABLED-MODULES | Propel ULL Multimode OM5 Cabled Module, 6x2f duplex LC Propel module on End A to 1x24f MPO/UPC non-pinned on End B, 144 fiber B2ca Trunk, Method A |  | Propel | PPL | Fiber cabled module
PPLU3VRLCUCM |  | Variant of PROPEL-CABLED-MODULES | Propel ULL Multimode OM5 Cabled Module, 9x16 duplex LC Propel module on End A to Stub on End B, 144 fiber B2ca Trunk, Method B Enhanced |  | Propel | PPL | Fiber cabled module
PPLAGGRSNRXQ |  | Variant of PROPEL-CABLED-MODULES | Propel ULL Singlemode Cabled Module, 8x16 duplex SN Propel module on End A to 8x16 on End B, 128 fiber Plenum Trunk, Method A |  | Propel | PPL | Fiber cabled module
PPLAQG8LCQP8 |  | Variant of PROPEL-CABLED-MODULES | Propel ULL Singlemode Cabled Module, 1x8 duplex LC Propel module on End A to 1x8f MPO/UPC non-pinned on End B, 8 fiber Plenum Patchcord, Method A |  | Propel | PPL | Fiber cabled module
PPLUQVRLCLCR |  | Variant of PROPEL-CABLED-MODULES | Propel ULL Multimode OM5 Cabled Module, 1x16 duplex LC Propel module on End A to 1x16 on End B, 16 fiber Plenum Patchcord, Method B Enhanced |  | Propel | PPL | Fiber cabled module
PPLUGV8LCUCL |  | Variant of PROPEL-CABLED-MODULES | Propel ULL Multimode OM5 Cabled Module, 12x8 duplex LC Propel module on End A to Stub on End B, 96 fiber Plenum Trunk, Method B Enhanced |  | Propel | PPL | Fiber cabled module
PPLUGG8LCUCF |  | Variant of PROPEL-CABLED-MODULES | Propel ULL Singlemode Cabled Module, 3x8 duplex LC Propel module on End A to Stub on End B, 24 fiber Plenum Trunk, Method B Enhanced |  | Propel | PPL | Fiber cabled module
PPLA3VFLC2XF |  | Variant of PROPEL-CABLED-MODULES | Propel ULL Multimode OM5 Cabled Module, 1x24f duplex LC Propel module on End A to 1x24f MPO/UPC pinned on End B, 24 fiber B2ca Trunk, Method A |  | Propel | PPL | Fiber cabled module
PPLU3VRLCUCN |  | Variant of PROPEL-CABLED-MODULES | Propel ULL Multimode OM5 Cabled Module, 12x16 duplex LC Propel module on End A to Stub on End B, 192 fiber B2ca Trunk, Method B Enhanced |  | Propel | PPL | Fiber cabled module
PPLAGGRSNRXR |  | Variant of PROPEL-CABLED-MODULES | Propel ULL Singlemode Cabled Module, 1x16 duplex SN Propel module on End A to 1x16 on End B, 16 fiber Plenum Trunk, Method A |  | Propel | PPL | Fiber cabled module
PPLUJVRLCRZU |  | Variant of PROPEL-CABLED-MODULES | Propel ULL Multimode OM5 Cabled Module, 4x16 duplex LC Propel module on End A to 1x16f MPO/APC pinned Multimode on End B, 64 fiber LSZH Trunk, Method B Enhanced |  | Propel | PPL | Fiber cabled module
PPLUQVRLCRVR |  | Variant of PROPEL-CABLED-MODULES | Propel ULL Multimode OM5 Cabled Module, 1x16 duplex LC Propel module on End A to 1x16f MPO/APC non-pinned Multimode on End B, 16 fiber Plenum Patchcord, Method B Enhanced |  | Propel | PPL | Fiber cabled module
PPLU3VRLCUCQ |  | Variant of PROPEL-CABLED-MODULES | Propel ULL Multimode OM5 Cabled Module, 8x16 duplex LC Propel module on End A to Stub on End B, 128 fiber B2ca Trunk, Method B Enhanced |  | Propel | PPL | Fiber cabled module
PPLUGXFLC2XL |  | Variant of PROPEL-CABLED-MODULES | Propel ULL Multimode OM4 Cabled Module, 4x2f duplex LC Propel module on End A to 1x24f MPO/UPC pinned on End B, 96 fiber Plenum Trunk, Method B Enhanced |  | Propel | PPL | Fiber cabled module
PPLUJGRLCRPR |  | Variant of PROPEL-CABLED-MODULES | Propel ULL Singlemode Cabled Module, 1x16 duplex LC Propel module on End A to 1x16f MPO/APC non-pinned Singlemode on End B, 16 fiber LSZH Trunk, Method B Enhanced |  | Propel | PPL | Fiber cabled module
PPLAQGDLCMPD |  | Variant of PROPEL-CABLED-MODULES | Propel ULL Singlemode Cabled Module, 1x12 duplex LC Propel module on End A to 1x12f MPO/UPC non-pinned on End B, 12 fiber Plenum Patchcord, Method A |  | Propel | PPL | Fiber cabled module
PPLAGGRSNRXS |  | Variant of PROPEL-CABLED-MODULES | Propel ULL Singlemode Cabled Module, 2x16 duplex SN Propel module on End A to 2x16 on End B, 32 fiber Plenum Trunk, Method A |  | Propel | PPL | Fiber cabled module
PPLUGXFLC2XM |  | Variant of PROPEL-CABLED-MODULES | Propel ULL Multimode OM4 Cabled Module, 6x2f duplex LC Propel module on End A to 1x24f MPO/UPC pinned on End B, 144 fiber Plenum Trunk, Method B Enhanced |  | Propel | PPL | Fiber cabled module
PPLUJGRLCRPS |  | Variant of PROPEL-CABLED-MODULES | Propel ULL Singlemode Cabled Module, 2x16 duplex LC Propel module on End A to 1x16f MPO/APC non-pinned Singlemode on End B, 32 fiber LSZH Trunk, Method B Enhanced |  | Propel | PPL | Fiber cabled module
PPLU3GRLCRPQ |  | Variant of PROPEL-CABLED-MODULES | Propel ULL Singlemode Cabled Module, 8x16 duplex LC Propel module on End A to 1x16f MPO/APC non-pinned Singlemode on End B, 128 fiber B2ca Trunk, Method B Enhanced |  | Propel | PPL | Fiber cabled module
PPLUJVRLCUCL |  | Variant of PROPEL-CABLED-MODULES | Propel ULL Multimode OM5 Cabled Module, 6x16 duplex LC Propel module on End A to Stub on End B, 96 fiber LSZH Trunk, Method B Enhanced |  | Propel | PPL | Fiber cabled module
PPLAGGRSNRXU |  | Variant of PROPEL-CABLED-MODULES | Propel ULL Singlemode Cabled Module, 4x16 duplex SN Propel module on End A to 4x16 on End B, 64 fiber Plenum Trunk, Method A |  | Propel | PPL | Fiber cabled module
PPLUGXFLCLCF |  | Variant of PROPEL-CABLED-MODULES | Propel ULL Multimode OM4 Cabled Module, 1x24f duplex LC Propel module on End A to 1x24 on End B, 24 fiber Plenum Trunk, Method B Enhanced |  | Propel | PPL | Fiber cabled module
PPLUGG8LCUCL |  | Variant of PROPEL-CABLED-MODULES | Propel ULL Singlemode Cabled Module, 12x8 duplex LC Propel module on End A to Stub on End B, 96 fiber Plenum Trunk, Method B Enhanced |  | Propel | PPL | Fiber cabled module
PPLUGV8LCUCR |  | Variant of PROPEL-CABLED-MODULES | Propel ULL Multimode OM5 Cabled Module, 2x8 duplex LC Propel module on End A to Stub on End B, 16 fiber Plenum Trunk, Method B Enhanced |  | Propel | PPL | Fiber cabled module
PPLAJGFLC2PL |  | Variant of PROPEL-CABLED-MODULES | Propel ULL Singlemode Cabled Module, 4x2f duplex LC Propel module on End A to 1x24f MPO/UPC non-pinned on End B, 96 fiber LSZH Trunk, Method A |  | Propel | PPL | Fiber cabled module
PPLUQX8LCLC8 |  | Variant of PROPEL-CABLED-MODULES | Propel ULL Multimode OM4 Cabled Module, 1x4 duplex LC Propel module on End A to 1x4 duplex LC Propel Module on End B, 8 fiber Plenum patch cord cable, Method B Enhanced |  | Propel | PPL | Fiber cabled module
PPLU3VRLCUCU |  | Variant of PROPEL-CABLED-MODULES | Propel ULL Multimode OM5 Cabled Module, 4x16 duplex LC Propel module on End A to Stub on End B, 64 fiber B2ca Trunk, Method B Enhanced |  | Propel | PPL | Fiber cabled module
PPLAGV8LCQP8 |  | Variant of PROPEL-CABLED-MODULES | Propel ULL Multimode OM5 Cabled Module, 1x8 duplex LC Propel module on End A to 1x8f MPO/UPC non-pinned on End B, 8 fiber Plenum Trunk, Method A |  | Propel | PPL | Fiber cabled module
PPLA3VFLC2XM |  | Variant of PROPEL-CABLED-MODULES | Propel ULL Multimode OM5 Cabled Module, 6x2f duplex LC Propel module on End A to 1x24f MPO/UPC pinned on End B, 144 fiber B2ca Trunk, Method A |  | Propel | PPL | Fiber cabled module
PPLUGXFLCLCH |  | Variant of PROPEL-CABLED-MODULES | Propel ULL Multimode OM4 Cabled Module, 2x2f duplex LC Propel module on End A to 2x24 on End B, 48 fiber Plenum Trunk, Method B Enhanced |  | Propel | PPL | Fiber cabled module
PPLUGG8LCUCM |  | Variant of PROPEL-CABLED-MODULES | Propel ULL Singlemode Cabled Module, 18x8 duplex LC Propel module on End A to Stub on End B, 144 fiber Plenum Trunk, Method B Enhanced |  | Propel | PPL | Fiber cabled module
PPLUGV8LCUCS |  | Variant of PROPEL-CABLED-MODULES | Propel ULL Multimode OM5 Cabled Module, 4x8 duplex LC Propel module on End A to Stub on End B, 32 fiber Plenum Trunk, Method B Enhanced |  | Propel | PPL | Fiber cabled module
PPLAJGFLC2PM |  | Variant of PROPEL-CABLED-MODULES | Propel ULL Singlemode Cabled Module, 6x2f duplex LC Propel module on End A to 1x24f MPO/UPC non-pinned on End B, 144 fiber LSZH Trunk, Method A |  | Propel | PPL | Fiber cabled module
PPLAQGDLCMXD |  | Variant of PROPEL-CABLED-MODULES | Propel ULL Singlemode Cabled Module, 1x12 duplex LC Propel module on End A to 1x12f MPO/UPC pinned on End B, 12 fiber Plenum Patchcord, Method A |  | Propel | PPL | Fiber cabled module
PPLUQX8LCQP8 |  | Variant of PROPEL-CABLED-MODULES | Propel ULL Multimode OM4 Cabled Module, 1x4 duplex LC Propel module on End A to 1x8f MPO/UPC non-pinned on End B, 8 fiber Plenum patch cord cable, Method B Enhanced |  | Propel | PPL | Fiber cabled module
PPLU3X8LCLC8 |  | Variant of PROPEL-CABLED-MODULES | Propel ULL Multimode OM4 Cabled Module, 1x8 duplex LC Propel module on End A to 1x8 on End B, 8 fiber B2ca Trunk, Method B Enhanced |  | Propel | PPL | Fiber cabled module
PPLA3VRLCRVH |  | Variant of PROPEL-CABLED-MODULES | Propel ULL Multimode OM5 Cabled Module, 3x16 duplex LC Propel module on End A to 1x16f MPO/APC non-pinned Multimode on End B, 48 fiber B2ca Trunk, Method A |  | Propel | PPL | Fiber cabled module
PPLU3GRLCRPU |  | Variant of PROPEL-CABLED-MODULES | Propel ULL Singlemode Cabled Module, 4x16 duplex LC Propel module on End A to 1x16f MPO/APC non-pinned Singlemode on End B, 64 fiber B2ca Trunk, Method B Enhanced |  | Propel | PPL | Fiber cabled module
PPLUJGRLCRXL |  | Variant of PROPEL-CABLED-MODULES | Propel ULL Singlemode Cabled Module, 6x16 duplex LC Propel module on End A to 1x16f MPO/APC pinned Singlemode on End B, 96 fiber LSZH Trunk, Method B Enhanced |  | Propel | PPL | Fiber cabled module
PPLUJVRLCUCQ |  | Variant of PROPEL-CABLED-MODULES | Propel ULL Multimode OM5 Cabled Module, 8x16 duplex LC Propel module on End A to Stub on End B, 128 fiber LSZH Trunk, Method B Enhanced |  | Propel | PPL | Fiber cabled module
PPLUQX8LCQX8 |  | Variant of PROPEL-CABLED-MODULES | Propel ULL Multimode OM4 Cabled Module, 1x4 duplex LC Propel module on End A to 1x8f MPO/UPC pinned on End B, 8 fiber Plenum patch cord cable, Method B Enhanced |  | Propel | PPL | Fiber cabled module
PPLUGXFLCLCL |  | Variant of PROPEL-CABLED-MODULES | Propel ULL Multimode OM4 Cabled Module, 4x2f duplex LC Propel module on End A to 4x24 on End B, 96 fiber Plenum Trunk, Method B Enhanced |  | Propel | PPL | Fiber cabled module
PPLUGVDLCLCD |  | Variant of PROPEL-CABLED-MODULES | Propel ULL Multimode OM5 Cabled Module, 1x12 duplex LC Propel module on End A to 1x12 on End B, 12 fiber Plenum Trunk, Method B Enhanced |  | Propel | PPL | Fiber cabled module
PPLU3GRLCRXH |  | Variant of PROPEL-CABLED-MODULES | Propel ULL Singlemode Cabled Module, 3x16 duplex LC Propel module on End A to 1x16f MPO/APC pinned Singlemode on End B, 48 fiber B2ca Trunk, Method B Enhanced |  | Propel | PPL | Fiber cabled module
PPLUJVRLCUCR |  | Variant of PROPEL-CABLED-MODULES | Propel ULL Multimode OM5 Cabled Module, 1x16 duplex LC Propel module on End A to Stub on End B, 16 fiber LSZH Trunk, Method B Enhanced |  | Propel | PPL | Fiber cabled module
PPLAGV8LCQPK |  | Variant of PROPEL-CABLED-MODULES | Propel ULL Multimode OM5 Cabled Module, 9x8 duplex LC Propel module on End A to 1x8f MPO/UPC non-pinned on End B, 72 fiber Plenum Trunk, Method A |  | Propel | PPL | Fiber cabled module
PPLUQX8LCUC8 |  | Variant of PROPEL-CABLED-MODULES | Propel ULL Multimode OM4 Cabled Module, 1x4 duplex LC Propel module on End A to Stub on End B, 8 fiber Plenum patch cord cable, Method B Enhanced |  | Propel | PPL | Fiber cabled module
PPLA3VRLCRVM |  | Variant of PROPEL-CABLED-MODULES | Propel ULL Multimode OM5 Cabled Module, 9x16 duplex LC Propel module on End A to 1x16f MPO/APC non-pinned Multimode on End B, 144 fiber B2ca Trunk, Method A |  | Propel | PPL | Fiber cabled module
PPLU3X8LCLCH |  | Variant of PROPEL-CABLED-MODULES | Propel ULL Multimode OM4 Cabled Module, 6x8 duplex LC Propel module on End A to 6x8 on End B, 48 fiber B2ca Trunk, Method B Enhanced |  | Propel | PPL | Fiber cabled module
PPLUGG8LCUCS |  | Variant of PROPEL-CABLED-MODULES | Propel ULL Singlemode Cabled Module, 4x8 duplex LC Propel module on End A to Stub on End B, 32 fiber Plenum Trunk, Method B Enhanced |  | Propel | PPL | Fiber cabled module
PPLUGVDLCLCF |  | Variant of PROPEL-CABLED-MODULES | Propel ULL Multimode OM5 Cabled Module, 2x12 duplex LC Propel module on End A to 2x12 on End B, 24 fiber Plenum Trunk, Method B Enhanced |  | Propel | PPL | Fiber cabled module
PPLUJGRLCRXN |  | Variant of PROPEL-CABLED-MODULES | Propel ULL Singlemode Cabled Module, 12x16 duplex LC Propel module on End A to 1x16f MPO/APC pinned Singlemode on End B, 192 fiber LSZH Trunk, Method B Enhanced |  | Propel | PPL | Fiber cabled module
PPLAQGFSN2PF |  | Variant of PROPEL-CABLED-MODULES | Propel ULL Singlemode Cabled Module, 1x2f duplex SN Propel module on End A to 1x24 on End B, 24 fiber Plenum Patchcord, Method A |  | Propel | PPL | Fiber cabled module
PPLAGV8LCQPL |  | Variant of PROPEL-CABLED-MODULES | Propel ULL Multimode OM5 Cabled Module, 12x8 duplex LC Propel module on End A to 1x8f MPO/UPC non-pinned on End B, 96 fiber Plenum Trunk, Method A |  | Propel | PPL | Fiber cabled module
PPLU3X8LCLCK |  | Variant of PROPEL-CABLED-MODULES | Propel ULL Multimode OM4 Cabled Module, 9x8 duplex LC Propel module on End A to 9x8 on End B, 72 fiber B2ca Trunk, Method B Enhanced |  | Propel | PPL | Fiber cabled module
PPLU3GRLCRXM |  | Variant of PROPEL-CABLED-MODULES | Propel ULL Singlemode Cabled Module, 9x16 duplex LC Propel module on End A to 1x16f MPO/APC pinned Singlemode on End B, 144 fiber B2ca Trunk, Method B Enhanced |  | Propel | PPL | Fiber cabled module
PPLAJGFLC2XL |  | Variant of PROPEL-CABLED-MODULES | Propel ULL Singlemode Cabled Module, 4x2f duplex LC Propel module on End A to 1x24f MPO/UPC pinned on End B, 96 fiber LSZH Trunk, Method A |  | Propel | PPL | Fiber cabled module
PPLUJVRLCUCU |  | Variant of PROPEL-CABLED-MODULES | Propel ULL Multimode OM5 Cabled Module, 4x16 duplex LC Propel module on End A to Stub on End B, 64 fiber LSZH Trunk, Method B Enhanced |  | Propel | PPL | Fiber cabled module
PPLAGV8LCQPM |  | Variant of PROPEL-CABLED-MODULES | Propel ULL Multimode OM5 Cabled Module, 18x8 duplex LC Propel module on End A to 1x8f MPO/UPC non-pinned on End B, 144 fiber Plenum Trunk, Method A |  | Propel | PPL | Fiber cabled module
PPLUGGDLCLCD |  | Variant of PROPEL-CABLED-MODULES | Propel ULL Singlemode Cabled Module, 1x12 duplex LC Propel module on End A to 1x12 on End B, 12 fiber Plenum Trunk, Method B Enhanced |  | Propel | PPL | Fiber cabled module
PPLAQGRLCRPR |  | Variant of PROPEL-CABLED-MODULES | Propel ULL Singlemode Cabled Module, 1x16 duplex LC Propel module on End A to 1x16f MPO/APC non-pinned Singlemode on End B, 16 fiber Plenum Patchcord, Method A |  | Propel | PPL | Fiber cabled module
PPLU3GRLCRXQ |  | Variant of PROPEL-CABLED-MODULES | Propel ULL Singlemode Cabled Module, 8x16 duplex LC Propel module on End A to 1x16f MPO/APC pinned Singlemode on End B, 128 fiber B2ca Trunk, Method B Enhanced |  | Propel | PPL | Fiber cabled module
PPLUGVDLCLCK |  | Variant of PROPEL-CABLED-MODULES | Propel ULL Multimode OM5 Cabled Module, 6x12 duplex LC Propel module on End A to 6x12 on End B, 72 fiber Plenum Trunk, Method B Enhanced |  | Propel | PPL | Fiber cabled module
PPLAJGFSN2PF |  | Variant of PROPEL-CABLED-MODULES | Propel ULL Singlemode Cabled Module, 1x2f duplex SN Propel module on End A to 1x24 on End B, 24 fiber LSZH Trunk, Method A |  | Propel | PPL | Fiber cabled module
PPLUJX8LCLCF |  | Variant of PROPEL-CABLED-MODULES | Propel ULL Multimode OM4 Cabled Module, 3x8 duplex LC Propel module on End A to 3x8 on End B, 24 fiber LSZH Trunk, Method B Enhanced |  | Propel | PPL | Fiber cabled module
PPLAJGFSN2PH |  | Variant of PROPEL-CABLED-MODULES | Propel ULL Singlemode Cabled Module, 2x2f duplex SN Propel module on End A to 2x24 on End B, 48 fiber LSZH Trunk, Method A |  | Propel | PPL | Fiber cabled module
PPLUJGRLCRXU |  | Variant of PROPEL-CABLED-MODULES | Propel ULL Singlemode Cabled Module, 4x16 duplex LC Propel module on End A to 1x16f MPO/APC pinned Singlemode on End B, 64 fiber LSZH Trunk, Method B Enhanced |  | Propel | PPL | Fiber cabled module
PPLUJX8LCLCH |  | Variant of PROPEL-CABLED-MODULES | Propel ULL Multimode OM4 Cabled Module, 6x8 duplex LC Propel module on End A to 6x8 on End B, 48 fiber LSZH Trunk, Method B Enhanced |  | Propel | PPL | Fiber cabled module
PPLA3VRLCRVU |  | Variant of PROPEL-CABLED-MODULES | Propel ULL Multimode OM5 Cabled Module, 4x16 duplex LC Propel module on End A to 1x16f MPO/APC non-pinned Multimode on End B, 64 fiber B2ca Trunk, Method A |  | Propel | PPL | Fiber cabled module
PPLUGXFLCUCM |  | Variant of PROPEL-CABLED-MODULES | Propel ULL Multimode OM4 Cabled Module, 6x24f duplex LC Propel module on End A to Stub on End B, 144 fiber Plenum Trunk, Method B Enhanced |  | Propel | PPL | Fiber cabled module
PPLUJX8LCLCK |  | Variant of PROPEL-CABLED-MODULES | Propel ULL Multimode OM4 Cabled Module, 9x8 duplex LC Propel module on End A to 9x8 on End B, 72 fiber LSZH Trunk, Method B Enhanced |  | Propel | PPL | Fiber cabled module
PPLAQGRSNRXR |  | Variant of PROPEL-CABLED-MODULES | Propel ULL Singlemode Cabled Module, 1x16 duplex SN Propel module on End A to 1x16 on End B, 16 fiber Plenum Patchcord, Method A |  | Propel | PPL | Fiber cabled module
PPLUJGRLCUCL |  | Variant of PROPEL-CABLED-MODULES | Propel ULL Singlemode Cabled Module, 6x16 duplex LC Propel module on End A to Stub on End B, 96 fiber LSZH Trunk, Method B Enhanced |  | Propel | PPL | Fiber cabled module
PPLUGGDLCLCK |  | Variant of PROPEL-CABLED-MODULES | Propel ULL Singlemode Cabled Module, 6x12 duplex LC Propel module on End A to 6x12 on End B, 72 fiber Plenum Trunk, Method B Enhanced |  | Propel | PPL | Fiber cabled module
PPLUGVDLCLCN |  | Variant of PROPEL-CABLED-MODULES | Propel ULL Multimode OM5 Cabled Module, 16x12 duplex LC Propel module on End A to 16x12 on End B, 192 fiber Plenum Trunk, Method B Enhanced |  | Propel | PPL | Fiber cabled module
PPLUJX8LCLCL |  | Variant of PROPEL-CABLED-MODULES | Propel ULL Multimode OM4 Cabled Module, 12x8 duplex LC Propel module on End A to 12x8 on End B, 96 fiber LSZH Trunk, Method B Enhanced |  | Propel | PPL | Fiber cabled module
PPLAGV8LCQX8 |  | Variant of PROPEL-CABLED-MODULES | Propel ULL Multimode OM5 Cabled Module, 1x8 duplex LC Propel module on End A to 1x8f MPO/UPC pinned on End B, 8 fiber Plenum Trunk, Method A |  | Propel | PPL | Fiber cabled module
PPLA3VRLCRZL |  | Variant of PROPEL-CABLED-MODULES | Propel ULL Multimode OM5 Cabled Module, 6x16 duplex LC Propel module on End A to 1x16f MPO/APC pinned Multimode on End B, 96 fiber B2ca Trunk, Method A |  | Propel | PPL | Fiber cabled module
PPLUQXFLCLCF |  | Variant of PROPEL-CABLED-MODULES | Propel ULL Multimode OM4 Cabled Module, 1x24 duplex LC Propel module on End A to 1x24 on End B, 24 fiber Plenum Patchcord, Method B Enhanced |  | Propel | PPL | Fiber cabled module
PPLUGXRLCLCL |  | Variant of PROPEL-CABLED-MODULES | Propel ULL Multimode OM4 Cabled Module, 6x16 duplex LC Propel module on End A to 6x16 on End B, 96 fiber Plenum Trunk, Method B Enhanced |  | Propel | PPL | Fiber cabled module
PPLU3GRLCUCH |  | Variant of PROPEL-CABLED-MODULES | Propel ULL Singlemode Cabled Module, 3x16 duplex LC Propel module on End A to Stub on End B, 48 fiber B2ca Trunk, Method B Enhanced |  | Propel | PPL | Fiber cabled module
PPLUJGRLCUCM |  | Variant of PROPEL-CABLED-MODULES | Propel ULL Singlemode Cabled Module, 9x16 duplex LC Propel module on End A to Stub on End B, 144 fiber LSZH Trunk, Method B Enhanced |  | Propel | PPL | Fiber cabled module
PPLUGVDLCLCP |  | Variant of PROPEL-CABLED-MODULES | Propel ULL Multimode OM5 Cabled Module, 24x12 duplex LC Propel module on End A to 24x12 on End B, 288 fiber Plenum Trunk, Method B Enhanced |  | Propel | PPL | Fiber cabled module
PPLUJX8LCLCM |  | Variant of PROPEL-CABLED-MODULES | Propel ULL Multimode OM4 Cabled Module, 18x8 duplex LC Propel module on End A to 18x8 on End B, 144 fiber LSZH Trunk, Method B Enhanced |  | Propel | PPL | Fiber cabled module
PPLUJGRLCUCN |  | Variant of PROPEL-CABLED-MODULES | Propel ULL Singlemode Cabled Module, 12x16 duplex LC Propel module on End A to Stub on End B, 192 fiber LSZH Trunk, Method B Enhanced |  | Propel | PPL | Fiber cabled module
PPLUGXRLCLCM |  | Variant of PROPEL-CABLED-MODULES | Propel ULL Multimode OM4 Cabled Module, 9x16 duplex LC Propel module on End A to 9x16 on End B, 144 fiber Plenum Trunk, Method B Enhanced |  | Propel | PPL | Fiber cabled module
PPLU3GRLCUCL |  | Variant of PROPEL-CABLED-MODULES | Propel ULL Singlemode Cabled Module, 6x16 duplex LC Propel module on End A to Stub on End B, 96 fiber B2ca Trunk, Method B Enhanced |  | Propel | PPL | Fiber cabled module
PPLUGVDLCMPD |  | Variant of PROPEL-CABLED-MODULES | Propel ULL Multimode OM5 Cabled Module, 1x12 duplex LC Propel module on End A to 1x12f MPO/UPC non-pinned on End B, 12 fiber Plenum Trunk, Method B Enhanced |  | Propel | PPL | Fiber cabled module
PPLU3X8LCQPF |  | Variant of PROPEL-CABLED-MODULES | Propel ULL Multimode OM4 Cabled Module, 3x8 duplex LC Propel module on End A to 1x8f MPO/UPC non-pinned on End B, 24 fiber B2ca Trunk, Method B Enhanced |  | Propel | PPL | Fiber cabled module
PPLAGV8LCQXH |  | Variant of PROPEL-CABLED-MODULES | Propel ULL Multimode OM5 Cabled Module, 6x8 duplex LC Propel module on End A to 1x8f MPO/UPC pinned on End B, 48 fiber Plenum Trunk, Method A |  | Propel | PPL | Fiber cabled module
PPLAQVDLCMPD |  | Variant of PROPEL-CABLED-MODULES | Propel ULL Multimode OM5 Cabled Module, 1x12 duplex LC Propel module on End A to 1x12f MPO/UPC non-pinned on End B, 12 fiber Plenum Patchcord, Method A |  | Propel | PPL | Fiber cabled module
PPLU3GRLCUCM |  | Variant of PROPEL-CABLED-MODULES | Propel ULL Singlemode Cabled Module, 9x16 duplex LC Propel module on End A to Stub on End B, 144 fiber B2ca Trunk, Method B Enhanced |  | Propel | PPL | Fiber cabled module
PPLUGVDLCMPF |  | Variant of PROPEL-CABLED-MODULES | Propel ULL Multimode OM5 Cabled Module, 2x12 duplex LC Propel module on End A to 1x12f MPO/UPC non-pinned on End B, 24 fiber Plenum Trunk, Method B Enhanced |  | Propel | PPL | Fiber cabled module
PPLA3VRLCRZN |  | Variant of PROPEL-CABLED-MODULES | Propel ULL Multimode OM5 Cabled Module, 12x16 duplex LC Propel module on End A to 1x16f MPO/APC pinned Multimode on End B, 192 fiber B2ca Trunk, Method A |  | Propel | PPL | Fiber cabled module
PPLUJGRLCUCQ |  | Variant of PROPEL-CABLED-MODULES | Propel ULL Singlemode Cabled Module, 8x16 duplex LC Propel module on End A to Stub on End B, 128 fiber LSZH Trunk, Method B Enhanced |  | Propel | PPL | Fiber cabled module
PPLU3X8LCQPH |  | Variant of PROPEL-CABLED-MODULES | Propel ULL Multimode OM4 Cabled Module, 6x8 duplex LC Propel module on End A to 1x8f MPO/UPC non-pinned on End B, 48 fiber B2ca Trunk, Method B Enhanced |  | Propel | PPL | Fiber cabled module
PPLUGXRLCLCQ |  | Variant of PROPEL-CABLED-MODULES | Propel ULL Multimode OM4 Cabled Module, 8x16 duplex LC Propel module on End A to 8x16 on End B, 128 fiber Plenum Trunk, Method B Enhanced |  | Propel | PPL | Fiber cabled module
PPLU3GRLCUCN |  | Variant of PROPEL-CABLED-MODULES | Propel ULL Singlemode Cabled Module, 12x16 duplex LC Propel module on End A to Stub on End B, 192 fiber B2ca Trunk, Method B Enhanced |  | Propel | PPL | Fiber cabled module
PPLA3VRLCRZQ |  | Variant of PROPEL-CABLED-MODULES | Propel ULL Multimode OM5 Cabled Module, 8x16 duplex LC Propel module on End A to 1x16f MPO/APC pinned Multimode on End B, 128 fiber B2ca Trunk, Method A |  | Propel | PPL | Fiber cabled module
PPLAQVDLCMXD |  | Variant of PROPEL-CABLED-MODULES | Propel ULL Multimode OM5 Cabled Module, 1x12 duplex LC Propel module on End A to 1x12f MPO/UPC pinned on End B, 12 fiber Plenum Patchcord, Method A |  | Propel | PPL | Fiber cabled module
PPLUGGDLCLCP |  | Variant of PROPEL-CABLED-MODULES | Propel ULL Singlemode Cabled Module, 24x12 duplex LC Propel module on End A to 24x12 on End B, 288 fiber Plenum Trunk, Method B Enhanced |  | Propel | PPL | Fiber cabled module
PPLU3VDLCMPN |  | Variant of PROPEL-CABLED-MODULES | Propel ULL Multimode OM5 Cabled Module, 16x12 duplex LC Propel module on End A to 1x12f MPO/UPC non-pinned on End B, 192 fiber B2ca Trunk, Method B Enhanced |  | Propel | PPL | Fiber cabled module
PPLAGXFLC2PH |  | Variant of PROPEL-CABLED-MODULES | Propel ULL Multimode OM4 Cabled Module, 2x2f duplex LC Propel module on End A to 1x24f MPO/UPC non-pinned on End B, 48 fiber Plenum Trunk, Method A |  | Propel | PPL | Fiber cabled module
PPLUJVDLCMPG |  | Variant of PROPEL-CABLED-MODULES | Propel ULL Multimode OM5 Cabled Module, 3x12 duplex LC Propel module on End A to 1x12f MPO/UPC non-pinned on End B, 36 fiber LSZH Trunk, Method B Enhanced |  | Propel | PPL | Fiber cabled module
PPLAGG8LCQXS |  | Variant of PROPEL-CABLED-MODULES | Propel ULL Singlemode Cabled Module, 4x8 duplex LC Propel module on End A to 1x8f MPO/UPC pinned on End B, 32 fiber Plenum Trunk, Method A |  | Propel | PPL | Fiber cabled module
PPLU3XFLCUCH |  | Variant of PROPEL-CABLED-MODULES | Propel ULL Multimode OM4 Cabled Module, 2x24f duplex LC Propel module on End A to Stub on End B, 48 fiber B2ca Trunk, Method B Enhanced |  | Propel | PPL | Fiber cabled module
PPLUGGRSNRPM |  | Variant of PROPEL-CABLED-MODULES | Propel ULL Singlemode Cabled Module, 9x16 duplex SN Propel module on End A to 9x16 on End B, 144 fiber Plenum Trunk, Method B Enhanced |  | Propel | PPL | Fiber cabled module
PPLU3VDLCMPP |  | Variant of PROPEL-CABLED-MODULES | Propel ULL Multimode OM5 Cabled Module, 24x12 duplex LC Propel module on End A to 1x12f MPO/UPC non-pinned on End B, 288 fiber B2ca Trunk, Method B Enhanced |  | Propel | PPL | Fiber cabled module
PPLU3XFLCUCK |  | Variant of PROPEL-CABLED-MODULES | Propel ULL Multimode OM4 Cabled Module, 3x24f duplex LC Propel module on End A to Stub on End B, 72 fiber B2ca Trunk, Method B Enhanced |  | Propel | PPL | Fiber cabled module
PPLUJVDLCMPH |  | Variant of PROPEL-CABLED-MODULES | Propel ULL Multimode OM5 Cabled Module, 4x12 duplex LC Propel module on End A to 1x12f MPO/UPC non-pinned on End B, 48 fiber LSZH Trunk, Method B Enhanced |  | Propel | PPL | Fiber cabled module
PPLAGG8LCQXU |  | Variant of PROPEL-CABLED-MODULES | Propel ULL Singlemode Cabled Module, 8x8 duplex LC Propel module on End A to 1x8f MPO/UPC pinned on End B, 64 fiber Plenum Trunk, Method A |  | Propel | PPL | Fiber cabled module
PPLUJGDLCMXK |  | Variant of PROPEL-CABLED-MODULES | Propel ULL Singlemode Cabled Module, 6x12 duplex LC Propel module on End A to 1x12f MPO/UPC pinned on End B, 72 fiber LSZH Trunk, Method B Enhanced |  | Propel | PPL | Fiber cabled module
PPLA3GRLCRXH |  | Variant of PROPEL-CABLED-MODULES | Propel ULL Singlemode Cabled Module, 3x16 duplex LC Propel module on End A to 1x16f MPO/APC pinned Singlemode on End B, 48 fiber B2ca Trunk, Method A |  | Propel | PPL | Fiber cabled module
PPLUGGRSNRPN |  | Variant of PROPEL-CABLED-MODULES | Propel ULL Singlemode Cabled Module, 12x16 duplex SN Propel module on End A to 12x16 on End B, 192 fiber Plenum Trunk, Method B Enhanced |  | Propel | PPL | Fiber cabled module
PPLUJXRLCRVM |  | Variant of PROPEL-CABLED-MODULES | Propel ULL Multimode OM4 Cabled Module, 9x16 duplex LC Propel module on End A to 1x16f MPO/APC non-pinned Multimode on End B, 144 fiber LSZH Trunk, Method B Enhanced |  | Propel | PPL | Fiber cabled module
PPLU3XFLCUCL |  | Variant of PROPEL-CABLED-MODULES | Propel ULL Multimode OM4 Cabled Module, 4x24f duplex LC Propel module on End A to Stub on End B, 96 fiber B2ca Trunk, Method B Enhanced |  | Propel | PPL | Fiber cabled module
PPLU3GDLCMXL |  | Variant of PROPEL-CABLED-MODULES | Propel ULL Singlemode Cabled Module, 8x12 duplex LC Propel module on End A to 1x12f MPO/UPC pinned on End B, 96 fiber B2ca Trunk, Method B Enhanced |  | Propel | PPL | Fiber cabled module
PPLUJXRLCRVN |  | Variant of PROPEL-CABLED-MODULES | Propel ULL Multimode OM4 Cabled Module, 12x16 duplex LC Propel module on End A to 1x16f MPO/APC non-pinned Multimode on End B, 192 fiber LSZH Trunk, Method B Enhanced |  | Propel | PPL | Fiber cabled module
PPLUJGDLCMXL |  | Variant of PROPEL-CABLED-MODULES | Propel ULL Singlemode Cabled Module, 8x12 duplex LC Propel module on End A to 1x12f MPO/UPC pinned on End B, 96 fiber LSZH Trunk, Method B Enhanced |  | Propel | PPL | Fiber cabled module
PPLUGGRSNRPQ |  | Variant of PROPEL-CABLED-MODULES | Propel ULL Singlemode Cabled Module, 8x16 duplex SN Propel module on End A to 8x16 on End B, 128 fiber Plenum Trunk, Method B Enhanced |  | Propel | PPL | Fiber cabled module
PPLUJVDLCMPK |  | Variant of PROPEL-CABLED-MODULES | Propel ULL Multimode OM5 Cabled Module, 6x12 duplex LC Propel module on End A to 1x12f MPO/UPC non-pinned on End B, 72 fiber LSZH Trunk, Method B Enhanced |  | Propel | PPL | Fiber cabled module
PPLAJX8LCQPF |  | Variant of PROPEL-CABLED-MODULES | Propel ULL Multimode OM4 Cabled Module, 3x8 duplex LC Propel module on End A to 1x8f MPO/UPC non-pinned on End B, 24 fiber LSZH Trunk, Method A |  | Propel | PPL | Fiber cabled module
PPLU3XFLCUCM |  | Variant of PROPEL-CABLED-MODULES | Propel ULL Multimode OM4 Cabled Module, 6x24f duplex LC Propel module on End A to Stub on End B, 144 fiber B2ca Trunk, Method B Enhanced |  | Propel | PPL | Fiber cabled module
PPLU3GDLCMXM |  | Variant of PROPEL-CABLED-MODULES | Propel ULL Singlemode Cabled Module, 12x12 duplex LC Propel module on End A to 1x12f MPO/UPC pinned on End B, 144 fiber B2ca Trunk, Method B Enhanced |  | Propel | PPL | Fiber cabled module
PPLUGGRSNRPR |  | Variant of PROPEL-CABLED-MODULES | Propel ULL Singlemode Cabled Module, 1x16 duplex SN Propel module on End A to 1x16 on End B, 16 fiber Plenum Trunk, Method B Enhanced |  | Propel | PPL | Fiber cabled module
PPLUJGDLCMXM |  | Variant of PROPEL-CABLED-MODULES | Propel ULL Singlemode Cabled Module, 12x12 duplex LC Propel module on End A to 1x12f MPO/UPC pinned on End B, 144 fiber LSZH Trunk, Method B Enhanced |  | Propel | PPL | Fiber cabled module
PPLU3VDLCMXG |  | Variant of PROPEL-CABLED-MODULES | Propel ULL Multimode OM5 Cabled Module, 3x12 duplex LC Propel module on End A to 1x12f MPO/UPC pinned on End B, 36 fiber B2ca Trunk, Method B Enhanced |  | Propel | PPL | Fiber cabled module
PPLU3GDLCMXN |  | Variant of PROPEL-CABLED-MODULES | Propel ULL Singlemode Cabled Module, 16x12 duplex LC Propel module on End A to 1x12f MPO/UPC pinned on End B, 192 fiber B2ca Trunk, Method B Enhanced |  | Propel | PPL | Fiber cabled module
PPLUGGRSNRPS |  | Variant of PROPEL-CABLED-MODULES | Propel ULL Singlemode Cabled Module, 2x16 duplex SN Propel module on End A to 2x16 on End B, 32 fiber Plenum Trunk, Method B Enhanced |  | Propel | PPL | Fiber cabled module
PPLAGGDLCMPG |  | Variant of PROPEL-CABLED-MODULES | Propel ULL Singlemode Cabled Module, 3x12 duplex LC Propel module on End A to 1x12f MPO/UPC non-pinned on End B, 36 fiber Plenum Trunk, Method A |  | Propel | PPL | Fiber cabled module
PPLUJVDLCMPM |  | Variant of PROPEL-CABLED-MODULES | Propel ULL Multimode OM5 Cabled Module, 12x12 duplex LC Propel module on End A to 1x12f MPO/UPC non-pinned on End B, 144 fiber LSZH Trunk, Method B Enhanced |  | Propel | PPL | Fiber cabled module
PPLAJX8LCQPH |  | Variant of PROPEL-CABLED-MODULES | Propel ULL Multimode OM4 Cabled Module, 6x8 duplex LC Propel module on End A to 1x8f MPO/UPC non-pinned on End B, 48 fiber LSZH Trunk, Method A |  | Propel | PPL | Fiber cabled module
PPLUGX8LCQPU |  | Variant of PROPEL-CABLED-MODULES | Propel ULL Multimode OM4 Cabled Module, 8x8 duplex LC Propel module on End A to 1x8f MPO/UPC non-pinned on End B, 64 fiber Plenum Trunk, Method B Enhanced |  | Propel | PPL | Fiber cabled module
PPLU3VDLCMXH |  | Variant of PROPEL-CABLED-MODULES | Propel ULL Multimode OM5 Cabled Module, 4x12 duplex LC Propel module on End A to 1x12f MPO/UPC pinned on End B, 48 fiber B2ca Trunk, Method B Enhanced |  | Propel | PPL | Fiber cabled module
PPLU3GDLCMXP |  | Variant of PROPEL-CABLED-MODULES | Propel ULL Singlemode Cabled Module, 24x12 duplex LC Propel module on End A to 1x12f MPO/UPC pinned on End B, 288 fiber B2ca Trunk, Method B Enhanced |  | Propel | PPL | Fiber cabled module
PPLA3GRLCRXQ |  | Variant of PROPEL-CABLED-MODULES | Propel ULL Singlemode Cabled Module, 8x16 duplex LC Propel module on End A to 1x16f MPO/APC pinned Singlemode on End B, 128 fiber B2ca Trunk, Method A |  | Propel | PPL | Fiber cabled module
PPLUJXRLCRVS |  | Variant of PROPEL-CABLED-MODULES | Propel ULL Multimode OM4 Cabled Module, 2x16 duplex LC Propel module on End A to 1x16f MPO/APC non-pinned Multimode on End B, 32 fiber LSZH Trunk, Method B Enhanced |  | Propel | PPL | Fiber cabled module
PPLAGGDLCMPH |  | Variant of PROPEL-CABLED-MODULES | Propel ULL Singlemode Cabled Module, 4x12 duplex LC Propel module on End A to 1x12f MPO/UPC non-pinned on End B, 48 fiber Plenum Trunk, Method A |  | Propel | PPL | Fiber cabled module
PPLUGX8LCQX8 |  | Variant of PROPEL-CABLED-MODULES | Propel ULL Multimode OM4 Cabled Module, 1x8 duplex LC Propel module on End A to 1x8f MPO/UPC pinned on End B, 8 fiber Plenum Trunk, Method B Enhanced |  | Propel | PPL | Fiber cabled module
PPLAJX8LCQPK |  | Variant of PROPEL-CABLED-MODULES | Propel ULL Multimode OM4 Cabled Module, 9x8 duplex LC Propel module on End A to 1x8f MPO/UPC non-pinned on End B, 72 fiber LSZH Trunk, Method A |  | Propel | PPL | Fiber cabled module
PPLAGXFLC2XH |  | Variant of PROPEL-CABLED-MODULES | Propel ULL Multimode OM4 Cabled Module, 2x2f duplex LC Propel module on End A to 1x24f MPO/UPC pinned on End B, 48 fiber Plenum Trunk, Method A |  | Propel | PPL | Fiber cabled module
PPLUGGRSNRPU |  | Variant of PROPEL-CABLED-MODULES | Propel ULL Singlemode Cabled Module, 4x16 duplex SN Propel module on End A to 4x16 on End B, 64 fiber Plenum Trunk, Method B Enhanced |  | Propel | PPL | Fiber cabled module
PPLU3GDLCUCD |  | Variant of PROPEL-CABLED-MODULES | Propel ULL Singlemode Cabled Module, 1x12 duplex LC Propel module on End A to Stub on End B, 12 fiber B2ca Trunk, Method B Enhanced |  | Propel | PPL | Fiber cabled module
PPLU3XRLCLCM |  | Variant of PROPEL-CABLED-MODULES | Propel ULL Multimode OM4 Cabled Module, 9x16 duplex LC Propel module on End A to 9x16 on End B, 144 fiber B2ca Trunk, Method B Enhanced |  | Propel | PPL | Fiber cabled module
PPLAJX8LCQPL |  | Variant of PROPEL-CABLED-MODULES | Propel ULL Multimode OM4 Cabled Module, 12x8 duplex LC Propel module on End A to 1x8f MPO/UPC non-pinned on End B, 96 fiber LSZH Trunk, Method A |  | Propel | PPL | Fiber cabled module
PPLUJXRLCRZH |  | Variant of PROPEL-CABLED-MODULES | Propel ULL Multimode OM4 Cabled Module, 3x16 duplex LC Propel module on End A to 1x16f MPO/APC pinned Multimode on End B, 48 fiber LSZH Trunk, Method B Enhanced |  | Propel | PPL | Fiber cabled module
PPLAGGDLCMPL |  | Variant of PROPEL-CABLED-MODULES | Propel ULL Singlemode Cabled Module, 8x12 duplex LC Propel module on End A to 1x12f MPO/UPC non-pinned on End B, 96 fiber Plenum Trunk, Method A |  | Propel | PPL | Fiber cabled module
PPLU3VDLCMXM |  | Variant of PROPEL-CABLED-MODULES | Propel ULL Multimode OM5 Cabled Module, 12x12 duplex LC Propel module on End A to 1x12f MPO/UPC pinned on End B, 144 fiber B2ca Trunk, Method B Enhanced |  | Propel | PPL | Fiber cabled module
PPLUJGDLCUCF |  | Variant of PROPEL-CABLED-MODULES | Propel ULL Singlemode Cabled Module, 2x12 duplex LC Propel module on End A to Stub on End B, 24 fiber LSZH Trunk, Method B Enhanced |  | Propel | PPL | Fiber cabled module
PPLUJVDLCMXD |  | Variant of PROPEL-CABLED-MODULES | Propel ULL Multimode OM5 Cabled Module, 1x12 duplex LC Propel module on End A to 1x12f MPO/UPC pinned on End B, 12 fiber LSZH Trunk, Method B Enhanced |  | Propel | PPL | Fiber cabled module
PPLU3XRLCLCN |  | Variant of PROPEL-CABLED-MODULES | Propel ULL Multimode OM4 Cabled Module, 12x16 duplex LC Propel module on End A to 12x16 on End B, 192 fiber B2ca Trunk, Method B Enhanced |  | Propel | PPL | Fiber cabled module
PPLUGX8LCQXH |  | Variant of PROPEL-CABLED-MODULES | Propel ULL Multimode OM4 Cabled Module, 6x8 duplex LC Propel module on End A to 1x8f MPO/UPC pinned on End B, 48 fiber Plenum Trunk, Method B Enhanced |  | Propel | PPL | Fiber cabled module
PPLUGGRSNRXL |  | Variant of PROPEL-CABLED-MODULES | Propel ULL Singlemode Cabled Module, 6x16 duplex SN Propel module on End A to 6x16 on End B, 96 fiber Plenum Trunk, Method B Enhanced |  | Propel | PPL | Fiber cabled module
PPLUJGDLCUCG |  | Variant of PROPEL-CABLED-MODULES | Propel ULL Singlemode Cabled Module, 3x12 duplex LC Propel module on End A to Stub on End B, 36 fiber LSZH Trunk, Method B Enhanced |  | Propel | PPL | Fiber cabled module
PPLU3XRLCLCQ |  | Variant of PROPEL-CABLED-MODULES | Propel ULL Multimode OM4 Cabled Module, 8x16 duplex LC Propel module on End A to 8x16 on End B, 128 fiber B2ca Trunk, Method B Enhanced |  | Propel | PPL | Fiber cabled module
PPLUGX8LCQXK |  | Variant of PROPEL-CABLED-MODULES | Propel ULL Multimode OM4 Cabled Module, 9x8 duplex LC Propel module on End A to 1x8f MPO/UPC pinned on End B, 72 fiber Plenum Trunk, Method B Enhanced |  | Propel | PPL | Fiber cabled module
PPLUGGRSNRXM |  | Variant of PROPEL-CABLED-MODULES | Propel ULL Singlemode Cabled Module, 9x16 duplex SN Propel module on End A to 9x16 on End B, 144 fiber Plenum Trunk, Method B Enhanced |  | Propel | PPL | Fiber cabled module
PPLU3GDLCUCH |  | Variant of PROPEL-CABLED-MODULES | Propel ULL Singlemode Cabled Module, 4x12 duplex LC Propel module on End A to Stub on End B, 48 fiber B2ca Trunk, Method B Enhanced |  | Propel | PPL | Fiber cabled module
PPLUJXRLCRZM |  | Variant of PROPEL-CABLED-MODULES | Propel ULL Multimode OM4 Cabled Module, 9x16 duplex LC Propel module on End A to 1x16f MPO/APC pinned Multimode on End B, 144 fiber LSZH Trunk, Method B Enhanced |  | Propel | PPL | Fiber cabled module
PPLA3GRSNRPH |  | Variant of PROPEL-CABLED-MODULES | Propel ULL Singlemode Cabled Module, 3x16 duplex SN Propel module on End A to 3x16 on End B, 48 fiber B2ca Trunk, Method A |  | Propel | PPL | Fiber cabled module
PPLU3VDLCMXP |  | Variant of PROPEL-CABLED-MODULES | Propel ULL Multimode OM5 Cabled Module, 24x12 duplex LC Propel module on End A to 1x12f MPO/UPC pinned on End B, 288 fiber B2ca Trunk, Method B Enhanced |  | Propel | PPL | Fiber cabled module
PPLAGXFLC2XL |  | Variant of PROPEL-CABLED-MODULES | Propel ULL Multimode OM4 Cabled Module, 4x2f duplex LC Propel module on End A to 1x24f MPO/UPC pinned on End B, 96 fiber Plenum Trunk, Method A |  | Propel | PPL | Fiber cabled module
PPLU3XRLCLCR |  | Variant of PROPEL-CABLED-MODULES | Propel ULL Multimode OM4 Cabled Module, 1x16 duplex LC Propel module on End A to 1x16 on End B, 16 fiber B2ca Trunk, Method B Enhanced |  | Propel | PPL | Fiber cabled module
PPLUJVDLCMXG |  | Variant of PROPEL-CABLED-MODULES | Propel ULL Multimode OM5 Cabled Module, 3x12 duplex LC Propel module on End A to 1x12f MPO/UPC pinned on End B, 36 fiber LSZH Trunk, Method B Enhanced |  | Propel | PPL | Fiber cabled module
PPLUGX8LCQXL |  | Variant of PROPEL-CABLED-MODULES | Propel ULL Multimode OM4 Cabled Module, 12x8 duplex LC Propel module on End A to 1x8f MPO/UPC pinned on End B, 96 fiber Plenum Trunk, Method B Enhanced |  | Propel | PPL | Fiber cabled module
PPLUGGRSNRXN |  | Variant of PROPEL-CABLED-MODULES | Propel ULL Singlemode Cabled Module, 12x16 duplex SN Propel module on End A to 12x16 on End B, 192 fiber Plenum Trunk, Method B Enhanced |  | Propel | PPL | Fiber cabled module
PPLAGGDLCMPN |  | Variant of PROPEL-CABLED-MODULES | Propel ULL Singlemode Cabled Module, 16x12 duplex LC Propel module on End A to 1x12f MPO/UPC non-pinned on End B, 192 fiber Plenum Trunk, Method A |  | Propel | PPL | Fiber cabled module
PPLAJX8LCQPR |  | Variant of PROPEL-CABLED-MODULES | Propel ULL Multimode OM4 Cabled Module, 2x8 duplex LC Propel module on End A to 1x8f MPO/UPC non-pinned on End B, 16 fiber LSZH Trunk, Method A |  | Propel | PPL | Fiber cabled module
PPLU3VDLCUCD |  | Variant of PROPEL-CABLED-MODULES | Propel ULL Multimode OM5 Cabled Module, 1x12 duplex LC Propel module on End A to Stub on End B, 12 fiber B2ca Trunk, Method B Enhanced |  | Propel | PPL | Fiber cabled module
PPLA3GRSNRPL |  | Variant of PROPEL-CABLED-MODULES | Propel ULL Singlemode Cabled Module, 6x16 duplex SN Propel module on End A to 6x16 on End B, 96 fiber B2ca Trunk, Method A |  | Propel | PPL | Fiber cabled module
PPLAGXFLC2XM |  | Variant of PROPEL-CABLED-MODULES | Propel ULL Multimode OM4 Cabled Module, 6x2f duplex LC Propel module on End A to 1x24f MPO/UPC pinned on End B, 144 fiber Plenum Trunk, Method A |  | Propel | PPL | Fiber cabled module
PPLUGGRSNRXQ |  | Variant of PROPEL-CABLED-MODULES | Propel ULL Singlemode Cabled Module, 8x16 duplex SN Propel module on End A to 8x16 on End B, 128 fiber Plenum Trunk, Method B Enhanced |  | Propel | PPL | Fiber cabled module
PPLUGX8LCQXM |  | Variant of PROPEL-CABLED-MODULES | Propel ULL Multimode OM4 Cabled Module, 18x8 duplex LC Propel module on End A to 1x8f MPO/UPC pinned on End B, 144 fiber Plenum Trunk, Method B Enhanced |  | Propel | PPL | Fiber cabled module
PPLAJX8LCQPS |  | Variant of PROPEL-CABLED-MODULES | Propel ULL Multimode OM4 Cabled Module, 4x8 duplex LC Propel module on End A to 1x8f MPO/UPC non-pinned on End B, 32 fiber LSZH Trunk, Method A |  | Propel | PPL | Fiber cabled module
PPLUJVDLCMXH |  | Variant of PROPEL-CABLED-MODULES | Propel ULL Multimode OM5 Cabled Module, 4x12 duplex LC Propel module on End A to 1x12f MPO/UPC pinned on End B, 48 fiber LSZH Trunk, Method B Enhanced |  | Propel | PPL | Fiber cabled module
PPLAGGDLCMPP |  | Variant of PROPEL-CABLED-MODULES | Propel ULL Singlemode Cabled Module, 24x12 duplex LC Propel module on End A to 1x12f MPO/UPC non-pinned on End B, 288 fiber Plenum Trunk, Method A |  | Propel | PPL | Fiber cabled module
PPLUGGRSNRXR |  | Variant of PROPEL-CABLED-MODULES | Propel ULL Singlemode Cabled Module, 1x16 duplex SN Propel module on End A to 1x16 on End B, 16 fiber Plenum Trunk, Method B Enhanced |  | Propel | PPL | Fiber cabled module
PPLU3XRLCLCU |  | Variant of PROPEL-CABLED-MODULES | Propel ULL Multimode OM4 Cabled Module, 4x16 duplex LC Propel module on End A to 4x16 on End B, 64 fiber B2ca Trunk, Method B Enhanced |  | Propel | PPL | Fiber cabled module
PPLUGX8LCQXN |  | Variant of PROPEL-CABLED-MODULES | Propel ULL Multimode OM4 Cabled Module, 24x8 duplex LC Propel module on End A to 1x8f MPO/UPC pinned on End B, 192 fiber Plenum Trunk, Method B Enhanced |  | Propel | PPL | Fiber cabled module
PPLAJX8LCQPU |  | Variant of PROPEL-CABLED-MODULES | Propel ULL Multimode OM4 Cabled Module, 8x8 duplex LC Propel module on End A to 1x8f MPO/UPC non-pinned on End B, 64 fiber LSZH Trunk, Method A |  | Propel | PPL | Fiber cabled module
PPLAGGDLCMXD |  | Variant of PROPEL-CABLED-MODULES | Propel ULL Singlemode Cabled Module, 1x12 duplex LC Propel module on End A to 1x12f MPO/UPC pinned on End B, 12 fiber Plenum Trunk, Method A |  | Propel | PPL | Fiber cabled module
PPLUJVDLCMXK |  | Variant of PROPEL-CABLED-MODULES | Propel ULL Multimode OM5 Cabled Module, 6x12 duplex LC Propel module on End A to 1x12f MPO/UPC pinned on End B, 72 fiber LSZH Trunk, Method B Enhanced |  | Propel | PPL | Fiber cabled module
PPLAGXRLCRVH |  | Variant of PROPEL-CABLED-MODULES | Propel ULL Multimode OM4 Cabled Module, 3x16 duplex LC Propel module on End A to 1x16f MPO/APC non-pinned Multimode on End B, 48 fiber Plenum Trunk, Method A |  | Propel | PPL | Fiber cabled module
PPLUJXRLCRZR |  | Variant of PROPEL-CABLED-MODULES | Propel ULL Multimode OM4 Cabled Module, 1x16 duplex LC Propel module on End A to 1x16f MPO/APC pinned Multimode on End B, 16 fiber LSZH Trunk, Method B Enhanced |  | Propel | PPL | Fiber cabled module
PPLU3GDLCUCM |  | Variant of PROPEL-CABLED-MODULES | Propel ULL Singlemode Cabled Module, 12x12 duplex LC Propel module on End A to Stub on End B, 144 fiber B2ca Trunk, Method B Enhanced |  | Propel | PPL | Fiber cabled module
PPLU3XRLCRVH |  | Variant of PROPEL-CABLED-MODULES | Propel ULL Multimode OM4 Cabled Module, 3x16 duplex LC Propel module on End A to 1x16f MPO/APC non-pinned Multimode on End B, 48 fiber B2ca Trunk, Method B Enhanced |  | Propel | PPL | Fiber cabled module
PPLUGGRSNRXS |  | Variant of PROPEL-CABLED-MODULES | Propel ULL Singlemode Cabled Module, 2x16 duplex SN Propel module on End A to 2x16 on End B, 32 fiber Plenum Trunk, Method B Enhanced |  | Propel | PPL | Fiber cabled module
PPLUGX8LCQXR |  | Variant of PROPEL-CABLED-MODULES | Propel ULL Multimode OM4 Cabled Module, 2x8 duplex LC Propel module on End A to 1x8f MPO/UPC pinned on End B, 16 fiber Plenum Trunk, Method B Enhanced |  | Propel | PPL | Fiber cabled module
PPLUJGDLCUCM |  | Variant of PROPEL-CABLED-MODULES | Propel ULL Singlemode Cabled Module, 12x12 duplex LC Propel module on End A to Stub on End B, 144 fiber LSZH Trunk, Method B Enhanced |  | Propel | PPL | Fiber cabled module
PPLAJX8LCQX8 |  | Variant of PROPEL-CABLED-MODULES | Propel ULL Multimode OM4 Cabled Module, 1x8 duplex LC Propel module on End A to 1x8f MPO/UPC pinned on End B, 8 fiber LSZH Trunk, Method A |  | Propel | PPL | Fiber cabled module
PPLUJVDLCMXL |  | Variant of PROPEL-CABLED-MODULES | Propel ULL Multimode OM5 Cabled Module, 8x12 duplex LC Propel module on End A to 1x12f MPO/UPC pinned on End B, 96 fiber LSZH Trunk, Method B Enhanced |  | Propel | PPL | Fiber cabled module
PPLAGXRLCRVL |  | Variant of PROPEL-CABLED-MODULES | Propel ULL Multimode OM4 Cabled Module, 6x16 duplex LC Propel module on End A to 1x16f MPO/APC non-pinned Multimode on End B, 96 fiber Plenum Trunk, Method A |  | Propel | PPL | Fiber cabled module
PPLU3GDLCUCN |  | Variant of PROPEL-CABLED-MODULES | Propel ULL Singlemode Cabled Module, 16x12 duplex LC Propel module on End A to Stub on End B, 192 fiber B2ca Trunk, Method B Enhanced |  | Propel | PPL | Fiber cabled module
PPLA3GRSNRPQ |  | Variant of PROPEL-CABLED-MODULES | Propel ULL Singlemode Cabled Module, 8x16 duplex SN Propel module on End A to 8x16 on End B, 128 fiber B2ca Trunk, Method A |  | Propel | PPL | Fiber cabled module
PPLAGGDLCMXG |  | Variant of PROPEL-CABLED-MODULES | Propel ULL Singlemode Cabled Module, 3x12 duplex LC Propel module on End A to 1x12f MPO/UPC pinned on End B, 36 fiber Plenum Trunk, Method A |  | Propel | PPL | Fiber cabled module
PPLUJVDLCMXM |  | Variant of PROPEL-CABLED-MODULES | Propel ULL Multimode OM5 Cabled Module, 12x12 duplex LC Propel module on End A to 1x12f MPO/UPC pinned on End B, 144 fiber LSZH Trunk, Method B Enhanced |  | Propel | PPL | Fiber cabled module
PPLUGGRSNRXU |  | Variant of PROPEL-CABLED-MODULES | Propel ULL Singlemode Cabled Module, 4x16 duplex SN Propel module on End A to 4x16 on End B, 64 fiber Plenum Trunk, Method B Enhanced |  | Propel | PPL | Fiber cabled module
PPLUGX8LCQXS |  | Variant of PROPEL-CABLED-MODULES | Propel ULL Multimode OM4 Cabled Module, 4x8 duplex LC Propel module on End A to 1x8f MPO/UPC pinned on End B, 32 fiber Plenum Trunk, Method B Enhanced |  | Propel | PPL | Fiber cabled module
PPLAJX8LCQXF |  | Variant of PROPEL-CABLED-MODULES | Propel ULL Multimode OM4 Cabled Module, 3x8 duplex LC Propel module on End A to 1x8f MPO/UPC pinned on End B, 24 fiber LSZH Trunk, Method A |  | Propel | PPL | Fiber cabled module
PPLAGXRLCRVM |  | Variant of PROPEL-CABLED-MODULES | Propel ULL Multimode OM4 Cabled Module, 9x16 duplex LC Propel module on End A to 1x16f MPO/APC non-pinned Multimode on End B, 144 fiber Plenum Trunk, Method A |  | Propel | PPL | Fiber cabled module
PPLU3GDLCUCP |  | Variant of PROPEL-CABLED-MODULES | Propel ULL Singlemode Cabled Module, 24x12 duplex LC Propel module on End A to Stub on End B, 288 fiber B2ca Trunk, Method B Enhanced |  | Propel | PPL | Fiber cabled module
PPLU3VDLCUCK |  | Variant of PROPEL-CABLED-MODULES | Propel ULL Multimode OM5 Cabled Module, 6x12 duplex LC Propel module on End A to Stub on End B, 72 fiber B2ca Trunk, Method B Enhanced |  | Propel | PPL | Fiber cabled module
PPLA3GRSNRPR |  | Variant of PROPEL-CABLED-MODULES | Propel ULL Singlemode Cabled Module, 1x16 duplex SN Propel module on End A to 1x16 on End B, 16 fiber B2ca Trunk, Method A |  | Propel | PPL | Fiber cabled module
PPLU3XRLCRVM |  | Variant of PROPEL-CABLED-MODULES | Propel ULL Multimode OM4 Cabled Module, 9x16 duplex LC Propel module on End A to 1x16f MPO/APC non-pinned Multimode on End B, 144 fiber B2ca Trunk, Method B Enhanced |  | Propel | PPL | Fiber cabled module
PPLUJGDLCUCP |  | Variant of PROPEL-CABLED-MODULES | Propel ULL Singlemode Cabled Module, 24x12 duplex LC Propel module on End A to Stub on End B, 288 fiber LSZH Trunk, Method B Enhanced |  | Propel | PPL | Fiber cabled module
PPLUGX8LCQXU |  | Variant of PROPEL-CABLED-MODULES | Propel ULL Multimode OM4 Cabled Module, 8x8 duplex LC Propel module on End A to 1x8f MPO/UPC pinned on End B, 64 fiber Plenum Trunk, Method B Enhanced |  | Propel | PPL | Fiber cabled module
PPLAGXRLCRVN |  | Variant of PROPEL-CABLED-MODULES | Propel ULL Multimode OM4 Cabled Module, 12x16 duplex LC Propel module on End A to 1x16f MPO/APC non-pinned Multimode on End B, 192 fiber Plenum Trunk, Method A |  | Propel | PPL | Fiber cabled module
PPLUJXRLCUCH |  | Variant of PROPEL-CABLED-MODULES | Propel ULL Multimode OM4 Cabled Module, 3x16 duplex LC Propel module on End A to Stub on End B, 48 fiber LSZH Trunk, Method B Enhanced |  | Propel | PPL | Fiber cabled module
PPLU3VDLCUCL |  | Variant of PROPEL-CABLED-MODULES | Propel ULL Multimode OM5 Cabled Module, 8x12 duplex LC Propel module on End A to Stub on End B, 96 fiber B2ca Trunk, Method B Enhanced |  | Propel | PPL | Fiber cabled module
PPLU3XRLCRVN |  | Variant of PROPEL-CABLED-MODULES | Propel ULL Multimode OM4 Cabled Module, 12x16 duplex LC Propel module on End A to 1x16f MPO/APC non-pinned Multimode on End B, 192 fiber B2ca Trunk, Method B Enhanced |  | Propel | PPL | Fiber cabled module
PPLUGX8LCUC8 |  | Variant of PROPEL-CABLED-MODULES | Propel ULL Multimode OM4 Cabled Module, 1x8 duplex LC Propel module on End A to Stub on End B, 8 fiber Plenum Trunk, Method B Enhanced |  | Propel | PPL | Fiber cabled module
PPLAGGDLCMXK |  | Variant of PROPEL-CABLED-MODULES | Propel ULL Singlemode Cabled Module, 6x12 duplex LC Propel module on End A to 1x12f MPO/UPC pinned on End B, 72 fiber Plenum Trunk, Method A |  | Propel | PPL | Fiber cabled module
PPLAGXRLCRVQ |  | Variant of PROPEL-CABLED-MODULES | Propel ULL Multimode OM4 Cabled Module, 8x16 duplex LC Propel module on End A to 1x16f MPO/APC non-pinned Multimode on End B, 128 fiber Plenum Trunk, Method A |  | Propel | PPL | Fiber cabled module
PPLUGX8LCUCF |  | Variant of PROPEL-CABLED-MODULES | Propel ULL Multimode OM4 Cabled Module, 3x8 duplex LC Propel module on End A to Stub on End B, 24 fiber Plenum Trunk, Method B Enhanced |  | Propel | PPL | Fiber cabled module
PPLU3XRLCRVQ |  | Variant of PROPEL-CABLED-MODULES | Propel ULL Multimode OM4 Cabled Module, 8x16 duplex LC Propel module on End A to 1x16f MPO/APC non-pinned Multimode on End B, 128 fiber B2ca Trunk, Method B Enhanced |  | Propel | PPL | Fiber cabled module
PPLUJGFLC2PH |  | Variant of PROPEL-CABLED-MODULES | Propel ULL Singlemode Cabled Module, 2x2f duplex LC Propel module on End A to 1x24f MPO/UPC non-pinned on End B, 48 fiber LSZH Trunk, Method B Enhanced |  | Propel | PPL | Fiber cabled module
PPLUJVDLCUCD |  | Variant of PROPEL-CABLED-MODULES | Propel ULL Multimode OM5 Cabled Module, 1x12 duplex LC Propel module on End A to Stub on End B, 12 fiber LSZH Trunk, Method B Enhanced |  | Propel | PPL | Fiber cabled module
PPLAGXRLCRVR |  | Variant of PROPEL-CABLED-MODULES | Propel ULL Multimode OM4 Cabled Module, 1x16 duplex LC Propel module on End A to 1x16f MPO/APC non-pinned Multimode on End B, 16 fiber Plenum Trunk, Method A |  | Propel | PPL | Fiber cabled module
PPLUGV8LCLCU |  | Variant of PROPEL-CABLED-MODULES | Propel ULL Multimode OM5 Cabled Module, 8x8 duplex LC Propel module on End A to 8x8 on End B, 64 fiber Plenum Trunk, Method B Enhanced |  | Propel | PPL | Fiber cabled module
PPLU3VRLCLCQ |  | Variant of PROPEL-CABLED-MODULES | Propel ULL Multimode OM5 Cabled Module, 8x16 duplex LC Propel module on End A to 8x16 on End B, 128 fiber B2ca Trunk, Method B Enhanced |  | Propel | PPL | Fiber cabled module
PPLUQGFSN2PF |  | Variant of PROPEL-CABLED-MODULES | Propel ULL Singlemode Cabled Module, 1x2f duplex SN Propel module on End A to 1x24 on End B, 24 fiber Plenum Patchcord, Method B Enhanced |  | Propel | PPL | Fiber cabled module
PPLUGG8LCLCR |  | Variant of PROPEL-CABLED-MODULES | Propel ULL Singlemode Cabled Module, 2x8 duplex LC Propel module on End A to 2x8 on End B, 16 fiber Plenum Trunk, Method B Enhanced |  | Propel | PPL | Fiber cabled module
PPLUGXDLCMXD |  | Variant of PROPEL-CABLED-MODULES | Propel ULL Multimode OM4 Cabled Module, 1x12 duplex LC Propel module on End A to 1x12f MPO/UPC pinned on End B, 12 fiber Plenum Trunk, Method B Enhanced |  | Propel | PPL | Fiber cabled module
PPLAJXFLC2PL |  | Variant of PROPEL-CABLED-MODULES | Propel ULL Multimode OM4 Cabled Module, 4x2f duplex LC Propel module on End A to 1x24f MPO/UPC non-pinned on End B, 96 fiber LSZH Trunk, Method A |  | Propel | PPL | Fiber cabled module
PPLA3V8LCQXU |  | Variant of PROPEL-CABLED-MODULES | Propel ULL Multimode OM5 Cabled Module, 8x8 duplex LC Propel module on End A to 1x8f MPO/UPC pinned on End B, 64 fiber B2ca Trunk, Method A |  | Propel | PPL | Fiber cabled module
PPLU3GFSN2XL |  | Variant of PROPEL-CABLED-MODULES | Propel ULL Singlemode Cabled Module, 4x2f duplex SN Propel module on End A to 4x24 on End B, 96 fiber B2ca Trunk, Method B Enhanced |  | Propel | PPL | Fiber cabled module
PPLAJG8LCQXR |  | Variant of PROPEL-CABLED-MODULES | Propel ULL Singlemode Cabled Module, 2x8 duplex LC Propel module on End A to 1x8f MPO/UPC pinned on End B, 16 fiber LSZH Trunk, Method A |  | Propel | PPL | Fiber cabled module
PPLUJVFLCUCM |  | Variant of PROPEL-CABLED-MODULES | Propel ULL Multimode OM5 Cabled Module, 6x24f duplex LC Propel module on End A to Stub on End B, 144 fiber LSZH Trunk, Method B Enhanced |  | Propel | PPL | Fiber cabled module
PPLUGV8LCQPF |  | Variant of PROPEL-CABLED-MODULES | Propel ULL Multimode OM5 Cabled Module, 3x8 duplex LC Propel module on End A to 1x8f MPO/UPC non-pinned on End B, 24 fiber Plenum Trunk, Method B Enhanced |  | Propel | PPL | Fiber cabled module
PPLAJXFLC2PM |  | Variant of PROPEL-CABLED-MODULES | Propel ULL Multimode OM4 Cabled Module, 6x2f duplex LC Propel module on End A to 1x24f MPO/UPC non-pinned on End B, 144 fiber LSZH Trunk, Method A |  | Propel | PPL | Fiber cabled module
PPLA3VDLCMPD |  | Variant of PROPEL-CABLED-MODULES | Propel ULL Multimode OM5 Cabled Module, 1x12 duplex LC Propel module on End A to 1x12f MPO/UPC non-pinned on End B, 12 fiber B2ca Trunk, Method A |  | Propel | PPL | Fiber cabled module
PPLU3GFSN2XM |  | Variant of PROPEL-CABLED-MODULES | Propel ULL Singlemode Cabled Module, 6x2f duplex SN Propel module on End A to 6x24 on End B, 144 fiber B2ca Trunk, Method B Enhanced |  | Propel | PPL | Fiber cabled module
PPLUJVRLCLCH |  | Variant of PROPEL-CABLED-MODULES | Propel ULL Multimode OM5 Cabled Module, 3x16 duplex LC Propel module on End A to 3x16 on End B, 48 fiber LSZH Trunk, Method B Enhanced |  | Propel | PPL | Fiber cabled module
PPLAGGRLCRPS |  | Variant of PROPEL-CABLED-MODULES | Propel ULL Singlemode Cabled Module, 2x16 duplex LC Propel module on End A to 1x16f MPO/APC non-pinned Singlemode on End B, 32 fiber Plenum Trunk, Method A |  | Propel | PPL | Fiber cabled module
PPLUGG8LCLCU |  | Variant of PROPEL-CABLED-MODULES | Propel ULL Singlemode Cabled Module, 8x8 duplex LC Propel module on End A to 8x8 on End B, 64 fiber Plenum Trunk, Method B Enhanced |  | Propel | PPL | Fiber cabled module
PPLA3VDLCMPF |  | Variant of PROPEL-CABLED-MODULES | Propel ULL Multimode OM5 Cabled Module, 2x12 duplex LC Propel module on End A to 1x12f MPO/UPC non-pinned on End B, 24 fiber B2ca Trunk, Method A |  | Propel | PPL | Fiber cabled module
PPLAJG8LCQXS |  | Variant of PROPEL-CABLED-MODULES | Propel ULL Singlemode Cabled Module, 4x8 duplex LC Propel module on End A to 1x8f MPO/UPC pinned on End B, 32 fiber LSZH Trunk, Method A |  | Propel | PPL | Fiber cabled module
PPLUQGFSNUCF |  | Variant of PROPEL-CABLED-MODULES | Propel ULL Singlemode Cabled Module, 1x2f duplex SN Propel module on End A to 1x24 on End B, 24 fiber Plenum Patchcord, Method B Enhanced |  | Propel | PPL | Fiber cabled module
PPLUJVRLCLCL |  | Variant of PROPEL-CABLED-MODULES | Propel ULL Multimode OM5 Cabled Module, 6x16 duplex LC Propel module on End A to 6x16 on End B, 96 fiber LSZH Trunk, Method B Enhanced |  | Propel | PPL | Fiber cabled module
PPLA3VDLCMPG |  | Variant of PROPEL-CABLED-MODULES | Propel ULL Multimode OM5 Cabled Module, 3x12 duplex LC Propel module on End A to 1x12f MPO/UPC non-pinned on End B, 36 fiber B2ca Trunk, Method A |  | Propel | PPL | Fiber cabled module
PPLUGXDLCMXH |  | Variant of PROPEL-CABLED-MODULES | Propel ULL Multimode OM4 Cabled Module, 4x12 duplex LC Propel module on End A to 1x12f MPO/UPC pinned on End B, 48 fiber Plenum Trunk, Method B Enhanced |  | Propel | PPL | Fiber cabled module
PPLAJG8LCQXU |  | Variant of PROPEL-CABLED-MODULES | Propel ULL Singlemode Cabled Module, 8x8 duplex LC Propel module on End A to 1x8f MPO/UPC pinned on End B, 64 fiber LSZH Trunk, Method A |  | Propel | PPL | Fiber cabled module
PPLAJXFLC2XH |  | Variant of PROPEL-CABLED-MODULES | Propel ULL Multimode OM4 Cabled Module, 2x2f duplex LC Propel module on End A to 1x24f MPO/UPC pinned on End B, 48 fiber LSZH Trunk, Method A |  | Propel | PPL | Fiber cabled module
PPLUQGRLCLCR |  | Variant of PROPEL-CABLED-MODULES | Propel ULL Singlemode Cabled Module, 1x16 duplex LC Propel module on End A to 1x16 on End B, 16 fiber Plenum Patchcord, Method B Enhanced |  | Propel | PPL | Fiber cabled module
PPLU3GFSNSNH |  | Variant of PROPEL-CABLED-MODULES | Propel ULL Singlemode Cabled Module, 2x2f duplex SN Propel module on End A to 2x24 on End B, 48 fiber B2ca Trunk, Method B Enhanced |  | Propel | PPL | Fiber cabled module
PPLUGXDLCMXK |  | Variant of PROPEL-CABLED-MODULES | Propel ULL Multimode OM4 Cabled Module, 6x12 duplex LC Propel module on End A to 1x12f MPO/UPC pinned on End B, 72 fiber Plenum Trunk, Method B Enhanced |  | Propel | PPL | Fiber cabled module
PPLUGV8LCQPL |  | Variant of PROPEL-CABLED-MODULES | Propel ULL Multimode OM5 Cabled Module, 12x8 duplex LC Propel module on End A to 1x8f MPO/UPC non-pinned on End B, 96 fiber Plenum Trunk, Method B Enhanced |  | Propel | PPL | Fiber cabled module
PPLUGG8LCQPF |  | Variant of PROPEL-CABLED-MODULES | Propel ULL Singlemode Cabled Module, 3x8 duplex LC Propel module on End A to 1x8f MPO/UPC non-pinned on End B, 24 fiber Plenum Trunk, Method B Enhanced |  | Propel | PPL | Fiber cabled module
PPLU3GFSNSNK |  | Variant of PROPEL-CABLED-MODULES | Propel ULL Singlemode Cabled Module, 3x2f duplex SN Propel module on End A to 3x24 on End B, 72 fiber B2ca Trunk, Method B Enhanced |  | Propel | PPL | Fiber cabled module
PPLU3VRLCLCU |  | Variant of PROPEL-CABLED-MODULES | Propel ULL Multimode OM5 Cabled Module, 4x16 duplex LC Propel module on End A to 4x16 on End B, 64 fiber B2ca Trunk, Method B Enhanced |  | Propel | PPL | Fiber cabled module
PPLUQGRLCRPR |  | Variant of PROPEL-CABLED-MODULES | Propel ULL Singlemode Cabled Module, 1x16 duplex LC Propel module on End A to 1x16f MPO/APC non-pinned Singlemode on End B, 16 fiber Plenum Patchcord, Method B Enhanced |  | Propel | PPL | Fiber cabled module
PPLUGXDLCMXL |  | Variant of PROPEL-CABLED-MODULES | Propel ULL Multimode OM4 Cabled Module, 8x12 duplex LC Propel module on End A to 1x12f MPO/UPC pinned on End B, 96 fiber Plenum Trunk, Method B Enhanced |  | Propel | PPL | Fiber cabled module
PPLUGV8LCQPM |  | Variant of PROPEL-CABLED-MODULES | Propel ULL Multimode OM5 Cabled Module, 18x8 duplex LC Propel module on End A to 1x8f MPO/UPC non-pinned on End B, 144 fiber Plenum Trunk, Method B Enhanced |  | Propel | PPL | Fiber cabled module
PPLA3VDLCMPK |  | Variant of PROPEL-CABLED-MODULES | Propel ULL Multimode OM5 Cabled Module, 6x12 duplex LC Propel module on End A to 1x12f MPO/UPC non-pinned on End B, 72 fiber B2ca Trunk, Method A |  | Propel | PPL | Fiber cabled module
PPLUGG8LCQPH |  | Variant of PROPEL-CABLED-MODULES | Propel ULL Singlemode Cabled Module, 6x8 duplex LC Propel module on End A to 1x8f MPO/UPC non-pinned on End B, 48 fiber Plenum Trunk, Method B Enhanced |  | Propel | PPL | Fiber cabled module
PPLUJGFSNSNK |  | Variant of PROPEL-CABLED-MODULES | Propel ULL Singlemode Cabled Module, 3x2f duplex SN Propel module on End A to 3x24 on End B, 72 fiber LSZH Trunk, Method B Enhanced |  | Propel | PPL | Fiber cabled module
PPLAGGRLCRXL |  | Variant of PROPEL-CABLED-MODULES | Propel ULL Singlemode Cabled Module, 6x16 duplex LC Propel module on End A to 1x16f MPO/APC pinned Singlemode on End B, 96 fiber Plenum Trunk, Method A |  | Propel | PPL | Fiber cabled module
PPLU3VRLCRVH |  | Variant of PROPEL-CABLED-MODULES | Propel ULL Multimode OM5 Cabled Module, 3x16 duplex LC Propel module on End A to 1x16f MPO/APC non-pinned Multimode on End B, 48 fiber B2ca Trunk, Method B Enhanced |  | Propel | PPL | Fiber cabled module
PPLUJVRLCLCQ |  | Variant of PROPEL-CABLED-MODULES | Propel ULL Multimode OM5 Cabled Module, 8x16 duplex LC Propel module on End A to 8x16 on End B, 128 fiber LSZH Trunk, Method B Enhanced |  | Propel | PPL | Fiber cabled module
PPLUQGRLCRXR |  | Variant of PROPEL-CABLED-MODULES | Propel ULL Singlemode Cabled Module, 1x16 duplex LC Propel module on End A to 1x16f MPO/APC pinned Singlemode on End B, 16 fiber Plenum Patchcord, Method B Enhanced |  | Propel | PPL | Fiber cabled module
PPLUGV8LCQPN |  | Variant of PROPEL-CABLED-MODULES | Propel ULL Multimode OM5 Cabled Module, 24x8 duplex LC Propel module on End A to 1x8f MPO/UPC non-pinned on End B, 192 fiber Plenum Trunk, Method B Enhanced |  | Propel | PPL | Fiber cabled module
PPLAJGDLCMPG |  | Variant of PROPEL-CABLED-MODULES | Propel ULL Singlemode Cabled Module, 3x12 duplex LC Propel module on End A to 1x12f MPO/UPC non-pinned on End B, 36 fiber LSZH Trunk, Method A |  | Propel | PPL | Fiber cabled module
PPLU3GFSNSNM |  | Variant of PROPEL-CABLED-MODULES | Propel ULL Singlemode Cabled Module, 6x2f duplex SN Propel module on End A to 6x24 on End B, 144 fiber B2ca Trunk, Method B Enhanced |  | Propel | PPL | Fiber cabled module
PPLUGV8LCQPR |  | Variant of PROPEL-CABLED-MODULES | Propel ULL Multimode OM5 Cabled Module, 2x8 duplex LC Propel module on End A to 1x8f MPO/UPC non-pinned on End B, 16 fiber Plenum Trunk, Method B Enhanced |  | Propel | PPL | Fiber cabled module
PPLUJGFSNSNM |  | Variant of PROPEL-CABLED-MODULES | Propel ULL Singlemode Cabled Module, 6x2f duplex SN Propel module on End A to 6x24 on End B, 144 fiber LSZH Trunk, Method B Enhanced |  | Propel | PPL | Fiber cabled module
PPLUGG8LCQPL |  | Variant of PROPEL-CABLED-MODULES | Propel ULL Singlemode Cabled Module, 12x8 duplex LC Propel module on End A to 1x8f MPO/UPC non-pinned on End B, 96 fiber Plenum Trunk, Method B Enhanced |  | Propel | PPL | Fiber cabled module
PPLAJGDLCMPH |  | Variant of PROPEL-CABLED-MODULES | Propel ULL Singlemode Cabled Module, 4x12 duplex LC Propel module on End A to 1x12f MPO/UPC non-pinned on End B, 48 fiber LSZH Trunk, Method A |  | Propel | PPL | Fiber cabled module
PPLU3GFSNUCF |  | Variant of PROPEL-CABLED-MODULES | Propel ULL Singlemode Cabled Module, 1x2f duplex SN Propel module on End A to 1x24 on End B, 24 fiber B2ca Trunk, Method B Enhanced |  | Propel | PPL | Fiber cabled module
PPLAJGDLCMPK |  | Variant of PROPEL-CABLED-MODULES | Propel ULL Singlemode Cabled Module, 6x12 duplex LC Propel module on End A to 1x12f MPO/UPC non-pinned on End B, 72 fiber LSZH Trunk, Method A |  | Propel | PPL | Fiber cabled module
PPLUGV8LCQPS |  | Variant of PROPEL-CABLED-MODULES | Propel ULL Multimode OM5 Cabled Module, 4x8 duplex LC Propel module on End A to 1x8f MPO/UPC non-pinned on End B, 32 fiber Plenum Trunk, Method B Enhanced |  | Propel | PPL | Fiber cabled module
PPLAJXRLCRVL |  | Variant of PROPEL-CABLED-MODULES | Propel ULL Multimode OM4 Cabled Module, 6x16 duplex LC Propel module on End A to 1x16f MPO/APC non-pinned Multimode on End B, 96 fiber LSZH Trunk, Method A |  | Propel | PPL | Fiber cabled module
PPLAGGRLCRXQ |  | Variant of PROPEL-CABLED-MODULES | Propel ULL Singlemode Cabled Module, 8x16 duplex LC Propel module on End A to 1x16f MPO/APC pinned Singlemode on End B, 128 fiber Plenum Trunk, Method A |  | Propel | PPL | Fiber cabled module
PPLU3VRLCRVN |  | Variant of PROPEL-CABLED-MODULES | Propel ULL Multimode OM5 Cabled Module, 12x16 duplex LC Propel module on End A to 1x16f MPO/APC non-pinned Multimode on End B, 192 fiber B2ca Trunk, Method B Enhanced |  | Propel | PPL | Fiber cabled module
PPLAJXRLCRVM |  | Variant of PROPEL-CABLED-MODULES | Propel ULL Multimode OM4 Cabled Module, 9x16 duplex LC Propel module on End A to 1x16f MPO/APC non-pinned Multimode on End B, 144 fiber LSZH Trunk, Method A |  | Propel | PPL | Fiber cabled module
PPLUQGRSNRXR |  | Variant of PROPEL-CABLED-MODULES | Propel ULL Singlemode Cabled Module, 1x16 duplex SN Propel module on End A to 1x16 on End B, 16 fiber Plenum Patchcord, Method B Enhanced |  | Propel | PPL | Fiber cabled module
PPLUJGFSNUCH |  | Variant of PROPEL-CABLED-MODULES | Propel ULL Singlemode Cabled Module, 2x2f duplex SN Propel module on End A to 2x24 on End B, 48 fiber LSZH Trunk, Method B Enhanced |  | Propel | PPL | Fiber cabled module
PPLAJGDLCMPL |  | Variant of PROPEL-CABLED-MODULES | Propel ULL Singlemode Cabled Module, 8x12 duplex LC Propel module on End A to 1x12f MPO/UPC non-pinned on End B, 96 fiber LSZH Trunk, Method A |  | Propel | PPL | Fiber cabled module
PPLUJVRLCRVH |  | Variant of PROPEL-CABLED-MODULES | Propel ULL Multimode OM5 Cabled Module, 3x16 duplex LC Propel module on End A to 1x16f MPO/APC non-pinned Multimode on End B, 48 fiber LSZH Trunk, Method B Enhanced |  | Propel | PPL | Fiber cabled module
PPLU3VRLCRVQ |  | Variant of PROPEL-CABLED-MODULES | Propel ULL Multimode OM5 Cabled Module, 8x16 duplex LC Propel module on End A to 1x16f MPO/APC non-pinned Multimode on End B, 128 fiber B2ca Trunk, Method B Enhanced |  | Propel | PPL | Fiber cabled module
PPLAJGDLCMPM |  | Variant of PROPEL-CABLED-MODULES | Propel ULL Singlemode Cabled Module, 12x12 duplex LC Propel module on End A to 1x12f MPO/UPC non-pinned on End B, 144 fiber LSZH Trunk, Method A |  | Propel | PPL | Fiber cabled module
PPLAJXRLCRVN |  | Variant of PROPEL-CABLED-MODULES | Propel ULL Multimode OM4 Cabled Module, 12x16 duplex LC Propel module on End A to 1x16f MPO/APC non-pinned Multimode on End B, 192 fiber LSZH Trunk, Method A |  | Propel | PPL | Fiber cabled module
PPLUJGFSNUCK |  | Variant of PROPEL-CABLED-MODULES | Propel ULL Singlemode Cabled Module, 3x2f duplex SN Propel module on End A to 3x24 on End B, 72 fiber LSZH Trunk, Method B Enhanced |  | Propel | PPL | Fiber cabled module
PPLUGV8LCQX8 |  | Variant of PROPEL-CABLED-MODULES | Propel ULL Multimode OM5 Cabled Module, 1x8 duplex LC Propel module on End A to 1x8f MPO/UPC pinned on End B, 8 fiber Plenum Trunk, Method B Enhanced |  | Propel | PPL | Fiber cabled module
PPLUQGRSNSNR |  | Variant of PROPEL-CABLED-MODULES | Propel ULL Singlemode Cabled Module, 1x16 duplex SN Propel module on End A to 1x16 on End B, 16 fiber Plenum Patchcord, Method B Enhanced |  | Propel | PPL | Fiber cabled module
PPLUJVRLCRVL |  | Variant of PROPEL-CABLED-MODULES | Propel ULL Multimode OM5 Cabled Module, 6x16 duplex LC Propel module on End A to 1x16f MPO/APC non-pinned Multimode on End B, 96 fiber LSZH Trunk, Method B Enhanced |  | Propel | PPL | Fiber cabled module
PPLU3GFSNUCL |  | Variant of PROPEL-CABLED-MODULES | Propel ULL Singlemode Cabled Module, 4x2f duplex SN Propel module on End A to 4x24 on End B, 96 fiber B2ca Trunk, Method B Enhanced |  | Propel | PPL | Fiber cabled module
PPLU3VRLCRVR |  | Variant of PROPEL-CABLED-MODULES | Propel ULL Multimode OM5 Cabled Module, 1x16 duplex LC Propel module on End A to 1x16f MPO/APC non-pinned Multimode on End B, 16 fiber B2ca Trunk, Method B Enhanced |  | Propel | PPL | Fiber cabled module
PPLA3VDLCMXF |  | Variant of PROPEL-CABLED-MODULES | Propel ULL Multimode OM5 Cabled Module, 2x12 duplex LC Propel module on End A to 1x12f MPO/UPC pinned on End B, 24 fiber B2ca Trunk, Method A |  | Propel | PPL | Fiber cabled module
PPLUGG8LCQPS |  | Variant of PROPEL-CABLED-MODULES | Propel ULL Singlemode Cabled Module, 4x8 duplex LC Propel module on End A to 1x8f MPO/UPC non-pinned on End B, 32 fiber Plenum Trunk, Method B Enhanced |  | Propel | PPL | Fiber cabled module
PPLUGV8LCQXF |  | Variant of PROPEL-CABLED-MODULES | Propel ULL Multimode OM5 Cabled Module, 3x8 duplex LC Propel module on End A to 1x8f MPO/UPC pinned on End B, 24 fiber Plenum Trunk, Method B Enhanced |  | Propel | PPL | Fiber cabled module
PPLAJXRLCRVQ |  | Variant of PROPEL-CABLED-MODULES | Propel ULL Multimode OM4 Cabled Module, 8x16 duplex LC Propel module on End A to 1x16f MPO/APC non-pinned Multimode on End B, 128 fiber LSZH Trunk, Method A |  | Propel | PPL | Fiber cabled module
PPLUGV8LCQXH |  | Variant of PROPEL-CABLED-MODULES | Propel ULL Multimode OM5 Cabled Module, 6x8 duplex LC Propel module on End A to 1x8f MPO/UPC pinned on End B, 48 fiber Plenum Trunk, Method B Enhanced |  | Propel | PPL | Fiber cabled module
PPLA3VDLCMXG |  | Variant of PROPEL-CABLED-MODULES | Propel ULL Multimode OM5 Cabled Module, 3x12 duplex LC Propel module on End A to 1x12f MPO/UPC pinned on End B, 36 fiber B2ca Trunk, Method A |  | Propel | PPL | Fiber cabled module
PPLUJGFSNUCM |  | Variant of PROPEL-CABLED-MODULES | Propel ULL Singlemode Cabled Module, 6x2f duplex SN Propel module on End A to 6x24 on End B, 144 fiber LSZH Trunk, Method B Enhanced |  | Propel | PPL | Fiber cabled module
PPLUQV8LCLC8 |  | Variant of PROPEL-CABLED-MODULES | Propel ULL Multimode OM5 Cabled Module, 1x4 duplex LC Propel module on End A to 1x4 duplex LC Propel Module on End B, 8 fiber Plenum patch cord cable, Method B Enhanced |  | Propel | PPL | Fiber cabled module
PPLAGGRSNRPH |  | Variant of PROPEL-CABLED-MODULES | Propel ULL Singlemode Cabled Module, 3x16 duplex SN Propel module on End A to 3x16 on End B, 48 fiber Plenum Trunk, Method A |  | Propel | PPL | Fiber cabled module
PPLAJXRLCRVR |  | Variant of PROPEL-CABLED-MODULES | Propel ULL Multimode OM4 Cabled Module, 1x16 duplex LC Propel module on End A to 1x16f MPO/APC non-pinned Multimode on End B, 16 fiber LSZH Trunk, Method A |  | Propel | PPL | Fiber cabled module
PPLAJGDLCMPP |  | Variant of PROPEL-CABLED-MODULES | Propel ULL Singlemode Cabled Module, 24x12 duplex LC Propel module on End A to 1x12f MPO/UPC non-pinned on End B, 288 fiber LSZH Trunk, Method A |  | Propel | PPL | Fiber cabled module
PPLU3VRLCRVU |  | Variant of PROPEL-CABLED-MODULES | Propel ULL Multimode OM5 Cabled Module, 4x16 duplex LC Propel module on End A to 1x16f MPO/APC non-pinned Multimode on End B, 64 fiber B2ca Trunk, Method B Enhanced |  | Propel | PPL | Fiber cabled module
PPLUGXDLCUCK |  | Variant of PROPEL-CABLED-MODULES | Propel ULL Multimode OM4 Cabled Module, 6x12 duplex LC Propel module on End A to Stub on End B, 72 fiber Plenum Trunk, Method B Enhanced |  | Propel | PPL | Fiber cabled module
PPLUQV8LCQP8 |  | Variant of PROPEL-CABLED-MODULES | Propel ULL Multimode OM5 Cabled Module, 1x4 duplex LC Propel module on End A to 1x8f MPO/UPC non-pinned on End B, 8 fiber Plenum patch cord cable, Method B Enhanced |  | Propel | PPL | Fiber cabled module
PPLAJXRLCRVS |  | Variant of PROPEL-CABLED-MODULES | Propel ULL Multimode OM4 Cabled Module, 2x16 duplex LC Propel module on End A to 1x16f MPO/APC non-pinned Multimode on End B, 32 fiber LSZH Trunk, Method A |  | Propel | PPL | Fiber cabled module
PPLAGGRSNRPL |  | Variant of PROPEL-CABLED-MODULES | Propel ULL Singlemode Cabled Module, 6x16 duplex SN Propel module on End A to 6x16 on End B, 96 fiber Plenum Trunk, Method A |  | Propel | PPL | Fiber cabled module
PPLUGXDLCUCL |  | Variant of PROPEL-CABLED-MODULES | Propel ULL Multimode OM4 Cabled Module, 8x12 duplex LC Propel module on End A to Stub on End B, 96 fiber Plenum Trunk, Method B Enhanced |  | Propel | PPL | Fiber cabled module
PPLAJXRLCRVU |  | Variant of PROPEL-CABLED-MODULES | Propel ULL Multimode OM4 Cabled Module, 4x16 duplex LC Propel module on End A to 1x16f MPO/APC non-pinned Multimode on End B, 64 fiber LSZH Trunk, Method A |  | Propel | PPL | Fiber cabled module
PPLAGGRSNRPM |  | Variant of PROPEL-CABLED-MODULES | Propel ULL Singlemode Cabled Module, 9x16 duplex SN Propel module on End A to 9x16 on End B, 144 fiber Plenum Trunk, Method A |  | Propel | PPL | Fiber cabled module
PPLAJGDLCMXF |  | Variant of PROPEL-CABLED-MODULES | Propel ULL Singlemode Cabled Module, 2x12 duplex LC Propel module on End A to 1x12f MPO/UPC pinned on End B, 24 fiber LSZH Trunk, Method A |  | Propel | PPL | Fiber cabled module
PPLUGV8LCQXL |  | Variant of PROPEL-CABLED-MODULES | Propel ULL Multimode OM5 Cabled Module, 12x8 duplex LC Propel module on End A to 1x8f MPO/UPC pinned on End B, 96 fiber Plenum Trunk, Method B Enhanced |  | Propel | PPL | Fiber cabled module
PPLUJVRLCRVR |  | Variant of PROPEL-CABLED-MODULES | Propel ULL Multimode OM5 Cabled Module, 1x16 duplex LC Propel module on End A to 1x16f MPO/APC non-pinned Multimode on End B, 16 fiber LSZH Trunk, Method B Enhanced |  | Propel | PPL | Fiber cabled module
PPLU3VRLCRZL |  | Variant of PROPEL-CABLED-MODULES | Propel ULL Multimode OM5 Cabled Module, 6x16 duplex LC Propel module on End A to 1x16f MPO/APC pinned Multimode on End B, 96 fiber B2ca Trunk, Method B Enhanced |  | Propel | PPL | Fiber cabled module
PPLUGV8LCQXM |  | Variant of PROPEL-CABLED-MODULES | Propel ULL Multimode OM5 Cabled Module, 18x8 duplex LC Propel module on End A to 1x8f MPO/UPC pinned on End B, 144 fiber Plenum Trunk, Method B Enhanced |  | Propel | PPL | Fiber cabled module
PPLAJXRLCRZH |  | Variant of PROPEL-CABLED-MODULES | Propel ULL Multimode OM4 Cabled Module, 3x16 duplex LC Propel module on End A to 1x16f MPO/APC pinned Multimode on End B, 48 fiber LSZH Trunk, Method A |  | Propel | PPL | Fiber cabled module
PPLAGGRSNRPN |  | Variant of PROPEL-CABLED-MODULES | Propel ULL Singlemode Cabled Module, 12x16 duplex SN Propel module on End A to 12x16 on End B, 192 fiber Plenum Trunk, Method A |  | Propel | PPL | Fiber cabled module
PPLAJGDLCMXG |  | Variant of PROPEL-CABLED-MODULES | Propel ULL Singlemode Cabled Module, 3x12 duplex LC Propel module on End A to 1x12f MPO/UPC pinned on End B, 36 fiber LSZH Trunk, Method A |  | Propel | PPL | Fiber cabled module
PPLUGXDLCUCN |  | Variant of PROPEL-CABLED-MODULES | Propel ULL Multimode OM4 Cabled Module, 16x12 duplex LC Propel module on End A to Stub on End B, 192 fiber Plenum Trunk, Method B Enhanced |  | Propel | PPL | Fiber cabled module
PPLUQVDLCLCD |  | Variant of PROPEL-CABLED-MODULES | Propel ULL Multimode OM5 Cabled Module, 1x12 duplex LC Propel module on End A to 1x12 on End B, 12 fiber Plenum Patchcord, Method B Enhanced |  | Propel | PPL | Fiber cabled module
PPLAGGRSNRPQ |  | Variant of PROPEL-CABLED-MODULES | Propel ULL Singlemode Cabled Module, 8x16 duplex SN Propel module on End A to 8x16 on End B, 128 fiber Plenum Trunk, Method A |  | Propel | PPL | Fiber cabled module
PPLUGG8LCQXK |  | Variant of PROPEL-CABLED-MODULES | Propel ULL Singlemode Cabled Module, 9x8 duplex LC Propel module on End A to 1x8f MPO/UPC pinned on End B, 72 fiber Plenum Trunk, Method B Enhanced |  | Propel | PPL | Fiber cabled module
760253069 | MFPS-IHD-P-SJEC-144 | Variant of MFPS-PANELS | MFPS Fiber Optic panel, 3RU, 48 fibers/RU, splice/patch, ANT/front patch cords orientation to the right, 144 LSH/APC, Grade B | CommScope® |  | MFPS | Fiber patch/splice panel
760251770 | MFPS-JHD-P-SJEC-096 | Variant of MFPS-PANELS | MFPS Fiber Optic panel, 2RU, 48 fibers/RU, splice/patch, ANT/front patch cords orientation to the right, 96 LSH/APC, grade B | CommScope® |  | MFPS | Fiber patch/splice panel
760253202 | MFPS-JHD-P-SKS3-096 | Variant of MFPS-PANELS | MFPS Fiber Optic panel, 2RU, 48 fibers/RU, splice/patch, SMOUV/front patch cords orientation to the left, 96 SC/APC 9°, grade C | CommScope® |  | MFPS | Fiber patch/splice panel
760253068 | MFPS-KHD-P-SJEC-048 | Variant of MFPS-PANELS | MFPS Fiber Optic panel, 1RU, 48 fibers/RU, splice/patch, ANT/front patch cords orientation to the right, 48 LSH/APC, grade B | CommScope® |  | MFPS | Fiber patch/splice panel
760252785 | MFPS-IED-P-PML2-216 | Variant of MFPS-PANELS | MFPS Fiber Optic panel, 3RU, 72 fibers/RU, patch/patch, front patch cords orientation to the left, 216 LC/APC | CommScope® |  | MFPS | Fiber patch panel
760237310 | MFPS-IED-P-PNL5(OM4)-216 | Variant of MFPS-PANELS | MFPS Fiber Optic panel, 3RU, 72 fibers/RU, patch/patch, front patch cords orientation to the right, 216 LC/UPC OM4 | CommScope® |  | MFPS | Fiber patch panel
760235016 | MFPS-IHD-P-SIL5(OM4)-144 | Variant of MFPS-PANELS | MFPS Fiber Optic panel, 3RU, 48 fibers/RU, splice/patch, SMOUV/front patch cords orientation to the right, 144 LC/UPC OM4 | CommScope® |  | MFPS | Fiber patch/splice panel
760235017 | MFPS-IHD-P-SIS5(OM4)-144 | Variant of MFPS-PANELS | MFPS Fiber Optic panel, 3RU, 48 fibers/RU, splice/patch, SMOUV/front patch cords orientation to the right, 144 SC/UPC OM4 | CommScope® |  | MFPS | Fiber patch/splice panel
760253904 | MFPS-JHD-P-CRLG-096-30-OK | Variant of MFPS-PANELS | MFPS Fiber Optic panel, 2RU, 96 fibers/RU, pre-cabled I/O LSZH, 30m, front patch cords orientation to the left, 96 LC/APC, grade B | CommScope® |  | MFPS | Fiber patch panel ¦ with indoor/outdoor cable
760235015 | MFPS-JHD-P-SIS5(OM4)-096 | Variant of MFPS-PANELS | MFPS Fiber Optic panel, 2RU, 48 fibers/RU, splice/patch, SMOUV/front patch cords orientation to the right, 96 SC/UPC OM4 | CommScope® |  | MFPS | Fiber patch/splice panel
760253076 | MFPS-JHD-P-SKEC-096 | Variant of MFPS-PANELS | MFPS Fiber Optic panel, 2RU, 48 fibers/RU, splice/patch, SMOUV/front patch cords orientation to the left, 96 LSH/APC, grade B | CommScope® |  | MFPS | Fiber patch/splice panel
760253144 | MFPS-KED-P-SIL5(OM4)-072 | Variant of MFPS-PANELS | MFPS Fiber Optic panel, 1RU, 72 fibers/RU, splice/patch, SMOUV/front patch cords orientation to the right, 72 LC/UPC, OM4 | CommScope® |  | MFPS | Fiber patch/splice panel
760235018 | MFPS-KHD-P-SIL5(OM4)-048 | Variant of MFPS-PANELS | MFPS Fiber Optic panel, 1RU, 48 fibers/RU, splice/patch, SMOUV/front patch cords orientation to the right, 48 LC/UPC, OM4 | CommScope® |  | MFPS | Fiber patch/splice panel
760239388 | MFPS-KHD-P-SILG-006 | Variant of MFPS-PANELS | MFPS Fiber Optic panel, 1RU, 48 fibers/RU, splice/patch, SMOUV/front patch cords orientation to the right, 6 LC/APC, grade B | CommScope® |  | MFPS | Fiber patch/splice panel
760251621 | MFPS-KHD-P-SISF-048 | Variant of MFPS-PANELS | MFPS Fiber Optic panel, 1RU, 48 fibers/RU, splice/patch, SMOUV/front patch cords orientation to the right, 48 SC/UPC, grade B | CommScope® |  | MFPS | Fiber patch/splice panel
760253075 | MFPS-KHD-P-SKEC-048 | Variant of MFPS-PANELS | MFPS Fiber Optic panel, 1RU, 48 fibers/RU, splice/patch, SMOUV/front patch cords orientation to the left, 48 LSH/APC, grade B | CommScope® |  | MFPS | Fiber patch/splice panel
760251113 | MFPS-KHD-P-SKL5(OM4)-024 | Variant of MFPS-PANELS | MFPS Fiber Optic panel, 1RU, 48 fibers/RU, splice/patch, SMOUV/front patch cords orientation to the left, 24 LC/UPC, OM4 | CommScope® |  | MFPS | Fiber patch/splice panel
760251140 | MFPS-KHD-P-SKL5(OM4)-048 | Variant of MFPS-PANELS | MFPS Fiber Optic panel, 1RU, 48 fibers/RU, splice/patch, SMOUV/front patch cords orientation to the left, 48 LC/UPC, OM4 | CommScope® |  | MFPS | Fiber patch/splice panel
760253145 | MFPS-KXD-P-SIL5(OM4)-096 | Variant of MFPS-PANELS | MFPS Fiber Optic panel, 1RU, 96 fibers/RU, splice/patch, SMOUV/front patch cords orientation to the right, 96 LC/UPC, OM4 | CommScope® |  | MFPS | Fiber patch/splice panel
760235170 | MFPS-KXD-P-SKL5(OM4)-096 | Variant of MFPS-PANELS | MFPS Fiber Optic panel, 1RU, 96 fibers/RU, splice/patch, SMOUV/front patch cords orientation to the left, 96 LC/UPC, OM4 | CommScope® |  | MFPS | Fiber patch/splice panel
760255803 | MFPS-JHD-P-CQS2-096-30-OK | Variant of MFPS-PANELS | MFPS Fiber Optic panel, 2RU, 96 fibers/RU, pre-cabled I/O LSZH, 30m, front patch cords orientation to the right, 96 SC/APC, grade C | CommScope® |  | MFPS | Fiber patch panel ¦ with indoor/outdoor cable
FGS-HCTS-A/B |  | Variant | FiberGuide® Adjustable Top of Cabinet Bracket Kit, 4x4, 2x6, 4x6in, Black |  | FiberGuide® |  | Fiber raceway support mounting kit
760255053 | PPL-SP-24LC-SM-PT-BEU | Variant of PROPEL-SPLICE-CASSETTES | Propel Splice Cassette, 24LC/UPC with internal shutters, OS2 with 250 µm single fiber pigtails, Method B Enhanced ULL | CommScope® | Propel | PPL | Fiber cassette with pigtails
PPLU3XDLCLCD |  | Variant of PROPEL-CABLED-MODULES | Propel ULL Multimode OM4 Cabled Module, 1x12 duplex LC Propel module on End A to 1x12 on End B, 12 fiber B2ca Trunk, Method B Enhanced |  | Propel | PPL | Fiber cabled module
PPLUJG8LCLCF |  | Variant of PROPEL-CABLED-MODULES | Propel ULL Singlemode Cabled Module, 3x8 duplex LC Propel module on End A to 3x8 on End B, 24 fiber LSZH Trunk, Method B Enhanced |  | Propel | PPL | Fiber cabled module
PPLAGVFLC2PM |  | Variant of PROPEL-CABLED-MODULES | Propel ULL Multimode OM5 Cabled Module, 6x2f duplex LC Propel module on End A to 1x24f MPO/UPC non-pinned on End B, 144 fiber Plenum Trunk, Method A |  | Propel | PPL | Fiber cabled module
PPLUGGFLCLCK |  | Variant of PROPEL-CABLED-MODULES | Propel ULL Singlemode Cabled Module, 3x2f duplex LC Propel module on End A to 3x24 on End B, 72 fiber Plenum Trunk, Method B Enhanced |  | Propel | PPL | Fiber cabled module
PPLA3G8LCQPF |  | Variant of PROPEL-CABLED-MODULES | Propel ULL Singlemode Cabled Module, 3x8 duplex LC Propel module on End A to 1x8f MPO/UPC non-pinned on End B, 24 fiber B2ca Trunk, Method A |  | Propel | PPL | Fiber cabled module
PPLU3GRSNUCM |  | Variant of PROPEL-CABLED-MODULES | Propel ULL Singlemode Cabled Module, 9x16 duplex SN Propel module on End A to 9x16 on End B, 144 fiber B2ca Trunk, Method B Enhanced |  | Propel | PPL | Fiber cabled module
PPLUJG8LCLCH |  | Variant of PROPEL-CABLED-MODULES | Propel ULL Singlemode Cabled Module, 6x8 duplex LC Propel module on End A to 6x8 on End B, 48 fiber LSZH Trunk, Method B Enhanced |  | Propel | PPL | Fiber cabled module
PPLARXRLCRZR |  | Variant of PROPEL-CABLED-MODULES | Propel ULL Multimode OM4 Cabled Module, 1x16 duplex LC Propel module on End A to 1x16f MPO/APC pinned Multimode on End B, 16 fiber LSZH Patchcord, Method A |  | Propel | PPL | Fiber cabled module
PPLUJGRSNUCR |  | Variant of PROPEL-CABLED-MODULES | Propel ULL Singlemode Cabled Module, 1x16 duplex SN Propel module on End A to 1x16 on End B, 16 fiber LSZH Trunk, Method B Enhanced |  | Propel | PPL | Fiber cabled module
PPLA3G8LCQPH |  | Variant of PROPEL-CABLED-MODULES | Propel ULL Singlemode Cabled Module, 6x8 duplex LC Propel module on End A to 1x8f MPO/UPC non-pinned on End B, 48 fiber B2ca Trunk, Method A |  | Propel | PPL | Fiber cabled module
PPLU3GRSNUCN |  | Variant of PROPEL-CABLED-MODULES | Propel ULL Singlemode Cabled Module, 12x16 duplex SN Propel module on End A to 12x16 on End B, 192 fiber B2ca Trunk, Method B Enhanced |  | Propel | PPL | Fiber cabled module
PPLA3XDLCMPH |  | Variant of PROPEL-CABLED-MODULES | Propel ULL Multimode OM4 Cabled Module, 4x12 duplex LC Propel module on End A to 1x12f MPO/UPC non-pinned on End B, 48 fiber B2ca Trunk, Method A |  | Propel | PPL | Fiber cabled module
PPLUGGFLCLCL |  | Variant of PROPEL-CABLED-MODULES | Propel ULL Singlemode Cabled Module, 4x2f duplex LC Propel module on End A to 4x24 on End B, 96 fiber Plenum Trunk, Method B Enhanced |  | Propel | PPL | Fiber cabled module
PPLAJV8LCQPF |  | Variant of PROPEL-CABLED-MODULES | Propel ULL Multimode OM5 Cabled Module, 3x8 duplex LC Propel module on End A to 1x8f MPO/UPC non-pinned on End B, 24 fiber LSZH Trunk, Method A |  | Propel | PPL | Fiber cabled module
PPLA3G8LCQPK |  | Variant of PROPEL-CABLED-MODULES | Propel ULL Singlemode Cabled Module, 9x8 duplex LC Propel module on End A to 1x8f MPO/UPC non-pinned on End B, 72 fiber B2ca Trunk, Method A |  | Propel | PPL | Fiber cabled module
PPLUJGRSNUCS |  | Variant of PROPEL-CABLED-MODULES | Propel ULL Singlemode Cabled Module, 2x16 duplex SN Propel module on End A to 2x16 on End B, 32 fiber LSZH Trunk, Method B Enhanced |  | Propel | PPL | Fiber cabled module
PPLU3GRSNUCQ |  | Variant of PROPEL-CABLED-MODULES | Propel ULL Singlemode Cabled Module, 8x16 duplex SN Propel module on End A to 8x16 on End B, 128 fiber B2ca Trunk, Method B Enhanced |  | Propel | PPL | Fiber cabled module
PPLAGVFLC2XK |  | Variant of PROPEL-CABLED-MODULES | Propel ULL Multimode OM5 Cabled Module, 3x2f duplex LC Propel module on End A to 1x24f MPO/UPC pinned on End B, 72 fiber Plenum Trunk, Method A |  | Propel | PPL | Fiber cabled module
PPLA3XDLCMPK |  | Variant of PROPEL-CABLED-MODULES | Propel ULL Multimode OM4 Cabled Module, 6x12 duplex LC Propel module on End A to 1x12f MPO/UPC non-pinned on End B, 72 fiber B2ca Trunk, Method A |  | Propel | PPL | Fiber cabled module
PPLUGGFLCLCM |  | Variant of PROPEL-CABLED-MODULES | Propel ULL Singlemode Cabled Module, 6x2f duplex LC Propel module on End A to 6x24 on End B, 144 fiber Plenum Trunk, Method B Enhanced |  | Propel | PPL | Fiber cabled module
PPLAJV8LCQPH |  | Variant of PROPEL-CABLED-MODULES | Propel ULL Multimode OM5 Cabled Module, 6x8 duplex LC Propel module on End A to 1x8f MPO/UPC non-pinned on End B, 48 fiber LSZH Trunk, Method A |  | Propel | PPL | Fiber cabled module
PPLUJXDLCLCM |  | Variant of PROPEL-CABLED-MODULES | Propel ULL Multimode OM4 Cabled Module, 12x12 duplex LC Propel module on End A to 12x12 on End B, 144 fiber LSZH Trunk, Method B Enhanced |  | Propel | PPL | Fiber cabled module
PPLUJG8LCLCL |  | Variant of PROPEL-CABLED-MODULES | Propel ULL Singlemode Cabled Module, 12x8 duplex LC Propel module on End A to 12x8 on End B, 96 fiber LSZH Trunk, Method B Enhanced |  | Propel | PPL | Fiber cabled module
PPLUGVFLC2XM |  | Variant of PROPEL-CABLED-MODULES | Propel ULL Multimode OM5 Cabled Module, 6x2f duplex LC Propel module on End A to 1x24f MPO/UPC pinned on End B, 144 fiber Plenum Trunk, Method B Enhanced |  | Propel | PPL | Fiber cabled module
PPLA3G8LCQPL |  | Variant of PROPEL-CABLED-MODULES | Propel ULL Singlemode Cabled Module, 12x8 duplex LC Propel module on End A to 1x8f MPO/UPC non-pinned on End B, 96 fiber B2ca Trunk, Method A |  | Propel | PPL | Fiber cabled module
PPLA3XDLCMPL |  | Variant of PROPEL-CABLED-MODULES | Propel ULL Multimode OM4 Cabled Module, 8x12 duplex LC Propel module on End A to 1x12f MPO/UPC non-pinned on End B, 96 fiber B2ca Trunk, Method A |  | Propel | PPL | Fiber cabled module
PPLUJXDLCLCN |  | Variant of PROPEL-CABLED-MODULES | Propel ULL Multimode OM4 Cabled Module, 16x12 duplex LC Propel module on End A to 16x12 on End B, 192 fiber LSZH Trunk, Method B Enhanced |  | Propel | PPL | Fiber cabled module
PPLUJG8LCLCM |  | Variant of PROPEL-CABLED-MODULES | Propel ULL Singlemode Cabled Module, 18x8 duplex LC Propel module on End A to 18x8 on End B, 144 fiber LSZH Trunk, Method B Enhanced |  | Propel | PPL | Fiber cabled module
PPLU3G8LCLCH |  | Variant of PROPEL-CABLED-MODULES | Propel ULL Singlemode Cabled Module, 6x8 duplex LC Propel module on End A to 6x8 on End B, 48 fiber B2ca Trunk, Method B Enhanced |  | Propel | PPL | Fiber cabled module
PPLAGVFLC2XM |  | Variant of PROPEL-CABLED-MODULES | Propel ULL Multimode OM5 Cabled Module, 6x2f duplex LC Propel module on End A to 1x24f MPO/UPC pinned on End B, 144 fiber Plenum Trunk, Method A |  | Propel | PPL | Fiber cabled module
PPLU3GRSNUCS |  | Variant of PROPEL-CABLED-MODULES | Propel ULL Singlemode Cabled Module, 2x16 duplex SN Propel module on End A to 2x16 on End B, 32 fiber B2ca Trunk, Method B Enhanced |  | Propel | PPL | Fiber cabled module
PPLUJXDLCLCP |  | Variant of PROPEL-CABLED-MODULES | Propel ULL Multimode OM4 Cabled Module, 24x12 duplex LC Propel module on End A to 24x12 on End B, 288 fiber LSZH Trunk, Method B Enhanced |  | Propel | PPL | Fiber cabled module
PPLU3G8LCLCK |  | Variant of PROPEL-CABLED-MODULES | Propel ULL Singlemode Cabled Module, 9x8 duplex LC Propel module on End A to 9x8 on End B, 72 fiber B2ca Trunk, Method B Enhanced |  | Propel | PPL | Fiber cabled module
PPLA3G8LCQPN |  | Variant of PROPEL-CABLED-MODULES | Propel ULL Singlemode Cabled Module, 24x8 duplex LC Propel module on End A to 1x8f MPO/UPC non-pinned on End B, 192 fiber B2ca Trunk, Method A |  | Propel | PPL | Fiber cabled module
PPLU3XDLCLCG |  | Variant of PROPEL-CABLED-MODULES | Propel ULL Multimode OM4 Cabled Module, 3x12 duplex LC Propel module on End A to 3x12 on End B, 36 fiber B2ca Trunk, Method B Enhanced |  | Propel | PPL | Fiber cabled module
PPLU3GRSNUCU |  | Variant of PROPEL-CABLED-MODULES | Propel ULL Singlemode Cabled Module, 4x16 duplex SN Propel module on End A to 4x16 on End B, 64 fiber B2ca Trunk, Method B Enhanced |  | Propel | PPL | Fiber cabled module
PPLAJV8LCQPM |  | Variant of PROPEL-CABLED-MODULES | Propel ULL Multimode OM5 Cabled Module, 18x8 duplex LC Propel module on End A to 1x8f MPO/UPC non-pinned on End B, 144 fiber LSZH Trunk, Method A |  | Propel | PPL | Fiber cabled module
PPLUJG8LCLCR |  | Variant of PROPEL-CABLED-MODULES | Propel ULL Singlemode Cabled Module, 2x8 duplex LC Propel module on End A to 2x8 on End B, 16 fiber LSZH Trunk, Method B Enhanced |  | Propel | PPL | Fiber cabled module
PPLA3G8LCQPR |  | Variant of PROPEL-CABLED-MODULES | Propel ULL Singlemode Cabled Module, 2x8 duplex LC Propel module on End A to 1x8f MPO/UPC non-pinned on End B, 16 fiber B2ca Trunk, Method A |  | Propel | PPL | Fiber cabled module
PPLA3XDLCMPP |  | Variant of PROPEL-CABLED-MODULES | Propel ULL Multimode OM4 Cabled Module, 24x12 duplex LC Propel module on End A to 1x12f MPO/UPC non-pinned on End B, 288 fiber B2ca Trunk, Method A |  | Propel | PPL | Fiber cabled module
PPLAJV8LCQPN |  | Variant of PROPEL-CABLED-MODULES | Propel ULL Multimode OM5 Cabled Module, 24x8 duplex LC Propel module on End A to 1x8f MPO/UPC non-pinned on End B, 192 fiber LSZH Trunk, Method A |  | Propel | PPL | Fiber cabled module
PPLUJV8LCLCK |  | Variant of PROPEL-CABLED-MODULES | Propel ULL Multimode OM5 Cabled Module, 9x8 duplex LC Propel module on End A to 9x8 on End B, 72 fiber LSZH Trunk, Method B Enhanced |  | Propel | PPL | Fiber cabled module
PPLAGVRLCRVL |  | Variant of PROPEL-CABLED-MODULES | Propel ULL Multimode OM5 Cabled Module, 6x16 duplex LC Propel module on End A to 1x16f MPO/APC non-pinned Multimode on End B, 96 fiber Plenum Trunk, Method A |  | Propel | PPL | Fiber cabled module
PPLU3XDLCLCK |  | Variant of PROPEL-CABLED-MODULES | Propel ULL Multimode OM4 Cabled Module, 6x12 duplex LC Propel module on End A to 6x12 on End B, 72 fiber B2ca Trunk, Method B Enhanced |  | Propel | PPL | Fiber cabled module
PPLUGVFLCLCL |  | Variant of PROPEL-CABLED-MODULES | Propel ULL Multimode OM5 Cabled Module, 4x2f duplex LC Propel module on End A to 4x24 on End B, 96 fiber Plenum Trunk, Method B Enhanced |  | Propel | PPL | Fiber cabled module
PPLUJXDLCMPG |  | Variant of PROPEL-CABLED-MODULES | Propel ULL Multimode OM4 Cabled Module, 3x12 duplex LC Propel module on End A to 1x12f MPO/UPC non-pinned on End B, 36 fiber LSZH Trunk, Method B Enhanced |  | Propel | PPL | Fiber cabled module
PPLAJV8LCQPR |  | Variant of PROPEL-CABLED-MODULES | Propel ULL Multimode OM5 Cabled Module, 2x8 duplex LC Propel module on End A to 1x8f MPO/UPC non-pinned on End B, 16 fiber LSZH Trunk, Method A |  | Propel | PPL | Fiber cabled module
PPLUGGFLCUCM |  | Variant of PROPEL-CABLED-MODULES | Propel ULL Singlemode Cabled Module, 6x2f duplex LC Propel module on End A to Stub on End B, 144 fiber Plenum Trunk, Method B Enhanced |  | Propel | PPL | Fiber cabled module
PPLAGVRLCRVM |  | Variant of PROPEL-CABLED-MODULES | Propel ULL Multimode OM5 Cabled Module, 9x16 duplex LC Propel module on End A to 1x16f MPO/APC non-pinned Multimode on End B, 144 fiber Plenum Trunk, Method A |  | Propel | PPL | Fiber cabled module
PPLUJV8LCLCL |  | Variant of PROPEL-CABLED-MODULES | Propel ULL Multimode OM5 Cabled Module, 12x8 duplex LC Propel module on End A to 12x8 on End B, 96 fiber LSZH Trunk, Method B Enhanced |  | Propel | PPL | Fiber cabled module
PPLU3XDLCLCL |  | Variant of PROPEL-CABLED-MODULES | Propel ULL Multimode OM4 Cabled Module, 8x12 duplex LC Propel module on End A to 8x12 on End B, 96 fiber B2ca Trunk, Method B Enhanced |  | Propel | PPL | Fiber cabled module
PPLU3V8LCLCH |  | Variant of PROPEL-CABLED-MODULES | Propel ULL Multimode OM5 Cabled Module, 6x8 duplex LC Propel module on End A to 6x8 on End B, 48 fiber B2ca Trunk, Method B Enhanced |  | Propel | PPL | Fiber cabled module
PPLUGGFSN2PF |  | Variant of PROPEL-CABLED-MODULES | Propel ULL Singlemode Cabled Module, 1x2f duplex SN Propel module on End A to 1x24 on End B, 24 fiber Plenum Trunk, Method B Enhanced |  | Propel | PPL | Fiber cabled module
PPLUJXDLCMPH |  | Variant of PROPEL-CABLED-MODULES | Propel ULL Multimode OM4 Cabled Module, 4x12 duplex LC Propel module on End A to 1x12f MPO/UPC non-pinned on End B, 48 fiber LSZH Trunk, Method B Enhanced |  | Propel | PPL | Fiber cabled module
PPLUGVFLCLCM |  | Variant of PROPEL-CABLED-MODULES | Propel ULL Multimode OM5 Cabled Module, 6x2f duplex LC Propel module on End A to 6x24 on End B, 144 fiber Plenum Trunk, Method B Enhanced |  | Propel | PPL | Fiber cabled module
PPLAGVRLCRVN |  | Variant of PROPEL-CABLED-MODULES | Propel ULL Multimode OM5 Cabled Module, 12x16 duplex LC Propel module on End A to 1x16f MPO/APC non-pinned Multimode on End B, 192 fiber Plenum Trunk, Method A |  | Propel | PPL | Fiber cabled module
PPLUJV8LCLCM |  | Variant of PROPEL-CABLED-MODULES | Propel ULL Multimode OM5 Cabled Module, 18x8 duplex LC Propel module on End A to 18x8 on End B, 144 fiber LSZH Trunk, Method B Enhanced |  | Propel | PPL | Fiber cabled module
PPLUJG8LCQP8 |  | Variant of PROPEL-CABLED-MODULES | Propel ULL Singlemode Cabled Module, 1x8 duplex LC Propel module on End A to 1x8f MPO/UPC non-pinned on End B, 8 fiber LSZH Trunk, Method B Enhanced |  | Propel | PPL | Fiber cabled module
PPLU3XDLCLCM |  | Variant of PROPEL-CABLED-MODULES | Propel ULL Multimode OM4 Cabled Module, 12x12 duplex LC Propel module on End A to 12x12 on End B, 144 fiber B2ca Trunk, Method B Enhanced |  | Propel | PPL | Fiber cabled module
PPLA3XDLCMXG |  | Variant of PROPEL-CABLED-MODULES | Propel ULL Multimode OM4 Cabled Module, 3x12 duplex LC Propel module on End A to 1x12f MPO/UPC pinned on End B, 36 fiber B2ca Trunk, Method A |  | Propel | PPL | Fiber cabled module
PPLAJV8LCQPU |  | Variant of PROPEL-CABLED-MODULES | Propel ULL Multimode OM5 Cabled Module, 8x8 duplex LC Propel module on End A to 1x8f MPO/UPC non-pinned on End B, 64 fiber LSZH Trunk, Method A |  | Propel | PPL | Fiber cabled module
PPLUGVFLCUCF |  | Variant of PROPEL-CABLED-MODULES | Propel ULL Multimode OM5 Cabled Module, 1x24f duplex LC Propel module on End A to Stub on End B, 24 fiber Plenum Trunk, Method B Enhanced |  | Propel | PPL | Fiber cabled module
PPLAGVRLCRVQ |  | Variant of PROPEL-CABLED-MODULES | Propel ULL Multimode OM5 Cabled Module, 8x16 duplex LC Propel module on End A to 1x16f MPO/APC non-pinned Multimode on End B, 128 fiber Plenum Trunk, Method A |  | Propel | PPL | Fiber cabled module
PPLUJV8LCLCN |  | Variant of PROPEL-CABLED-MODULES | Propel ULL Multimode OM5 Cabled Module, 24x8 duplex LC Propel module on End A to 24x8 on End B, 192 fiber LSZH Trunk, Method B Enhanced |  | Propel | PPL | Fiber cabled module
PPLA3G8LCQXF |  | Variant of PROPEL-CABLED-MODULES | Propel ULL Singlemode Cabled Module, 3x8 duplex LC Propel module on End A to 1x8f MPO/UPC pinned on End B, 24 fiber B2ca Trunk, Method A |  | Propel | PPL | Fiber cabled module
PPLUJG8LCQPF |  | Variant of PROPEL-CABLED-MODULES | Propel ULL Singlemode Cabled Module, 3x8 duplex LC Propel module on End A to 1x8f MPO/UPC non-pinned on End B, 24 fiber LSZH Trunk, Method B Enhanced |  | Propel | PPL | Fiber cabled module
PPLAJV8LCQX8 |  | Variant of PROPEL-CABLED-MODULES | Propel ULL Multimode OM5 Cabled Module, 1x8 duplex LC Propel module on End A to 1x8f MPO/UPC pinned on End B, 8 fiber LSZH Trunk, Method A |  | Propel | PPL | Fiber cabled module
PPLUGGFSN2PK |  | Variant of PROPEL-CABLED-MODULES | Propel ULL Singlemode Cabled Module, 3x2f duplex SN Propel module on End A to 3x24 on End B, 72 fiber Plenum Trunk, Method B Enhanced |  | Propel | PPL | Fiber cabled module
PPLU3G8LCLCU |  | Variant of PROPEL-CABLED-MODULES | Propel ULL Singlemode Cabled Module, 8x8 duplex LC Propel module on End A to 8x8 on End B, 64 fiber B2ca Trunk, Method B Enhanced |  | Propel | PPL | Fiber cabled module
PPLUJV8LCLCR |  | Variant of PROPEL-CABLED-MODULES | Propel ULL Multimode OM5 Cabled Module, 2x8 duplex LC Propel module on End A to 2x8 on End B, 16 fiber LSZH Trunk, Method B Enhanced |  | Propel | PPL | Fiber cabled module
PPLAJV8LCQXF |  | Variant of PROPEL-CABLED-MODULES | Propel ULL Multimode OM5 Cabled Module, 3x8 duplex LC Propel module on End A to 1x8f MPO/UPC pinned on End B, 24 fiber LSZH Trunk, Method A |  | Propel | PPL | Fiber cabled module
PPLA3G8LCQXK |  | Variant of PROPEL-CABLED-MODULES | Propel ULL Singlemode Cabled Module, 9x8 duplex LC Propel module on End A to 1x8f MPO/UPC pinned on End B, 72 fiber B2ca Trunk, Method A |  | Propel | PPL | Fiber cabled module
PPLU3G8LCQP8 |  | Variant of PROPEL-CABLED-MODULES | Propel ULL Singlemode Cabled Module, 1x8 duplex LC Propel module on End A to 1x8f MPO/UPC non-pinned on End B, 8 fiber B2ca Trunk, Method B Enhanced |  | Propel | PPL | Fiber cabled module
PPLUJXDLCMPM |  | Variant of PROPEL-CABLED-MODULES | Propel ULL Multimode OM4 Cabled Module, 12x12 duplex LC Propel module on End A to 1x12f MPO/UPC non-pinned on End B, 144 fiber LSZH Trunk, Method B Enhanced |  | Propel | PPL | Fiber cabled module
PPLUJG8LCQPK |  | Variant of PROPEL-CABLED-MODULES | Propel ULL Singlemode Cabled Module, 9x8 duplex LC Propel module on End A to 1x8f MPO/UPC non-pinned on End B, 72 fiber LSZH Trunk, Method B Enhanced |  | Propel | PPL | Fiber cabled module
PPLUJV8LCLCS |  | Variant of PROPEL-CABLED-MODULES | Propel ULL Multimode OM5 Cabled Module, 4x8 duplex LC Propel module on End A to 4x8 on End B, 32 fiber LSZH Trunk, Method B Enhanced |  | Propel | PPL | Fiber cabled module
PPLAJV8LCQXH |  | Variant of PROPEL-CABLED-MODULES | Propel ULL Multimode OM5 Cabled Module, 6x8 duplex LC Propel module on End A to 1x8f MPO/UPC pinned on End B, 48 fiber LSZH Trunk, Method A |  | Propel | PPL | Fiber cabled module
PPLAGVRLCRVU |  | Variant of PROPEL-CABLED-MODULES | Propel ULL Multimode OM5 Cabled Module, 4x16 duplex LC Propel module on End A to 1x16f MPO/APC non-pinned Multimode on End B, 64 fiber Plenum Trunk, Method A |  | Propel | PPL | Fiber cabled module
PPLA3G8LCQXL |  | Variant of PROPEL-CABLED-MODULES | Propel ULL Singlemode Cabled Module, 12x8 duplex LC Propel module on End A to 1x8f MPO/UPC pinned on End B, 96 fiber B2ca Trunk, Method A |  | Propel | PPL | Fiber cabled module
PPLUJXDLCMPN |  | Variant of PROPEL-CABLED-MODULES | Propel ULL Multimode OM4 Cabled Module, 16x12 duplex LC Propel module on End A to 1x12f MPO/UPC non-pinned on End B, 192 fiber LSZH Trunk, Method B Enhanced |  | Propel | PPL | Fiber cabled module
PPLUJG8LCQPL |  | Variant of PROPEL-CABLED-MODULES | Propel ULL Singlemode Cabled Module, 12x8 duplex LC Propel module on End A to 1x8f MPO/UPC non-pinned on End B, 96 fiber LSZH Trunk, Method B Enhanced |  | Propel | PPL | Fiber cabled module
PPLUGGFSN2XF |  | Variant of PROPEL-CABLED-MODULES | Propel ULL Singlemode Cabled Module, 1x2f duplex SN Propel module on End A to 1x24 on End B, 24 fiber Plenum Trunk, Method B Enhanced |  | Propel | PPL | Fiber cabled module
PPLUJV8LCQP8 |  | Variant of PROPEL-CABLED-MODULES | Propel ULL Multimode OM5 Cabled Module, 1x8 duplex LC Propel module on End A to 1x8f MPO/UPC non-pinned on End B, 8 fiber LSZH Trunk, Method B Enhanced |  | Propel | PPL | Fiber cabled module
PPLUJXDLCMPP |  | Variant of PROPEL-CABLED-MODULES | Propel ULL Multimode OM4 Cabled Module, 24x12 duplex LC Propel module on End A to 1x12f MPO/UPC non-pinned on End B, 288 fiber LSZH Trunk, Method B Enhanced |  | Propel | PPL | Fiber cabled module
PPLUJG8LCQPM |  | Variant of PROPEL-CABLED-MODULES | Propel ULL Singlemode Cabled Module, 18x8 duplex LC Propel module on End A to 1x8f MPO/UPC non-pinned on End B, 144 fiber LSZH Trunk, Method B Enhanced |  | Propel | PPL | Fiber cabled module
PPLU3V8LCLCS |  | Variant of PROPEL-CABLED-MODULES | Propel ULL Multimode OM5 Cabled Module, 4x8 duplex LC Propel module on End A to 4x8 on End B, 32 fiber B2ca Trunk, Method B Enhanced |  | Propel | PPL | Fiber cabled module
PPLAJV8LCQXL |  | Variant of PROPEL-CABLED-MODULES | Propel ULL Multimode OM5 Cabled Module, 12x8 duplex LC Propel module on End A to 1x8f MPO/UPC pinned on End B, 96 fiber LSZH Trunk, Method A |  | Propel | PPL | Fiber cabled module
PPLU3XDLCMPH |  | Variant of PROPEL-CABLED-MODULES | Propel ULL Multimode OM4 Cabled Module, 4x12 duplex LC Propel module on End A to 1x12f MPO/UPC non-pinned on End B, 48 fiber B2ca Trunk, Method B Enhanced |  | Propel | PPL | Fiber cabled module
PPLUJV8LCQPF |  | Variant of PROPEL-CABLED-MODULES | Propel ULL Multimode OM5 Cabled Module, 3x8 duplex LC Propel module on End A to 1x8f MPO/UPC non-pinned on End B, 24 fiber LSZH Trunk, Method B Enhanced |  | Propel | PPL | Fiber cabled module
PPLU3V8LCLCU |  | Variant of PROPEL-CABLED-MODULES | Propel ULL Multimode OM5 Cabled Module, 8x8 duplex LC Propel module on End A to 8x8 on End B, 64 fiber B2ca Trunk, Method B Enhanced |  | Propel | PPL | Fiber cabled module
PPLAJV8LCQXM |  | Variant of PROPEL-CABLED-MODULES | Propel ULL Multimode OM5 Cabled Module, 18x8 duplex LC Propel module on End A to 1x8f MPO/UPC pinned on End B, 144 fiber LSZH Trunk, Method A |  | Propel | PPL | Fiber cabled module
PPLUJXDLCMXF |  | Variant of PROPEL-CABLED-MODULES | Propel ULL Multimode OM4 Cabled Module, 2x12 duplex LC Propel module on End A to 1x12f MPO/UPC pinned on End B, 24 fiber LSZH Trunk, Method B Enhanced |  | Propel | PPL | Fiber cabled module
PPLA3G8LCQXR |  | Variant of PROPEL-CABLED-MODULES | Propel ULL Singlemode Cabled Module, 2x8 duplex LC Propel module on End A to 1x8f MPO/UPC pinned on End B, 16 fiber B2ca Trunk, Method A |  | Propel | PPL | Fiber cabled module
PPLU3XDLCMPK |  | Variant of PROPEL-CABLED-MODULES | Propel ULL Multimode OM4 Cabled Module, 6x12 duplex LC Propel module on End A to 1x12f MPO/UPC non-pinned on End B, 72 fiber B2ca Trunk, Method B Enhanced |  | Propel | PPL | Fiber cabled module
PPLUJG8LCQPR |  | Variant of PROPEL-CABLED-MODULES | Propel ULL Singlemode Cabled Module, 2x8 duplex LC Propel module on End A to 1x8f MPO/UPC non-pinned on End B, 16 fiber LSZH Trunk, Method B Enhanced |  | Propel | PPL | Fiber cabled module
PPLUGGFSN2XL |  | Variant of PROPEL-CABLED-MODULES | Propel ULL Singlemode Cabled Module, 4x2f duplex SN Propel module on End A to 4x24 on End B, 96 fiber Plenum Trunk, Method B Enhanced |  | Propel | PPL | Fiber cabled module
PPLA3XFLC2PF |  | Variant of PROPEL-CABLED-MODULES | Propel ULL Multimode OM4 Cabled Module, 1x24f duplex LC Propel module on End A to 1x24f MPO/UPC non-pinned on End B, 24 fiber B2ca Trunk, Method A |  | Propel | PPL | Fiber cabled module
PPLU3XDLCMPL |  | Variant of PROPEL-CABLED-MODULES | Propel ULL Multimode OM4 Cabled Module, 8x12 duplex LC Propel module on End A to 1x12f MPO/UPC non-pinned on End B, 96 fiber B2ca Trunk, Method B Enhanced |  | Propel | PPL | Fiber cabled module
PPLUGVRLCLCM |  | Variant of PROPEL-CABLED-MODULES | Propel ULL Multimode OM5 Cabled Module, 9x16 duplex LC Propel module on End A to 9x16 on End B, 144 fiber Plenum Trunk, Method B Enhanced |  | Propel | PPL | Fiber cabled module
PPLUJXDLCMXG |  | Variant of PROPEL-CABLED-MODULES | Propel ULL Multimode OM4 Cabled Module, 3x12 duplex LC Propel module on End A to 1x12f MPO/UPC pinned on End B, 36 fiber LSZH Trunk, Method B Enhanced |  | Propel | PPL | Fiber cabled module
PPLU3G8LCQPM |  | Variant of PROPEL-CABLED-MODULES | Propel ULL Singlemode Cabled Module, 18x8 duplex LC Propel module on End A to 1x8f MPO/UPC non-pinned on End B, 144 fiber B2ca Trunk, Method B Enhanced |  | Propel | PPL | Fiber cabled module
PPLUJV8LCQPK |  | Variant of PROPEL-CABLED-MODULES | Propel ULL Multimode OM5 Cabled Module, 9x8 duplex LC Propel module on End A to 1x8f MPO/UPC non-pinned on End B, 72 fiber LSZH Trunk, Method B Enhanced |  | Propel | PPL | Fiber cabled module
PPLUGGFSN2XM |  | Variant of PROPEL-CABLED-MODULES | Propel ULL Singlemode Cabled Module, 6x2f duplex SN Propel module on End A to 6x24 on End B, 144 fiber Plenum Trunk, Method B Enhanced |  | Propel | PPL | Fiber cabled module
PPLAJV8LCQXR |  | Variant of PROPEL-CABLED-MODULES | Propel ULL Multimode OM5 Cabled Module, 2x8 duplex LC Propel module on End A to 1x8f MPO/UPC pinned on End B, 16 fiber LSZH Trunk, Method A |  | Propel | PPL | Fiber cabled module
PPLUGVRLCLCN |  | Variant of PROPEL-CABLED-MODULES | Propel ULL Multimode OM5 Cabled Module, 12x16 duplex LC Propel module on End A to 12x16 on End B, 192 fiber Plenum Trunk, Method B Enhanced |  | Propel | PPL | Fiber cabled module
PPLUJV8LCQPL |  | Variant of PROPEL-CABLED-MODULES | Propel ULL Multimode OM5 Cabled Module, 12x8 duplex LC Propel module on End A to 1x8f MPO/UPC non-pinned on End B, 96 fiber LSZH Trunk, Method B Enhanced |  | Propel | PPL | Fiber cabled module
PPLA3XFLC2PK |  | Variant of PROPEL-CABLED-MODULES | Propel ULL Multimode OM4 Cabled Module, 3x2f duplex LC Propel module on End A to 1x24f MPO/UPC non-pinned on End B, 72 fiber B2ca Trunk, Method A |  | Propel | PPL | Fiber cabled module
PPLA3GDLCMPD |  | Variant of PROPEL-CABLED-MODULES | Propel ULL Singlemode Cabled Module, 1x12 duplex LC Propel module on End A to 1x12f MPO/UPC non-pinned on End B, 12 fiber B2ca Trunk, Method A |  | Propel | PPL | Fiber cabled module
PPLAJV8LCQXS |  | Variant of PROPEL-CABLED-MODULES | Propel ULL Multimode OM5 Cabled Module, 4x8 duplex LC Propel module on End A to 1x8f MPO/UPC pinned on End B, 32 fiber LSZH Trunk, Method A |  | Propel | PPL | Fiber cabled module
FGS-ACC001 |  | Variant | FiberGuide® Express Exit Removable Blank Insert, Kit of 10, Yellow |  | FiberGuide® |  | Accessory
FGSB-ACC001 |  | Variant | FiberGuide® Express Exit Removable Blank Insert, Kit of 10, Black |  | FiberGuide® |  | Accessory
760256124 | PPL-DM-8P-8LC-OM4-AS | Variant of PROPEL-MODULES | Propel ULL Multimode OM4 MPO-08 Distribution Module, 4 duplex LC to 1X8f MPO/UPC pinned, Method A Straight | CommScope® | Propel | PPL | Fiber module
760256126 | PPL-DM-12P-12LC-OM4-AS | Variant of PROPEL-MODULES | Propel ULL Multimode OM4 MPO-12 Distribution Module, 6 duplex LC to 1X12f MPO/UPC pinned, Method A Straight | CommScope® | Propel | PPL | Fiber module
760256127 | PPL-DM-12AP-12LC-SM-AS | Variant of PROPEL-MODULES | Propel ULL Singlemode MPO-12 Distribution Module, 6 duplex LC to 1X12f MPO/APC pinned, Method A Straight | CommScope® | Propel | PPL | Fiber module
760256128 | PPL-DM-12P-24LC-OM4-AS | Variant of PROPEL-MODULES | Propel ULL Multimode OM4 MPO-12 Distribution Module, 12 duplex LC to 2X12f MPO/UPC pinned, Method A Straight | CommScope® | Propel | PPL | Fiber module
760256132 | PPL-DM-12P-12LC-OM4-AF | Variant of PROPEL-MODULES | Propel ULL Multimode OM4 MPO-12 Distribution Module, 6 duplex LC to 1X12f MPO/UPC pinned, Method A Pairs Flipped | CommScope® | Propel | PPL | Fiber module
760256133 | PPL-DM-12AP-12LC-SM-AF | Variant of PROPEL-MODULES | Propel ULL Singlemode MPO-12 Distribution Module, 6 duplex LC to 1X12f MPO/APC pinned, Method A Pairs Flipped | CommScope® | Propel | PPL | Fiber module
FGS-ACC534 |  | Variant | FiberGuide® Quick Knob with 3in T-Bolt, Kit of 100 |  | FiberGuide® |  | Hardware
760255046 | PPL-SP-12LC-SM-RPT-BEU | Variant of PROPEL-SPLICE-CASSETTES | Propel Singlemode Splice Cassette, 12LC/UPC with internal shutters, OS2 ribbon fiber pigtail, Method B Enhanced ULL | CommScope® | Propel | PPL | Fiber cassette with ribbon pigtail
760255056 | PPL-SP-24LC-SM-RPT-BEU | Variant of PROPEL-SPLICE-CASSETTES | Propel Singlemode Splice Cassette, 24LC/UPC with internal shutters, OS2 ribbon fiber pigtail, Method B Enhanced ULL | CommScope® | Propel | PPL | Fiber cassette with ribbon pigtail
760253797 | PPL-2U-HD-FX | Variant of PROPEL-PANELS | Propel 2RU fixed tray fiber panel, accepts Propel ULL modules or adapter packs, providing up to 96 duplex LC ports, 96 MPO ports or 192 SN ports (384f) | CommScope® | Propel | PPL | Fiber patch panel
760255094 | PPL-SP-24LC-OM5-PT-BEU-ANT | Variant of PROPEL-SPLICE-CASSETTES | Propel Multimode Splice Cassette, 24LC with internal shutters, OM5 single fiber pigtails, Method B Enhanced ULL, ANT Splice Protector | CommScope® | Propel | PPL | Fiber cassette with pigtails
760255086 | PPL-SP-12LC-SM-PT-BEU-ANT | Variant of PROPEL-SPLICE-CASSETTES | Propel Singlemode Splice Cassette, 12LC/UPC with internal shutters, 250 µm OS2 single fiber pigtails, Method B Enhanced ULL, ANT Splice Protector | CommScope® | Propel | PPL | Fiber cassette with pigtails
760255055 | PPL-SP-24LC-OM5-PT-BEU | Variant of PROPEL-SPLICE-CASSETTES | Propel Multimode Splice Cassette, 24LC with internal shutters, OM5 single fiber pigtails, Method B Enhanced ULL | CommScope® | Propel | PPL | Fiber cassette with pigtails
760255064 | PPL-FT-24LC-SM-00-000 | Variant of PROPEL-SPLICE-CASSETTES | Propel Singlemode Field Term Cassette, 24LC with internal shutters, no fiber | CommScope® | Propel | PPL | Fiber cassette
760255975 | PPL-SP-12LA-SM-PT-BEU | Variant of PROPEL-SPLICE-CASSETTES | Propel Singlemode Splice Cassette, 12LC/APC with internal shutters, 250 µm OS2 single fiber pigtails, Method B Enhanced ULL | CommScope® | Propel | PPL | Fiber cassette with pigtails
760257060 | PPL-CM-16AU-8AP-2X4-SM-BEU | Variant of PROPEL-MODULES | Propel ULL Singlemode Conversion Module, (2) MPO-16/APC non-pinned ports rear, (4) MPO-8/APC pinned ports front | CommScope® | Propel | PPL | Fiber module
PPLU3V8LCUCH |  | Variant of PROPEL-CABLED-MODULES | Propel ULL Multimode OM5 Cabled Module, 6x8 duplex LC Propel module on End A to Stub on End B, 48 fiber B2ca Trunk, Method B Enhanced |  | Propel | PPL | Fiber cabled module
PPLA3GFLC2PK |  | Variant of PROPEL-CABLED-MODULES | Propel ULL Singlemode Cabled Module, 3x2f duplex LC Propel module on End A to 1x24f MPO/UPC non-pinned on End B, 72 fiber B2ca Trunk, Method A |  | Propel | PPL | Fiber cabled module
PPLAJVDLCMXP |  | Variant of PROPEL-CABLED-MODULES | Propel ULL Multimode OM5 Cabled Module, 24x12 duplex LC Propel module on End A to 1x12f MPO/UPC pinned on End B, 288 fiber LSZH Trunk, Method A |  | Propel | PPL | Fiber cabled module
PPLU3G8LCUCN |  | Variant of PROPEL-CABLED-MODULES | Propel ULL Singlemode Cabled Module, 24x8 duplex LC Propel module on End A to Stub on End B, 192 fiber B2ca Trunk, Method B Enhanced |  | Propel | PPL | Fiber cabled module
PPLUJV8LCQXM |  | Variant of PROPEL-CABLED-MODULES | Propel ULL Multimode OM5 Cabled Module, 18x8 duplex LC Propel module on End A to 1x8f MPO/UPC pinned on End B, 144 fiber LSZH Trunk, Method B Enhanced |  | Propel | PPL | Fiber cabled module
PPLUGVRLCUCH |  | Variant of PROPEL-CABLED-MODULES | Propel ULL Multimode OM5 Cabled Module, 3x16 duplex LC Propel module on End A to Stub on End B, 48 fiber Plenum Trunk, Method B Enhanced |  | Propel | PPL | Fiber cabled module
PPLUGGRLCRPL |  | Variant of PROPEL-CABLED-MODULES | Propel ULL Singlemode Cabled Module, 6x16 duplex LC Propel module on End A to 1x16f MPO/APC non-pinned Singlemode on End B, 96 fiber Plenum Trunk, Method B Enhanced |  | Propel | PPL | Fiber cabled module
PPLA3XRLCRZM |  | Variant of PROPEL-CABLED-MODULES | Propel ULL Multimode OM4 Cabled Module, 9x16 duplex LC Propel module on End A to 1x16f MPO/APC pinned Multimode on End B, 144 fiber B2ca Trunk, Method A |  | Propel | PPL | Fiber cabled module
PPLUJV8LCQXN |  | Variant of PROPEL-CABLED-MODULES | Propel ULL Multimode OM5 Cabled Module, 24x8 duplex LC Propel module on End A to 1x8f MPO/UPC pinned on End B, 192 fiber LSZH Trunk, Method B Enhanced |  | Propel | PPL | Fiber cabled module
PPLUJG8LCUCR |  | Variant of PROPEL-CABLED-MODULES | Propel ULL Singlemode Cabled Module, 2x8 duplex LC Propel module on End A to Stub on End B, 16 fiber LSZH Trunk, Method B Enhanced |  | Propel | PPL | Fiber cabled module
PPLA3XRLCRZN |  | Variant of PROPEL-CABLED-MODULES | Propel ULL Multimode OM4 Cabled Module, 12x16 duplex LC Propel module on End A to 1x16f MPO/APC pinned Multimode on End B, 192 fiber B2ca Trunk, Method A |  | Propel | PPL | Fiber cabled module
PPLAJVFLC2PH |  | Variant of PROPEL-CABLED-MODULES | Propel ULL Multimode OM5 Cabled Module, 2x2f duplex LC Propel module on End A to 1x24f MPO/UPC non-pinned on End B, 48 fiber LSZH Trunk, Method A |  | Propel | PPL | Fiber cabled module
PPLU3G8LCUCS |  | Variant of PROPEL-CABLED-MODULES | Propel ULL Singlemode Cabled Module, 4x8 duplex LC Propel module on End A to Stub on End B, 32 fiber B2ca Trunk, Method B Enhanced |  | Propel | PPL | Fiber cabled module
PPLU3V8LCUCL |  | Variant of PROPEL-CABLED-MODULES | Propel ULL Multimode OM5 Cabled Module, 12x8 duplex LC Propel module on End A to Stub on End B, 96 fiber B2ca Trunk, Method B Enhanced |  | Propel | PPL | Fiber cabled module
PPLA3GFLC2PM |  | Variant of PROPEL-CABLED-MODULES | Propel ULL Singlemode Cabled Module, 6x2f duplex LC Propel module on End A to 1x24f MPO/UPC non-pinned on End B, 144 fiber B2ca Trunk, Method A |  | Propel | PPL | Fiber cabled module
PPLUJV8LCQXR |  | Variant of PROPEL-CABLED-MODULES | Propel ULL Multimode OM5 Cabled Module, 2x8 duplex LC Propel module on End A to 1x8f MPO/UPC pinned on End B, 16 fiber LSZH Trunk, Method B Enhanced |  | Propel | PPL | Fiber cabled module
PPLAGX8LCQXN |  | Variant of PROPEL-CABLED-MODULES | Propel ULL Multimode OM4 Cabled Module, 24x8 duplex LC Propel module on End A to 1x8f MPO/UPC pinned on End B, 192 fiber Plenum Trunk, Method A |  | Propel | PPL | Fiber cabled module
PPLUJG8LCUCS |  | Variant of PROPEL-CABLED-MODULES | Propel ULL Singlemode Cabled Module, 4x8 duplex LC Propel module on End A to Stub on End B, 32 fiber LSZH Trunk, Method B Enhanced |  | Propel | PPL | Fiber cabled module
PPLUGVRLCUCM |  | Variant of PROPEL-CABLED-MODULES | Propel ULL Multimode OM5 Cabled Module, 9x16 duplex LC Propel module on End A to Stub on End B, 144 fiber Plenum Trunk, Method B Enhanced |  | Propel | PPL | Fiber cabled module
PPLUGGRLCRPN |  | Variant of PROPEL-CABLED-MODULES | Propel ULL Singlemode Cabled Module, 12x16 duplex LC Propel module on End A to 1x16f MPO/APC non-pinned Singlemode on End B, 192 fiber Plenum Trunk, Method B Enhanced |  | Propel | PPL | Fiber cabled module
PPLA3GFLC2XF |  | Variant of PROPEL-CABLED-MODULES | Propel ULL Singlemode Cabled Module, 1x2f duplex LC Propel module on End A to 1x24f MPO/UPC pinned on End B, 24 fiber B2ca Trunk, Method A |  | Propel | PPL | Fiber cabled module
PPLU3XDLCUCH |  | Variant of PROPEL-CABLED-MODULES | Propel ULL Multimode OM4 Cabled Module, 4x12 duplex LC Propel module on End A to Stub on End B, 48 fiber B2ca Trunk, Method B Enhanced |  | Propel | PPL | Fiber cabled module
PPLAJVFLC2PK |  | Variant of PROPEL-CABLED-MODULES | Propel ULL Multimode OM5 Cabled Module, 3x2f duplex LC Propel module on End A to 1x24f MPO/UPC non-pinned on End B, 72 fiber LSZH Trunk, Method A |  | Propel | PPL | Fiber cabled module
PPLUJG8LCUCU |  | Variant of PROPEL-CABLED-MODULES | Propel ULL Singlemode Cabled Module, 8x8 duplex LC Propel module on End A to Stub on End B, 64 fiber LSZH Trunk, Method B Enhanced |  | Propel | PPL | Fiber cabled module
PPLUGGRLCRPQ |  | Variant of PROPEL-CABLED-MODULES | Propel ULL Singlemode Cabled Module, 8x16 duplex LC Propel module on End A to 1x16f MPO/APC non-pinned Singlemode on End B, 128 fiber Plenum Trunk, Method B Enhanced |  | Propel | PPL | Fiber cabled module
PPLUJV8LCQXU |  | Variant of PROPEL-CABLED-MODULES | Propel ULL Multimode OM5 Cabled Module, 8x8 duplex LC Propel module on End A to 1x8f MPO/UPC pinned on End B, 64 fiber LSZH Trunk, Method B Enhanced |  | Propel | PPL | Fiber cabled module
PPLU3XDLCUCK |  | Variant of PROPEL-CABLED-MODULES | Propel ULL Multimode OM4 Cabled Module, 6x12 duplex LC Propel module on End A to Stub on End B, 72 fiber B2ca Trunk, Method B Enhanced |  | Propel | PPL | Fiber cabled module
PPLUGGRLCRPR |  | Variant of PROPEL-CABLED-MODULES | Propel ULL Singlemode Cabled Module, 1x16 duplex LC Propel module on End A to 1x16f MPO/APC non-pinned Singlemode on End B, 16 fiber Plenum Trunk, Method B Enhanced |  | Propel | PPL | Fiber cabled module
PPLA3GFLC2XK |  | Variant of PROPEL-CABLED-MODULES | Propel ULL Singlemode Cabled Module, 3x2f duplex LC Propel module on End A to 1x24f MPO/UPC pinned on End B, 72 fiber B2ca Trunk, Method A |  | Propel | PPL | Fiber cabled module
PPLUGGRLCRPS |  | Variant of PROPEL-CABLED-MODULES | Propel ULL Singlemode Cabled Module, 2x16 duplex LC Propel module on End A to 1x16f MPO/APC non-pinned Singlemode on End B, 32 fiber Plenum Trunk, Method B Enhanced |  | Propel | PPL | Fiber cabled module
PPLUGVRLCUCR |  | Variant of PROPEL-CABLED-MODULES | Propel ULL Multimode OM5 Cabled Module, 1x16 duplex LC Propel module on End A to Stub on End B, 16 fiber Plenum Trunk, Method B Enhanced |  | Propel | PPL | Fiber cabled module
PPLU3V8LCUCN |  | Variant of PROPEL-CABLED-MODULES | Propel ULL Multimode OM5 Cabled Module, 24x8 duplex LC Propel module on End A to Stub on End B, 192 fiber B2ca Trunk, Method B Enhanced |  | Propel | PPL | Fiber cabled module
PPLA3GFLC2XL |  | Variant of PROPEL-CABLED-MODULES | Propel ULL Singlemode Cabled Module, 4x2f duplex LC Propel module on End A to 1x24f MPO/UPC pinned on End B, 96 fiber B2ca Trunk, Method A |  | Propel | PPL | Fiber cabled module
PPLAGXDLCMPD |  | Variant of PROPEL-CABLED-MODULES | Propel ULL Multimode OM4 Cabled Module, 1x12 duplex LC Propel module on End A to 1x12f MPO/UPC non-pinned on End B, 12 fiber Plenum Trunk, Method A |  | Propel | PPL | Fiber cabled module
PPLAJVFLC2XF |  | Variant of PROPEL-CABLED-MODULES | Propel ULL Multimode OM5 Cabled Module, 1x24 duplex LC Propel module on End A to 1x24f MPO/UPC pinned on End B, 24 fiber LSZH Trunk, Method A |  | Propel | PPL | Fiber cabled module
PPLUGVRLCUCS |  | Variant of PROPEL-CABLED-MODULES | Propel ULL Multimode OM5 Cabled Module, 2x16 duplex LC Propel module on End A to Stub on End B, 32 fiber Plenum Trunk, Method B Enhanced |  | Propel | PPL | Fiber cabled module
PPLUJXFLCLCF |  | Variant of PROPEL-CABLED-MODULES | Propel ULL Multimode OM4 Cabled Module, 1x24 duplex LC Propel module on End A to 1x24 on End B, 24 fiber LSZH Trunk, Method B Enhanced |  | Propel | PPL | Fiber cabled module
PPLAGG8LCQP8 |  | Variant of PROPEL-CABLED-MODULES | Propel ULL Singlemode Cabled Module, 1x8 duplex LC Propel module on End A to 1x8f MPO/UPC non-pinned on End B, 8 fiber Plenum Trunk, Method A |  | Propel | PPL | Fiber cabled module
PPLUJGDLCLCG |  | Variant of PROPEL-CABLED-MODULES | Propel ULL Singlemode Cabled Module, 3x12 duplex LC Propel module on End A to 3x12 on End B, 36 fiber LSZH Trunk, Method B Enhanced |  | Propel | PPL | Fiber cabled module
PPLAGXDLCMPF |  | Variant of PROPEL-CABLED-MODULES | Propel ULL Multimode OM4 Cabled Module, 2x12 duplex LC Propel module on End A to 1x12f MPO/UPC non-pinned on End B, 24 fiber Plenum Trunk, Method A |  | Propel | PPL | Fiber cabled module
PPLU3XDLCUCN |  | Variant of PROPEL-CABLED-MODULES | Propel ULL Multimode OM4 Cabled Module, 16x12 duplex LC Propel module on End A to Stub on End B, 192 fiber B2ca Trunk, Method B Enhanced |  | Propel | PPL | Fiber cabled module
PPLU3GDLCLCH |  | Variant of PROPEL-CABLED-MODULES | Propel ULL Singlemode Cabled Module, 4x12 duplex LC Propel module on End A to 4x12 on End B, 48 fiber B2ca Trunk, Method B Enhanced |  | Propel | PPL | Fiber cabled module
PPLUGVRLCUCU |  | Variant of PROPEL-CABLED-MODULES | Propel ULL Multimode OM5 Cabled Module, 4x16 duplex LC Propel module on End A to Stub on End B, 64 fiber Plenum Trunk, Method B Enhanced |  | Propel | PPL | Fiber cabled module
PPLUGGRLCRXH |  | Variant of PROPEL-CABLED-MODULES | Propel ULL Singlemode Cabled Module, 3x16 duplex LC Propel module on End A to 1x16f MPO/APC pinned Singlemode on End B, 48 fiber Plenum Trunk, Method B Enhanced |  | Propel | PPL | Fiber cabled module
PPLAJVFLC2XH |  | Variant of PROPEL-CABLED-MODULES | Propel ULL Multimode OM5 Cabled Module, 2x2f duplex LC Propel module on End A to 1x24f MPO/UPC pinned on End B, 48 fiber LSZH Trunk, Method A |  | Propel | PPL | Fiber cabled module
PPLAGG8LCQPF |  | Variant of PROPEL-CABLED-MODULES | Propel ULL Singlemode Cabled Module, 3x8 duplex LC Propel module on End A to 1x8f MPO/UPC non-pinned on End B, 24 fiber Plenum Trunk, Method A |  | Propel | PPL | Fiber cabled module
PPLUJGDLCLCH |  | Variant of PROPEL-CABLED-MODULES | Propel ULL Singlemode Cabled Module, 4x12 duplex LC Propel module on End A to 4x12 on End B, 48 fiber LSZH Trunk, Method B Enhanced |  | Propel | PPL | Fiber cabled module
PPLUJXFLCLCH |  | Variant of PROPEL-CABLED-MODULES | Propel ULL Multimode OM4 Cabled Module, 2x2f duplex LC Propel module on End A to 2x24 on End B, 48 fiber LSZH Trunk, Method B Enhanced |  | Propel | PPL | Fiber cabled module
PPLU3V8LCUCS |  | Variant of PROPEL-CABLED-MODULES | Propel ULL Multimode OM5 Cabled Module, 4x8 duplex LC Propel module on End A to Stub on End B, 32 fiber B2ca Trunk, Method B Enhanced |  | Propel | PPL | Fiber cabled module
PPLUJV8LCUCK |  | Variant of PROPEL-CABLED-MODULES | Propel ULL Multimode OM5 Cabled Module, 9x8 duplex LC Propel module on End A to Stub on End B, 72 fiber LSZH Trunk, Method B Enhanced |  | Propel | PPL | Fiber cabled module
PPLU3XDLCUCP |  | Variant of PROPEL-CABLED-MODULES | Propel ULL Multimode OM4 Cabled Module, 24x12 duplex LC Propel module on End A to Stub on End B, 288 fiber B2ca Trunk, Method B Enhanced |  | Propel | PPL | Fiber cabled module
PPLUGX8LCLC8 |  | Variant of PROPEL-CABLED-MODULES | Propel ULL Multimode OM4 Cabled Module, 1x8 duplex LC Propel module on End A to 1x8 on End B, 8 fiber Plenum Trunk, Method B Enhanced |  | Propel | PPL | Fiber cabled module
PPLUJGDLCLCK |  | Variant of PROPEL-CABLED-MODULES | Propel ULL Singlemode Cabled Module, 6x12 duplex LC Propel module on End A to 6x12 on End B, 72 fiber LSZH Trunk, Method B Enhanced |  | Propel | PPL | Fiber cabled module
PPLUJXFLCLCK |  | Variant of PROPEL-CABLED-MODULES | Propel ULL Multimode OM4 Cabled Module, 3x2f duplex LC Propel module on End A to 3x24 on End B, 72 fiber LSZH Trunk, Method B Enhanced |  | Propel | PPL | Fiber cabled module
PPLAGXDLCMPH |  | Variant of PROPEL-CABLED-MODULES | Propel ULL Multimode OM4 Cabled Module, 4x12 duplex LC Propel module on End A to 1x12f MPO/UPC non-pinned on End B, 48 fiber Plenum Trunk, Method A |  | Propel | PPL | Fiber cabled module
PPLU3GDLCLCL |  | Variant of PROPEL-CABLED-MODULES | Propel ULL Singlemode Cabled Module, 8x12 duplex LC Propel module on End A to 8x12 on End B, 96 fiber B2ca Trunk, Method B Enhanced |  | Propel | PPL | Fiber cabled module
PPLU3VDLCLCD |  | Variant of PROPEL-CABLED-MODULES | Propel ULL Multimode OM5 Cabled Module, 1x12 duplex LC Propel module on End A to 1x12 on End B, 12 fiber B2ca Trunk, Method B Enhanced |  | Propel | PPL | Fiber cabled module
PPLAGG8LCQPK |  | Variant of PROPEL-CABLED-MODULES | Propel ULL Singlemode Cabled Module, 9x8 duplex LC Propel module on End A to 1x8f MPO/UPC non-pinned on End B, 72 fiber Plenum Trunk, Method A |  | Propel | PPL | Fiber cabled module
PPLAGXDLCMPK |  | Variant of PROPEL-CABLED-MODULES | Propel ULL Multimode OM4 Cabled Module, 6x12 duplex LC Propel module on End A to 1x12f MPO/UPC non-pinned on End B, 72 fiber Plenum Trunk, Method A |  | Propel | PPL | Fiber cabled module
PPLU3XFLC2PH |  | Variant of PROPEL-CABLED-MODULES | Propel ULL Multimode OM4 Cabled Module, 2x2f duplex LC Propel module on End A to 1x24f MPO/UPC non-pinned on End B, 48 fiber B2ca Trunk, Method B Enhanced |  | Propel | PPL | Fiber cabled module
PPLU3GDLCLCM |  | Variant of PROPEL-CABLED-MODULES | Propel ULL Singlemode Cabled Module, 12x12 duplex LC Propel module on End A to 12x12 on End B, 144 fiber B2ca Trunk, Method B Enhanced |  | Propel | PPL | Fiber cabled module
PPLU3VDLCLCF |  | Variant of PROPEL-CABLED-MODULES | Propel ULL Multimode OM5 Cabled Module, 2x12 duplex LC Propel module on End A to 2x12 on End B, 24 fiber B2ca Trunk, Method B Enhanced |  | Propel | PPL | Fiber cabled module
PPLUJXFLCLCM |  | Variant of PROPEL-CABLED-MODULES | Propel ULL Multimode OM4 Cabled Module, 6x2f duplex LC Propel module on End A to 6x24 on End B, 144 fiber LSZH Trunk, Method B Enhanced |  | Propel | PPL | Fiber cabled module
PPLAGG8LCQPL |  | Variant of PROPEL-CABLED-MODULES | Propel ULL Singlemode Cabled Module, 12x8 duplex LC Propel module on End A to 1x8f MPO/UPC non-pinned on End B, 96 fiber Plenum Trunk, Method A |  | Propel | PPL | Fiber cabled module
PPLUJV8LCUCN |  | Variant of PROPEL-CABLED-MODULES | Propel ULL Multimode OM5 Cabled Module, 24x8 duplex LC Propel module on End A to Stub on End B, 192 fiber LSZH Trunk, Method B Enhanced |  | Propel | PPL | Fiber cabled module
PPLAGXDLCMPL |  | Variant of PROPEL-CABLED-MODULES | Propel ULL Multimode OM4 Cabled Module, 8x12 duplex LC Propel module on End A to 1x12f MPO/UPC non-pinned on End B, 96 fiber Plenum Trunk, Method A |  | Propel | PPL | Fiber cabled module
PPLAJVRLCRVH |  | Variant of PROPEL-CABLED-MODULES | Propel ULL Multimode OM5 Cabled Module, 3x16 duplex LC Propel module on End A to 1x16f MPO/APC non-pinned Multimode on End B, 48 fiber LSZH Trunk, Method A |  | Propel | PPL | Fiber cabled module
PPLUJGDLCLCN |  | Variant of PROPEL-CABLED-MODULES | Propel ULL Singlemode Cabled Module, 16x12 duplex LC Propel module on End A to 16x12 on End B, 192 fiber LSZH Trunk, Method B Enhanced |  | Propel | PPL | Fiber cabled module
PPLUJV8LCUCR |  | Variant of PROPEL-CABLED-MODULES | Propel ULL Multimode OM5 Cabled Module, 2x8 duplex LC Propel module on End A to Stub on End B, 16 fiber LSZH Trunk, Method B Enhanced |  | Propel | PPL | Fiber cabled module
PPLU3XFLC2PL |  | Variant of PROPEL-CABLED-MODULES | Propel ULL Multimode OM4 Cabled Module, 4x2f duplex LC Propel module on End A to 1x24f MPO/UPC non-pinned on End B, 96 fiber B2ca Trunk, Method B Enhanced |  | Propel | PPL | Fiber cabled module
PPLA3GFSN2PM |  | Variant of PROPEL-CABLED-MODULES | Propel ULL Singlemode Cabled Module, 6x2f duplex SN Propel module on End A to 6x24 on End B, 144 fiber B2ca Trunk, Method A |  | Propel | PPL | Fiber cabled module
PPLU3GDLCLCP |  | Variant of PROPEL-CABLED-MODULES | Propel ULL Singlemode Cabled Module, 24x12 duplex LC Propel module on End A to 24x12 on End B, 288 fiber B2ca Trunk, Method B Enhanced |  | Propel | PPL | Fiber cabled module
PPLAJVRLCRVL |  | Variant of PROPEL-CABLED-MODULES | Propel ULL Multimode OM5 Cabled Module, 6x16 duplex LC Propel module on End A to 1x16f MPO/APC non-pinned Multimode on End B, 96 fiber LSZH Trunk, Method A |  | Propel | PPL | Fiber cabled module
PPLUJGDLCLCP |  | Variant of PROPEL-CABLED-MODULES | Propel ULL Singlemode Cabled Module, 24x12 duplex LC Propel module on End A to 24x12 on End B, 288 fiber LSZH Trunk, Method B Enhanced |  | Propel | PPL | Fiber cabled module
PPLAGXDLCMPN |  | Variant of PROPEL-CABLED-MODULES | Propel ULL Multimode OM4 Cabled Module, 16x12 duplex LC Propel module on End A to 1x12f MPO/UPC non-pinned on End B, 192 fiber Plenum Trunk, Method A |  | Propel | PPL | Fiber cabled module
PPLUJGDLCMPD |  | Variant of PROPEL-CABLED-MODULES | Propel ULL Singlemode Cabled Module, 1x12 duplex LC Propel module on End A to 1x12f MPO/UPC non-pinned on End B, 12 fiber LSZH Trunk, Method B Enhanced |  | Propel | PPL | Fiber cabled module
PPLUJV8LCUCU |  | Variant of PROPEL-CABLED-MODULES | Propel ULL Multimode OM5 Cabled Module, 8x8 duplex LC Propel module on End A to Stub on End B, 64 fiber LSZH Trunk, Method B Enhanced |  | Propel | PPL | Fiber cabled module
PPLU3XFLC2XF |  | Variant of PROPEL-CABLED-MODULES | Propel ULL Multimode OM4 Cabled Module, 1x2f duplex LC Propel module on End A to 1x24f MPO/UPC pinned on End B, 24 fiber B2ca Trunk, Method B Enhanced |  | Propel | PPL | Fiber cabled module
PPLUGX8LCLCN |  | Variant of PROPEL-CABLED-MODULES | Propel ULL Multimode OM4 Cabled Module, 24x8 duplex LC Propel module on End A to 24x8 on End B, 192 fiber Plenum Trunk, Method B Enhanced |  | Propel | PPL | Fiber cabled module
PPLU3VDLCLCL |  | Variant of PROPEL-CABLED-MODULES | Propel ULL Multimode OM5 Cabled Module, 8x12 duplex LC Propel module on End A to 8x12 on End B, 96 fiber B2ca Trunk, Method B Enhanced |  | Propel | PPL | Fiber cabled module
PPLAGG8LCQPS |  | Variant of PROPEL-CABLED-MODULES | Propel ULL Singlemode Cabled Module, 4x8 duplex LC Propel module on End A to 1x8f MPO/UPC non-pinned on End B, 32 fiber Plenum Trunk, Method A |  | Propel | PPL | Fiber cabled module
PPLU3GDLCMPF |  | Variant of PROPEL-CABLED-MODULES | Propel ULL Singlemode Cabled Module, 2x12 duplex LC Propel module on End A to 1x12f MPO/UPC non-pinned on End B, 24 fiber B2ca Trunk, Method B Enhanced |  | Propel | PPL | Fiber cabled module
PPLUJXFLCUCL |  | Variant of PROPEL-CABLED-MODULES | Propel ULL Multimode OM4 Cabled Module, 4x24f duplex LC Propel module on End A to Stub on End B, 96 fiber LSZH Trunk, Method B Enhanced |  | Propel | PPL | Fiber cabled module
PPLAJVRLCRVN |  | Variant of PROPEL-CABLED-MODULES | Propel ULL Multimode OM5 Cabled Module, 12x16 duplex LC Propel module on End A to 1x16f MPO/APC non-pinned Multimode on End B, 192 fiber LSZH Trunk, Method A |  | Propel | PPL | Fiber cabled module
PPLA3GFSN2XK |  | Variant of PROPEL-CABLED-MODULES | Propel ULL Singlemode Cabled Module, 3x2f duplex SN Propel module on End A to 3x24 on End B, 72 fiber B2ca Trunk, Method A |  | Propel | PPL | Fiber cabled module
PPLU3VDLCLCM |  | Variant of PROPEL-CABLED-MODULES | Propel ULL Multimode OM5 Cabled Module, 12x12 duplex LC Propel module on End A to 12x12 on End B, 144 fiber B2ca Trunk, Method B Enhanced |  | Propel | PPL | Fiber cabled module
PPLUJXFLCUCM |  | Variant of PROPEL-CABLED-MODULES | Propel ULL Multimode OM4 Cabled Module, 6x24f duplex LC Propel module on End A to Stub on End B, 144 fiber LSZH Trunk, Method B Enhanced |  | Propel | PPL | Fiber cabled module
PPLUJGDLCMPG |  | Variant of PROPEL-CABLED-MODULES | Propel ULL Singlemode Cabled Module, 3x12 duplex LC Propel module on End A to 1x12f MPO/UPC non-pinned on End B, 36 fiber LSZH Trunk, Method B Enhanced |  | Propel | PPL | Fiber cabled module
PPLUJVDLCLCF |  | Variant of PROPEL-CABLED-MODULES | Propel ULL Multimode OM5 Cabled Module, 2x12 duplex LC Propel module on End A to 2x12 on End B, 24 fiber LSZH Trunk, Method B Enhanced |  | Propel | PPL | Fiber cabled module
PPLAGXDLCMXF |  | Variant of PROPEL-CABLED-MODULES | Propel ULL Multimode OM4 Cabled Module, 2x12 duplex LC Propel module on End A to 1x12f MPO/UPC pinned on End B, 24 fiber Plenum Trunk, Method A |  | Propel | PPL | Fiber cabled module
PPLUGX8LCLCS |  | Variant of PROPEL-CABLED-MODULES | Propel ULL Multimode OM4 Cabled Module, 4x8 duplex LC Propel module on End A to 4x8 on End B, 32 fiber Plenum Trunk, Method B Enhanced |  | Propel | PPL | Fiber cabled module
PPLU3VDLCLCN |  | Variant of PROPEL-CABLED-MODULES | Propel ULL Multimode OM5 Cabled Module, 16x12 duplex LC Propel module on End A to 16x12 on End B, 192 fiber B2ca Trunk, Method B Enhanced |  | Propel | PPL | Fiber cabled module
PPLUJXRLCLCH |  | Variant of PROPEL-CABLED-MODULES | Propel ULL Multimode OM4 Cabled Module, 3x16 duplex LC Propel module on End A to 3x16 on End B, 48 fiber LSZH Trunk, Method B Enhanced |  | Propel | PPL | Fiber cabled module
PPLAJVRLCRVR |  | Variant of PROPEL-CABLED-MODULES | Propel ULL Multimode OM5 Cabled Module, 1x16 duplex LC Propel module on End A to 1x16f MPO/APC non-pinned Multimode on End B, 16 fiber LSZH Trunk, Method A |  | Propel | PPL | Fiber cabled module
PPLU3GDLCMPH |  | Variant of PROPEL-CABLED-MODULES | Propel ULL Singlemode Cabled Module, 4x12 duplex LC Propel module on End A to 1x12f MPO/UPC non-pinned on End B, 48 fiber B2ca Trunk, Method B Enhanced |  | Propel | PPL | Fiber cabled module
PPLAGG8LCQX8 |  | Variant of PROPEL-CABLED-MODULES | Propel ULL Singlemode Cabled Module, 1x8 duplex LC Propel module on End A to 1x8f MPO/UPC pinned on End B, 8 fiber Plenum Trunk, Method A |  | Propel | PPL | Fiber cabled module
PPLUJGDLCMPH |  | Variant of PROPEL-CABLED-MODULES | Propel ULL Singlemode Cabled Module, 4x12 duplex LC Propel module on End A to 1x12f MPO/UPC non-pinned on End B, 48 fiber LSZH Trunk, Method B Enhanced |  | Propel | PPL | Fiber cabled module
PPLAGXDLCMXG |  | Variant of PROPEL-CABLED-MODULES | Propel ULL Multimode OM4 Cabled Module, 3x12 duplex LC Propel module on End A to 1x12f MPO/UPC pinned on End B, 36 fiber Plenum Trunk, Method A |  | Propel | PPL | Fiber cabled module
PPLU3XFLC2XL |  | Variant of PROPEL-CABLED-MODULES | Propel ULL Multimode OM4 Cabled Module, 4x2f duplex LC Propel module on End A to 1x24f MPO/UPC pinned on End B, 96 fiber B2ca Trunk, Method B Enhanced |  | Propel | PPL | Fiber cabled module
PPLAJVRLCRVS |  | Variant of PROPEL-CABLED-MODULES | Propel ULL Multimode OM5 Cabled Module, 2x16 duplex LC Propel module on End A to 1x16f MPO/APC non-pinned Multimode on End B, 32 fiber LSZH Trunk, Method A |  | Propel | PPL | Fiber cabled module
PPLU3VDLCLCP |  | Variant of PROPEL-CABLED-MODULES | Propel ULL Multimode OM5 Cabled Module, 24x12 duplex LC Propel module on End A to 24x12 on End B, 288 fiber B2ca Trunk, Method B Enhanced |  | Propel | PPL | Fiber cabled module
PPLUGGRLCUCM |  | Variant of PROPEL-CABLED-MODULES | Propel ULL Singlemode Cabled Module, 9x16 duplex LC Propel module on End A to Stub on End B, 144 fiber Plenum Trunk, Method B Enhanced |  | Propel | PPL | Fiber cabled module
PPLU3GDLCMPK |  | Variant of PROPEL-CABLED-MODULES | Propel ULL Singlemode Cabled Module, 6x12 duplex LC Propel module on End A to 1x12f MPO/UPC non-pinned on End B, 72 fiber B2ca Trunk, Method B Enhanced |  | Propel | PPL | Fiber cabled module
PPLUJGDLCMPK |  | Variant of PROPEL-CABLED-MODULES | Propel ULL Singlemode Cabled Module, 6x12 duplex LC Propel module on End A to 1x12f MPO/UPC non-pinned on End B, 72 fiber LSZH Trunk, Method B Enhanced |  | Propel | PPL | Fiber cabled module
PPLUJVDLCLCH |  | Variant of PROPEL-CABLED-MODULES | Propel ULL Multimode OM5 Cabled Module, 4x12 duplex LC Propel module on End A to 4x12 on End B, 48 fiber LSZH Trunk, Method B Enhanced |  | Propel | PPL | Fiber cabled module
PPLU3XFLC2XM |  | Variant of PROPEL-CABLED-MODULES | Propel ULL Multimode OM4 Cabled Module, 6x2f duplex LC Propel module on End A to 1x24f MPO/UPC pinned on End B, 144 fiber B2ca Trunk, Method B Enhanced |  | Propel | PPL | Fiber cabled module
PPLUJGDLCMPL |  | Variant of PROPEL-CABLED-MODULES | Propel ULL Singlemode Cabled Module, 8x12 duplex LC Propel module on End A to 1x12f MPO/UPC non-pinned on End B, 96 fiber LSZH Trunk, Method B Enhanced |  | Propel | PPL | Fiber cabled module
PPLU3VDLCMPD |  | Variant of PROPEL-CABLED-MODULES | Propel ULL Multimode OM5 Cabled Module, 1x12 duplex LC Propel module on End A to 1x12f MPO/UPC non-pinned on End B, 12 fiber B2ca Trunk, Method B Enhanced |  | Propel | PPL | Fiber cabled module
PPLAGG8LCQXH |  | Variant of PROPEL-CABLED-MODULES | Propel ULL Singlemode Cabled Module, 6x8 duplex LC Propel module on End A to 1x8f MPO/UPC pinned on End B, 48 fiber Plenum Trunk, Method A |  | Propel | PPL | Fiber cabled module
PPLUGGRLCUCN |  | Variant of PROPEL-CABLED-MODULES | Propel ULL Singlemode Cabled Module, 12x16 duplex LC Propel module on End A to Stub on End B, 192 fiber Plenum Trunk, Method B Enhanced |  | Propel | PPL | Fiber cabled module
PPLU3GDLCMPM |  | Variant of PROPEL-CABLED-MODULES | Propel ULL Singlemode Cabled Module, 12x12 duplex LC Propel module on End A to 1x12f MPO/UPC non-pinned on End B, 144 fiber B2ca Trunk, Method B Enhanced |  | Propel | PPL | Fiber cabled module
PPLU3VDLCMPF |  | Variant of PROPEL-CABLED-MODULES | Propel ULL Multimode OM5 Cabled Module, 2x12 duplex LC Propel module on End A to 1x12f MPO/UPC non-pinned on End B, 24 fiber B2ca Trunk, Method B Enhanced |  | Propel | PPL | Fiber cabled module
PPLUJGDLCMPM |  | Variant of PROPEL-CABLED-MODULES | Propel ULL Singlemode Cabled Module, 12x12 duplex LC Propel module on End A to 1x12f MPO/UPC non-pinned on End B, 144 fiber LSZH Trunk, Method B Enhanced |  | Propel | PPL | Fiber cabled module
PPLAJVRLCRZH |  | Variant of PROPEL-CABLED-MODULES | Propel ULL Multimode OM5 Cabled Module, 3x16 duplex LC Propel module on End A to 1x16f MPO/APC pinned Multimode on End B, 48 fiber LSZH Trunk, Method A |  | Propel | PPL | Fiber cabled module
PPLAGG8LCQXK |  | Variant of PROPEL-CABLED-MODULES | Propel ULL Singlemode Cabled Module, 9x8 duplex LC Propel module on End A to 1x8f MPO/UPC pinned on End B, 72 fiber Plenum Trunk, Method A |  | Propel | PPL | Fiber cabled module
PPLAGXDLCMXK |  | Variant of PROPEL-CABLED-MODULES | Propel ULL Multimode OM4 Cabled Module, 6x12 duplex LC Propel module on End A to 1x12f MPO/UPC pinned on End B, 72 fiber Plenum Trunk, Method A |  | Propel | PPL | Fiber cabled module
PPLUGGRLCUCQ |  | Variant of PROPEL-CABLED-MODULES | Propel ULL Singlemode Cabled Module, 8x16 duplex LC Propel module on End A to Stub on End B, 128 fiber Plenum Trunk, Method B Enhanced |  | Propel | PPL | Fiber cabled module
PPLUJXRLCLCQ |  | Variant of PROPEL-CABLED-MODULES | Propel ULL Multimode OM4 Cabled Module, 8x16 duplex LC Propel module on End A to 8x16 on End B, 128 fiber LSZH Trunk, Method B Enhanced |  | Propel | PPL | Fiber cabled module
PPLU3VDLCMPG |  | Variant of PROPEL-CABLED-MODULES | Propel ULL Multimode OM5 Cabled Module, 3x12 duplex LC Propel module on End A to 1x12f MPO/UPC non-pinned on End B, 36 fiber B2ca Trunk, Method B Enhanced |  | Propel | PPL | Fiber cabled module
PPLUGGRLCUCR |  | Variant of PROPEL-CABLED-MODULES | Propel ULL Singlemode Cabled Module, 1x16 duplex LC Propel module on End A to Stub on End B, 16 fiber Plenum Trunk, Method B Enhanced |  | Propel | PPL | Fiber cabled module
PPLUJGDLCMPN |  | Variant of PROPEL-CABLED-MODULES | Propel ULL Singlemode Cabled Module, 16x12 duplex LC Propel module on End A to 1x12f MPO/UPC non-pinned on End B, 192 fiber LSZH Trunk, Method B Enhanced |  | Propel | PPL | Fiber cabled module
PPLU3XFLCLCK |  | Variant of PROPEL-CABLED-MODULES | Propel ULL Multimode OM4 Cabled Module, 3x2f duplex LC Propel module on End A to 3x24 on End B, 72 fiber B2ca Trunk, Method B Enhanced |  | Propel | PPL | Fiber cabled module
PPLAJVRLCRZM |  | Variant of PROPEL-CABLED-MODULES | Propel ULL Multimode OM5 Cabled Module, 9x16 duplex LC Propel module on End A to 1x16f MPO/APC pinned Multimode on End B, 144 fiber LSZH Trunk, Method A |  | Propel | PPL | Fiber cabled module
PPLUJXRLCLCR |  | Variant of PROPEL-CABLED-MODULES | Propel ULL Multimode OM4 Cabled Module, 1x16 duplex LC Propel module on End A to 1x16 on End B, 16 fiber LSZH Trunk, Method B Enhanced |  | Propel | PPL | Fiber cabled module
PPLUJGDLCMPP |  | Variant of PROPEL-CABLED-MODULES | Propel ULL Singlemode Cabled Module, 24x12 duplex LC Propel module on End A to 1x12f MPO/UPC non-pinned on End B, 288 fiber LSZH Trunk, Method B Enhanced |  | Propel | PPL | Fiber cabled module
PPLU3VDLCMPK |  | Variant of PROPEL-CABLED-MODULES | Propel ULL Multimode OM5 Cabled Module, 6x12 duplex LC Propel module on End A to 1x12f MPO/UPC non-pinned on End B, 72 fiber B2ca Trunk, Method B Enhanced |  | Propel | PPL | Fiber cabled module
PPLA3GRLCRPQ |  | Variant of PROPEL-CABLED-MODULES | Propel ULL Singlemode Cabled Module. 8, 16 fiber duplex LC Propel modules on End A to 8, 16f MPO/APC non-pinned Singlemode on End B, 128 fiber B2ca Trunk, Method A |  | Propel | PPL | Fiber cabled module
PPLAGXDLCMXN |  | Variant of PROPEL-CABLED-MODULES | Propel ULL Multimode OM4 Cabled Module, 16x12 duplex LC Propel module on End A to 1x12f MPO/UPC pinned on End B, 192 fiber Plenum Trunk, Method A |  | Propel | PPL | Fiber cabled module
PPLU3XFLCLCL |  | Variant of PROPEL-CABLED-MODULES | Propel ULL Multimode OM4 Cabled Module, 4x2f duplex LC Propel module on End A to 4x24 on End B, 96 fiber B2ca Trunk, Method B Enhanced |  | Propel | PPL | Fiber cabled module
PPLUGGRLCUCU |  | Variant of PROPEL-CABLED-MODULES | Propel ULL Singlemode Cabled Module, 4x16 duplex LC Propel module on End A to Stub on End B, 64 fiber Plenum Trunk, Method B Enhanced |  | Propel | PPL | Fiber cabled module
PPLUJXRLCLCS |  | Variant of PROPEL-CABLED-MODULES | Propel ULL Multimode OM4 Cabled Module, 2x16 duplex LC Propel module on End A to 2x16 on End B, 32 fiber LSZH Trunk, Method B Enhanced |  | Propel | PPL | Fiber cabled module
PPLUJVDLCLCP |  | Variant of PROPEL-CABLED-MODULES | Propel ULL Multimode OM5 Cabled Module, 24x12 duplex LC Propel module on End A to 24x12 on End B, 288 fiber LSZH Trunk, Method B Enhanced |  | Propel | PPL | Fiber cabled module
PPLAGXDLCMXP |  | Variant of PROPEL-CABLED-MODULES | Propel ULL Multimode OM4 Cabled Module, 24x12 duplex LC Propel module on End A to 1x12f MPO/UPC pinned on End B, 288 fiber Plenum Trunk, Method A |  | Propel | PPL | Fiber cabled module
PPLA3GRLCRPR |  | Variant of PROPEL-CABLED-MODULES | Propel ULL Singlemode Cabled Module, 1x16 duplex LC Propel module on End A to 1x16f MPO/APC non-pinned Singlemode on End B, 16 fiber B2ca Trunk, Method A |  | Propel | PPL | Fiber cabled module
PPLAJVRLCRZQ |  | Variant of PROPEL-CABLED-MODULES | Propel ULL Multimode OM5 Cabled Module, 8x16 duplex LC Propel module on End A to 1x16f MPO/APC pinned Multimode on End B, 128 fiber LSZH Trunk, Method A |  | Propel | PPL | Fiber cabled module
PPLUJVDLCMPD |  | Variant of PROPEL-CABLED-MODULES | Propel ULL Multimode OM5 Cabled Module, 1x12 duplex LC Propel module on End A to 1x12f MPO/UPC non-pinned on End B, 12 fiber LSZH Trunk, Method B Enhanced |  | Propel | PPL | Fiber cabled module
PPLUGX8LCQPM |  | Variant of PROPEL-CABLED-MODULES | Propel ULL Multimode OM4 Cabled Module, 18x8 duplex LC Propel module on End A to 1x8f MPO/UPC non-pinned on End B, 144 fiber Plenum Trunk, Method B Enhanced |  | Propel | PPL | Fiber cabled module
PPLU3GDLCMXF |  | Variant of PROPEL-CABLED-MODULES | Propel ULL Singlemode Cabled Module, 2x12 duplex LC Propel module on End A to 1x12f MPO/UPC pinned on End B, 24 fiber B2ca Trunk, Method B Enhanced |  | Propel | PPL | Fiber cabled module
PPLU3VDLCMPM |  | Variant of PROPEL-CABLED-MODULES | Propel ULL Multimode OM5 Cabled Module, 12x12 duplex LC Propel module on End A to 1x12f MPO/UPC non-pinned on End B, 144 fiber B2ca Trunk, Method B Enhanced |  | Propel | PPL | Fiber cabled module
PPLAJVRLCRZR |  | Variant of PROPEL-CABLED-MODULES | Propel ULL Multimode OM5 Cabled Module, 1x16 duplex LC Propel module on End A to 1x16f MPO/APC pinned Multimode on End B, 16 fiber LSZH Trunk, Method A |  | Propel | PPL | Fiber cabled module
PPLUJXRLCRVH |  | Variant of PROPEL-CABLED-MODULES | Propel ULL Multimode OM4 Cabled Module, 3x16 duplex LC Propel module on End A to 1x16f MPO/APC non-pinned Multimode on End B, 48 fiber LSZH Trunk, Method B Enhanced |  | Propel | PPL | Fiber cabled module
PPLU3XFLCUCF |  | Variant of PROPEL-CABLED-MODULES | Propel ULL Multimode OM4 Cabled Module, 1x24f duplex LC Propel module on End A to Stub on End B, 24 fiber B2ca Trunk, Method B Enhanced |  | Propel | PPL | Fiber cabled module
PPLA3GRLCRPS |  | Variant of PROPEL-CABLED-MODULES | Propel ULL Singlemode Cabled Module, 2x16 duplex LC Propel module on End A to 1x16f MPO/APC non-pinned Singlemode on End B, 32 fiber B2ca Trunk, Method A |  | Propel | PPL | Fiber cabled module
PPLUJVDLCMPF |  | Variant of PROPEL-CABLED-MODULES | Propel ULL Multimode OM5 Cabled Module, 2x12 duplex LC Propel module on End A to 1x12f MPO/UPC non-pinned on End B, 24 fiber LSZH Trunk, Method B Enhanced |  | Propel | PPL | Fiber cabled module
PPLUGGRSNRPL |  | Variant of PROPEL-CABLED-MODULES | Propel ULL Singlemode Cabled Module, 6x16 duplex SN Propel module on End A to 6x16 on End B, 96 fiber Plenum Trunk, Method B Enhanced |  | Propel | PPL | Fiber cabled module
PPLU3GDLCMXG |  | Variant of PROPEL-CABLED-MODULES | Propel ULL Singlemode Cabled Module, 3x12 duplex LC Propel module on End A to 1x12f MPO/UPC pinned on End B, 36 fiber B2ca Trunk, Method B Enhanced |  | Propel | PPL | Fiber cabled module
PPLUJGDLCMXG |  | Variant of PROPEL-CABLED-MODULES | Propel ULL Singlemode Cabled Module, 3x12 duplex LC Propel module on End A to 1x12f MPO/UPC pinned on End B, 36 fiber LSZH Trunk, Method B Enhanced |  | Propel | PPL | Fiber cabled module
PPLA3GRSNRXH |  | Variant of PROPEL-CABLED-MODULES | Propel ULL Singlemode Cabled Module, 3x16 duplex SN Propel module on End A to 3x16 on End B, 48 fiber B2ca Trunk, Method A |  | Propel | PPL | Fiber cabled module
PPLU3VDLCUCN |  | Variant of PROPEL-CABLED-MODULES | Propel ULL Multimode OM5 Cabled Module, 16x12 duplex LC Propel module on End A to Stub on End B, 192 fiber B2ca Trunk, Method B Enhanced |  | Propel | PPL | Fiber cabled module
PPLAGGDLCMXM |  | Variant of PROPEL-CABLED-MODULES | Propel ULL Singlemode Cabled Module, 12x12 duplex LC Propel module on End A to 1x12f MPO/UPC pinned on End B, 144 fiber Plenum Trunk, Method A |  | Propel | PPL | Fiber cabled module
PPLUJVDLCUCF |  | Variant of PROPEL-CABLED-MODULES | Propel ULL Multimode OM5 Cabled Module, 2x12 duplex LC Propel module on End A to Stub on End B, 24 fiber LSZH Trunk, Method B Enhanced |  | Propel | PPL | Fiber cabled module
PPLAJX8LCQXM |  | Variant of PROPEL-CABLED-MODULES | Propel ULL Multimode OM4 Cabled Module, 18x8 duplex LC Propel module on End A to 1x8f MPO/UPC pinned on End B, 144 fiber LSZH Trunk, Method A |  | Propel | PPL | Fiber cabled module
PPLAGXRLCRVS |  | Variant of PROPEL-CABLED-MODULES | Propel ULL Multimode OM4 Cabled Module, 2x16 duplex LC Propel module on End A to 1x16f MPO/APC non-pinned Multimode on End B, 32 fiber Plenum Trunk, Method A |  | Propel | PPL | Fiber cabled module
PPLU3GFLC2PH |  | Variant of PROPEL-CABLED-MODULES | Propel ULL Singlemode Cabled Module, 2x2f duplex LC Propel module on End A to 1x24f MPO/UPC non-pinned on End B, 48 fiber B2ca Trunk, Method B Enhanced |  | Propel | PPL | Fiber cabled module
PPLUJGFLC2PL |  | Variant of PROPEL-CABLED-MODULES | Propel ULL Singlemode Cabled Module, 4x2f duplex LC Propel module on End A to 1x24f MPO/UPC non-pinned on End B, 96 fiber LSZH Trunk, Method B Enhanced |  | Propel | PPL | Fiber cabled module
PPLUGGRSNSNQ |  | Variant of PROPEL-CABLED-MODULES | Propel ULL Singlemode Cabled Module, 8x16 duplex SN Propel module on End A to 8x16 on End B, 128 fiber Plenum Trunk, Method B Enhanced |  | Propel | PPL | Fiber cabled module
PPLAJX8LCQXN |  | Variant of PROPEL-CABLED-MODULES | Propel ULL Multimode OM4 Cabled Module, 24x8 duplex LC Propel module on End A to 1x8f MPO/UPC pinned on End B, 192 fiber LSZH Trunk, Method A |  | Propel | PPL | Fiber cabled module
PPLUJXRLCUCQ |  | Variant of PROPEL-CABLED-MODULES | Propel ULL Multimode OM4 Cabled Module, 8x16 duplex LC Propel module on End A to Stub on End B, 128 fiber LSZH Trunk, Method B Enhanced |  | Propel | PPL | Fiber cabled module
PPLU3XRLCRVU |  | Variant of PROPEL-CABLED-MODULES | Propel ULL Multimode OM4 Cabled Module, 4x16 duplex LC Propel module on End A to 1x16f MPO/APC non-pinned Multimode on End B, 64 fiber B2ca Trunk, Method B Enhanced |  | Propel | PPL | Fiber cabled module
PPLUGGRSNSNR |  | Variant of PROPEL-CABLED-MODULES | Propel ULL Singlemode Cabled Module, 1x16 duplex SN Propel module on End A to 1x16 on End B, 16 fiber Plenum Trunk, Method B Enhanced |  | Propel | PPL | Fiber cabled module
PPLUJVDLCUCH |  | Variant of PROPEL-CABLED-MODULES | Propel ULL Multimode OM5 Cabled Module, 4x12 duplex LC Propel module on End A to Stub on End B, 48 fiber LSZH Trunk, Method B Enhanced |  | Propel | PPL | Fiber cabled module
PPLA3GRSNRXN |  | Variant of PROPEL-CABLED-MODULES | Propel ULL Singlemode Cabled Module, 12x16 duplex SN Propel module on End A to 12x16 on End B, 192 fiber B2ca Trunk, Method A |  | Propel | PPL | Fiber cabled module
PPLUGX8LCUCM |  | Variant of PROPEL-CABLED-MODULES | Propel ULL Multimode OM4 Cabled Module, 18x8 duplex LC Propel module on End A to Stub on End B, 144 fiber Plenum Trunk, Method B Enhanced |  | Propel | PPL | Fiber cabled module
PPLUJGFLC2XF |  | Variant of PROPEL-CABLED-MODULES | Propel ULL Singlemode Cabled Module, 1x2f duplex LC Propel module on End A to 1x24f MPO/UPC pinned on End B, 24 fiber LSZH Trunk, Method B Enhanced |  | Propel | PPL | Fiber cabled module
PPLU3XRLCRZH |  | Variant of PROPEL-CABLED-MODULES | Propel ULL Multimode OM4 Cabled Module, 3x16 duplex LC Propel module on End A to 1x16f MPO/APC pinned Multimode on End B, 48 fiber B2ca Trunk, Method B Enhanced |  | Propel | PPL | Fiber cabled module
PPLUJXRLCUCS |  | Variant of PROPEL-CABLED-MODULES | Propel ULL Multimode OM4 Cabled Module, 2x16 duplex LC Propel module on End A to Stub on End B, 32 fiber LSZH Trunk, Method B Enhanced |  | Propel | PPL | Fiber cabled module
PPLU3GFLC2PM |  | Variant of PROPEL-CABLED-MODULES | Propel ULL Singlemode Cabled Module, 6x2f duplex LC Propel module on End A to 1x24f MPO/UPC non-pinned on End B, 144 fiber B2ca Trunk, Method B Enhanced |  | Propel | PPL | Fiber cabled module
PPLUGGRSNSNU |  | Variant of PROPEL-CABLED-MODULES | Propel ULL Singlemode Cabled Module, 4x16 duplex SN Propel module on End A to 4x16 on End B, 64 fiber Plenum Trunk, Method B Enhanced |  | Propel | PPL | Fiber cabled module
PPLU3VFLC2PK |  | Variant of PROPEL-CABLED-MODULES | Propel ULL Multimode OM5 Cabled Module, 3x2f duplex LC Propel module on End A to 1x24f MPO/UPC non-pinned on End B, 72 fiber B2ca Trunk, Method B Enhanced |  | Propel | PPL | Fiber cabled module
PPLAJX8LCQXU |  | Variant of PROPEL-CABLED-MODULES | Propel ULL Multimode OM4 Cabled Module, 8x8 duplex LC Propel module on End A to 1x8f MPO/UPC pinned on End B, 64 fiber LSZH Trunk, Method A |  | Propel | PPL | Fiber cabled module
PPLA3GRSNRXQ |  | Variant of PROPEL-CABLED-MODULES | Propel ULL Singlemode Cabled Module, 8x16 duplex SN Propel module on End A to 8x16 on End B, 128 fiber B2ca Trunk, Method A |  | Propel | PPL | Fiber cabled module
PPLAGGFLC2PH |  | Variant of PROPEL-CABLED-MODULES | Propel ULL Singlemode Cabled Module, 2x2f duplex LC Propel module on End A to 1x24f MPO/UPC non-pinned on End B, 48 fiber Plenum Trunk, Method A |  | Propel | PPL | Fiber cabled module
PPLUJGFLC2XH |  | Variant of PROPEL-CABLED-MODULES | Propel ULL Singlemode Cabled Module, 2x2f duplex LC Propel module on End A to 1x24f MPO/UPC pinned on End B, 48 fiber LSZH Trunk, Method B Enhanced |  | Propel | PPL | Fiber cabled module
PPLUJXRLCUCU |  | Variant of PROPEL-CABLED-MODULES | Propel ULL Multimode OM4 Cabled Module, 4x16 duplex LC Propel module on End A to Stub on End B, 64 fiber LSZH Trunk, Method B Enhanced |  | Propel | PPL | Fiber cabled module
PPLUGX8LCUCR |  | Variant of PROPEL-CABLED-MODULES | Propel ULL Multimode OM4 Cabled Module, 2x8 duplex LC Propel module on End A to Stub on End B, 16 fiber Plenum Trunk, Method B Enhanced |  | Propel | PPL | Fiber cabled module
PPLAGGFLC2PK |  | Variant of PROPEL-CABLED-MODULES | Propel ULL Singlemode Cabled Module, 3x2f duplex LC Propel module on End A to 1x24f MPO/UPC non-pinned on End B, 72 fiber Plenum Trunk, Method A |  | Propel | PPL | Fiber cabled module
PPLUJGFLC2XK |  | Variant of PROPEL-CABLED-MODULES | Propel ULL Singlemode Cabled Module, 3x2f duplex LC Propel module on End A to 1x24f MPO/UPC pinned on End B, 72 fiber LSZH Trunk, Method B Enhanced |  | Propel | PPL | Fiber cabled module
PPLU3VFLC2PL |  | Variant of PROPEL-CABLED-MODULES | Propel ULL Multimode OM5 Cabled Module, 4x2f duplex LC Propel module on End A to 1x24f MPO/UPC non-pinned on End B, 96 fiber B2ca Trunk, Method B Enhanced |  | Propel | PPL | Fiber cabled module
PPLA3GRSNRXS |  | Variant of PROPEL-CABLED-MODULES | Propel ULL Singlemode Cabled Module, 2x16 duplex SN Propel module on End A to 2x16 on End B, 32 fiber B2ca Trunk, Method A |  | Propel | PPL | Fiber cabled module
PPLUJGFLC2XL |  | Variant of PROPEL-CABLED-MODULES | Propel ULL Singlemode Cabled Module, 4x2f duplex LC Propel module on End A to 1x24f MPO/UPC pinned on End B, 96 fiber LSZH Trunk, Method B Enhanced |  | Propel | PPL | Fiber cabled module
PPLUGGRSNUCL |  | Variant of PROPEL-CABLED-MODULES | Propel ULL Singlemode Cabled Module, 6x16 duplex SN Propel module on End A to 6x16 on End B, 96 fiber Plenum Trunk, Method B Enhanced |  | Propel | PPL | Fiber cabled module
PPLU3VFLC2PM |  | Variant of PROPEL-CABLED-MODULES | Propel ULL Multimode OM5 Cabled Module, 6x2f duplex LC Propel module on End A to 1x24f MPO/UPC non-pinned on End B, 144 fiber B2ca Trunk, Method B Enhanced |  | Propel | PPL | Fiber cabled module
PPLU3GFLC2XK |  | Variant of PROPEL-CABLED-MODULES | Propel ULL Singlemode Cabled Module, 3x2f duplex LC Propel module on End A to 1x24f MPO/UPC pinned on End B, 72 fiber B2ca Trunk, Method B Enhanced |  | Propel | PPL | Fiber cabled module
PPLUQG8LCLC8 |  | Variant of PROPEL-CABLED-MODULES | Propel ULL Singlemode Cabled Module, 1x4 duplex LC Propel module on End A to 1x4 duplex LC Propel Module on End B, 8 fiber Plenum patch cord cable, Method B Enhanced |  | Propel | PPL | Fiber cabled module
PPLUJGFLC2XM |  | Variant of PROPEL-CABLED-MODULES | Propel ULL Singlemode Cabled Module, 6x2f duplex LC Propel module on End A to 1x24f MPO/UPC pinned on End B, 144 fiber LSZH Trunk, Method B Enhanced |  | Propel | PPL | Fiber cabled module
PPLUGX8LCUCU |  | Variant of PROPEL-CABLED-MODULES | Propel ULL Multimode OM4 Cabled Module, 8x8 duplex LC Propel module on End A to Stub on End B, 64 fiber Plenum Trunk, Method B Enhanced |  | Propel | PPL | Fiber cabled module
PPLA3GRSNRXU |  | Variant of PROPEL-CABLED-MODULES | Propel ULL Singlemode Cabled Module, 4x16 duplex SN Propel module on End A to 4x16 on End B, 64 fiber B2ca Trunk, Method A |  | Propel | PPL | Fiber cabled module
PPLAGGFLC2PM |  | Variant of PROPEL-CABLED-MODULES | Propel ULL Singlemode Cabled Module, 6x2f duplex LC Propel module on End A to 1x24f MPO/UPC non-pinned on End B, 144 fiber Plenum Trunk, Method A |  | Propel | PPL | Fiber cabled module
PPLU3XRLCRZQ |  | Variant of PROPEL-CABLED-MODULES | Propel ULL Multimode OM4 Cabled Module, 8x16 duplex LC Propel module on End A to 1x16f MPO/APC pinned Multimode on End B, 128 fiber B2ca Trunk, Method B Enhanced |  | Propel | PPL | Fiber cabled module
PPLUGGRSNUCM |  | Variant of PROPEL-CABLED-MODULES | Propel ULL Singlemode Cabled Module, 9x16 duplex SN Propel module on End A to 9x16 on End B, 144 fiber Plenum Trunk, Method B Enhanced |  | Propel | PPL | Fiber cabled module
PPLAGXRLCRZR |  | Variant of PROPEL-CABLED-MODULES | Propel ULL Multimode OM4 Cabled Module, 1x16 duplex LC Propel module on End A to 1x16f MPO/APC pinned Multimode on End B, 16 fiber Plenum Trunk, Method A |  | Propel | PPL | Fiber cabled module
PPLU3GFLC2XL |  | Variant of PROPEL-CABLED-MODULES | Propel ULL Singlemode Cabled Module, 4x2f duplex LC Propel module on End A to 1x24f MPO/UPC pinned on End B, 96 fiber B2ca Trunk, Method B Enhanced |  | Propel | PPL | Fiber cabled module
PPLU3XRLCRZR |  | Variant of PROPEL-CABLED-MODULES | Propel ULL Multimode OM4 Cabled Module, 1x16 duplex LC Propel module on End A to 1x16f MPO/APC pinned Multimode on End B, 16 fiber B2ca Trunk, Method B Enhanced |  | Propel | PPL | Fiber cabled module
PPLAJXDLCMPH |  | Variant of PROPEL-CABLED-MODULES | Propel ULL Multimode OM4 Cabled Module, 4x12 duplex LC Propel module on End A to 1x12f MPO/UPC non-pinned on End B, 48 fiber LSZH Trunk, Method A |  | Propel | PPL | Fiber cabled module
PPLAGXRLCRZS |  | Variant of PROPEL-CABLED-MODULES | Propel ULL Multimode OM4 Cabled Module, 2x16 duplex LC Propel module on End A to 1x16f MPO/APC pinned Multimode on End B, 32 fiber Plenum Trunk, Method A |  | Propel | PPL | Fiber cabled module
PPLUJGFLCLCH |  | Variant of PROPEL-CABLED-MODULES | Propel ULL Singlemode Cabled Module, 2x2f duplex LC Propel module on End A to 2x24 on End B, 48 fiber LSZH Trunk, Method B Enhanced |  | Propel | PPL | Fiber cabled module
PPLU3XRLCRZS |  | Variant of PROPEL-CABLED-MODULES | Propel ULL Multimode OM4 Cabled Module, 2x16 duplex LC Propel module on End A to 1x16f MPO/APC pinned Multimode on End B, 32 fiber B2ca Trunk, Method B Enhanced |  | Propel | PPL | Fiber cabled module
PPLUJVFLC2PH |  | Variant of PROPEL-CABLED-MODULES | Propel ULL Multimode OM5 Cabled Module, 2x2f duplex LC Propel module on End A to 1x24f MPO/UPC non-pinned on End B, 48 fiber LSZH Trunk, Method B Enhanced |  | Propel | PPL | Fiber cabled module
PPLA3V8LCQPF |  | Variant of PROPEL-CABLED-MODULES | Propel ULL Multimode OM5 Cabled Module, 3x8 duplex LC Propel module on End A to 1x8f MPO/UPC non-pinned on End B, 24 fiber B2ca Trunk, Method A |  | Propel | PPL | Fiber cabled module
PPLAGXRLCRZU |  | Variant of PROPEL-CABLED-MODULES | Propel ULL Multimode OM4 Cabled Module, 4x16 duplex LC Propel module on End A to 1x16f MPO/APC pinned Multimode on End B, 64 fiber Plenum Trunk, Method A |  | Propel | PPL | Fiber cabled module
PPLUJGFLCLCK |  | Variant of PROPEL-CABLED-MODULES | Propel ULL Singlemode Cabled Module, 3x2f duplex LC Propel module on End A to 3x24 on End B, 72 fiber LSZH Trunk, Method B Enhanced |  | Propel | PPL | Fiber cabled module
PPLUGXDLCLCG |  | Variant of PROPEL-CABLED-MODULES | Propel ULL Multimode OM4 Cabled Module, 3x12 duplex LC Propel module on End A to 3x12 on End B, 36 fiber Plenum Trunk, Method B Enhanced |  | Propel | PPL | Fiber cabled module
PPLAGGFLC2XK |  | Variant of PROPEL-CABLED-MODULES | Propel ULL Singlemode Cabled Module, 3x2f duplex LC Propel module on End A to 1x24f MPO/UPC pinned on End B, 72 fiber Plenum Trunk, Method A |  | Propel | PPL | Fiber cabled module
PPLAJXDLCMPL |  | Variant of PROPEL-CABLED-MODULES | Propel ULL Multimode OM4 Cabled Module, 8x12 duplex LC Propel module on End A to 1x12f MPO/UPC non-pinned on End B, 96 fiber LSZH Trunk, Method A |  | Propel | PPL | Fiber cabled module
PPLU3XRLCUCH |  | Variant of PROPEL-CABLED-MODULES | Propel ULL Multimode OM4 Cabled Module, 3x16 duplex LC Propel module on End A to Stub on End B, 48 fiber B2ca Trunk, Method B Enhanced |  | Propel | PPL | Fiber cabled module
PPLUQGDLCLCD |  | Variant of PROPEL-CABLED-MODULES | Propel ULL Singlemode Cabled Module, 1x12 duplex LC Propel module on End A to 1x12 on End B, 12 fiber Plenum Patchcord, Method B Enhanced |  | Propel | PPL | Fiber cabled module
PPLUJVFLC2PL |  | Variant of PROPEL-CABLED-MODULES | Propel ULL Multimode OM5 Cabled Module, 4x2f duplex LC Propel module on End A to 1x24f MPO/UPC non-pinned on End B, 96 fiber LSZH Trunk, Method B Enhanced |  | Propel | PPL | Fiber cabled module
PPLAJXDLCMPM |  | Variant of PROPEL-CABLED-MODULES | Propel ULL Multimode OM4 Cabled Module, 12x12 duplex LC Propel module on End A to 1x12f MPO/UPC non-pinned on End B, 144 fiber LSZH Trunk, Method A |  | Propel | PPL | Fiber cabled module
PPLA3V8LCQPK |  | Variant of PROPEL-CABLED-MODULES | Propel ULL Multimode OM5 Cabled Module, 9x8 duplex LC Propel module on End A to 1x8f MPO/UPC non-pinned on End B, 72 fiber B2ca Trunk, Method A |  | Propel | PPL | Fiber cabled module
PPLUJGFLCLCM |  | Variant of PROPEL-CABLED-MODULES | Propel ULL Singlemode Cabled Module, 6x2f duplex LC Propel module on End A to 6x24 on End B, 144 fiber LSZH Trunk, Method B Enhanced |  | Propel | PPL | Fiber cabled module
PPLUGXDLCLCH |  | Variant of PROPEL-CABLED-MODULES | Propel ULL Multimode OM4 Cabled Module, 4x12 duplex LC Propel module on End A to 4x12 on End B, 48 fiber Plenum Trunk, Method B Enhanced |  | Propel | PPL | Fiber cabled module
PPLA3V8LCQPL |  | Variant of PROPEL-CABLED-MODULES | Propel ULL Multimode OM5 Cabled Module, 12x8 duplex LC Propel module on End A to 1x8f MPO/UPC non-pinned on End B, 96 fiber B2ca Trunk, Method A |  | Propel | PPL | Fiber cabled module
PPLAJXDLCMPN |  | Variant of PROPEL-CABLED-MODULES | Propel ULL Multimode OM4 Cabled Module, 16x12 duplex LC Propel module on End A to 1x12f MPO/UPC non-pinned on End B, 192 fiber LSZH Trunk, Method A |  | Propel | PPL | Fiber cabled module
PPLUJVFLC2PM |  | Variant of PROPEL-CABLED-MODULES | Propel ULL Multimode OM5 Cabled Module, 6x2f duplex LC Propel module on End A to 1x24f MPO/UPC non-pinned on End B, 144 fiber LSZH Trunk, Method B Enhanced |  | Propel | PPL | Fiber cabled module
PPLU3GFLCLCM |  | Variant of PROPEL-CABLED-MODULES | Propel ULL Singlemode Cabled Module, 6x2f duplex LC Propel module on End A to 6x24 on End B, 144 fiber B2ca Trunk, Method B Enhanced |  | Propel | PPL | Fiber cabled module
PPLAJXDLCMPP |  | Variant of PROPEL-CABLED-MODULES | Propel ULL Multimode OM4 Cabled Module, 24x12 duplex LC Propel module on End A to 1x12f MPO/UPC non-pinned on End B, 288 fiber LSZH Trunk, Method A |  | Propel | PPL | Fiber cabled module
PPLU3VFLCLCH |  | Variant of PROPEL-CABLED-MODULES | Propel ULL Multimode OM5 Cabled Module, 2x2f duplex LC Propel module on End A to 2x24 on End B, 48 fiber B2ca Trunk, Method B Enhanced |  | Propel | PPL | Fiber cabled module
PPLAJG8LCQPK |  | Variant of PROPEL-CABLED-MODULES | Propel ULL Singlemode Cabled Module, 9x8 duplex LC Propel module on End A to 1x8f MPO/UPC non-pinned on End B, 72 fiber LSZH Trunk, Method A |  | Propel | PPL | Fiber cabled module
PPLUQGDLCUCD |  | Variant of PROPEL-CABLED-MODULES | Propel ULL Singlemode Cabled Module, 1x12 duplex LC Propel module on End A to Stub on End B, 12 fiber Plenum Patchcord, Method B Enhanced |  | Propel | PPL | Fiber cabled module
PPLUGV8LCLC8 |  | Variant of PROPEL-CABLED-MODULES | Propel ULL Multimode OM5 Cabled Module, 1x8 duplex LC Propel module on End A to 1x8 on End B, 8 fiber Plenum Trunk, Method B Enhanced |  | Propel | PPL | Fiber cabled module
PPLU3XRLCUCN |  | Variant of PROPEL-CABLED-MODULES | Propel ULL Multimode OM4 Cabled Module, 12x16 duplex LC Propel module on End A to Stub on End B, 192 fiber B2ca Trunk, Method B Enhanced |  | Propel | PPL | Fiber cabled module
PPLA3V8LCQPN |  | Variant of PROPEL-CABLED-MODULES | Propel ULL Multimode OM5 Cabled Module, 24x8 duplex LC Propel module on End A to 1x8f MPO/UPC non-pinned on End B, 192 fiber B2ca Trunk, Method A |  | Propel | PPL | Fiber cabled module
PPLUJVFLC2XH |  | Variant of PROPEL-CABLED-MODULES | Propel ULL Multimode OM5 Cabled Module, 2x2f duplex LC Propel module on End A to 1x24f MPO/UPC pinned on End B, 48 fiber LSZH Trunk, Method B Enhanced |  | Propel | PPL | Fiber cabled module
PPLUGXDLCLCM |  | Variant of PROPEL-CABLED-MODULES | Propel ULL Multimode OM4 Cabled Module, 12x12 duplex LC Propel module on End A to 12x12 on End B, 144 fiber Plenum Trunk, Method B Enhanced |  | Propel | PPL | Fiber cabled module
PPLU3XRLCUCQ |  | Variant of PROPEL-CABLED-MODULES | Propel ULL Multimode OM4 Cabled Module, 8x16 duplex LC Propel module on End A to Stub on End B, 128 fiber B2ca Trunk, Method B Enhanced |  | Propel | PPL | Fiber cabled module
PPLUGV8LCLCF |  | Variant of PROPEL-CABLED-MODULES | Propel ULL Multimode OM5 Cabled Module, 3x8 duplex LC Propel module on End A to 3x8 on End B, 24 fiber Plenum Trunk, Method B Enhanced |  | Propel | PPL | Fiber cabled module
PPLU3VFLCLCL |  | Variant of PROPEL-CABLED-MODULES | Propel ULL Multimode OM5 Cabled Module, 4x2f duplex LC Propel module on End A to 4x24 on End B, 96 fiber B2ca Trunk, Method B Enhanced |  | Propel | PPL | Fiber cabled module
PPLAJG8LCQPM |  | Variant of PROPEL-CABLED-MODULES | Propel ULL Singlemode Cabled Module, 18x8 duplex LC Propel module on End A to 1x8f MPO/UPC non-pinned on End B, 144 fiber LSZH Trunk, Method A |  | Propel | PPL | Fiber cabled module
PPLUJGFLCUCL |  | Variant of PROPEL-CABLED-MODULES | Propel ULL Singlemode Cabled Module, 4x2f duplex LC Propel module on End A to Stub on End B, 96 fiber LSZH Trunk, Method B Enhanced |  | Propel | PPL | Fiber cabled module
PPLU3VFLCLCM |  | Variant of PROPEL-CABLED-MODULES | Propel ULL Multimode OM5 Cabled Module, 6x2f duplex LC Propel module on End A to 6x24 on End B, 144 fiber B2ca Trunk, Method B Enhanced |  | Propel | PPL | Fiber cabled module
PPLAGGFSN2PL |  | Variant of PROPEL-CABLED-MODULES | Propel ULL Singlemode Cabled Module, 4x2f duplex SN Propel module on End A to 4x24 on End B, 96 fiber Plenum Trunk, Method A |  | Propel | PPL | Fiber cabled module
PPLUQGFLC2XF |  | Variant of PROPEL-CABLED-MODULES | Propel ULL Singlemode Cabled Module, 1x24 duplex LC Propel module on End A to 1x24f MPO/UPC pinned on End B, 24 fiber Plenum Patchcord, Method B Enhanced |  | Propel | PPL | Fiber cabled module
PPLUJVFLC2XL |  | Variant of PROPEL-CABLED-MODULES | Propel ULL Multimode OM5 Cabled Module, 4x2f duplex LC Propel module on End A to 1x24f MPO/UPC pinned on End B, 96 fiber LSZH Trunk, Method B Enhanced |  | Propel | PPL | Fiber cabled module
PPLU3GFLCUCK |  | Variant of PROPEL-CABLED-MODULES | Propel ULL Singlemode Cabled Module, 3x2f duplex LC Propel module on End A to Stub on End B, 72 fiber B2ca Trunk, Method B Enhanced |  | Propel | PPL | Fiber cabled module
PPLUJGFLCUCM |  | Variant of PROPEL-CABLED-MODULES | Propel ULL Singlemode Cabled Module, 6x2f duplex LC Propel module on End A to Stub on End B, 144 fiber LSZH Trunk, Method B Enhanced |  | Propel | PPL | Fiber cabled module
PPLAJXDLCMXG |  | Variant of PROPEL-CABLED-MODULES | Propel ULL Multimode OM4 Cabled Module, 3x12 duplex LC Propel module on End A to 1x12f MPO/UPC pinned on End B, 36 fiber LSZH Trunk, Method A |  | Propel | PPL | Fiber cabled module
PPLA3V8LCQPU |  | Variant of PROPEL-CABLED-MODULES | Propel ULL Multimode OM5 Cabled Module, 8x8 duplex LC Propel module on End A to 1x8f MPO/UPC non-pinned on End B, 64 fiber B2ca Trunk, Method A |  | Propel | PPL | Fiber cabled module
PPLU3XRLCUCS |  | Variant of PROPEL-CABLED-MODULES | Propel ULL Multimode OM4 Cabled Module, 2x16 duplex LC Propel module on End A to Stub on End B, 32 fiber B2ca Trunk, Method B Enhanced |  | Propel | PPL | Fiber cabled module
PPLUJGFSN2PF |  | Variant of PROPEL-CABLED-MODULES | Propel ULL Singlemode Cabled Module, 1x2f duplex SN Propel module on End A to 1x24 on End B, 24 fiber LSZH Trunk, Method B Enhanced |  | Propel | PPL | Fiber cabled module
PPLAJG8LCQPR |  | Variant of PROPEL-CABLED-MODULES | Propel ULL Singlemode Cabled Module, 2x8 duplex LC Propel module on End A to 1x8f MPO/UPC non-pinned on End B, 16 fiber LSZH Trunk, Method A |  | Propel | PPL | Fiber cabled module
PPLAGGFSN2XF |  | Variant of PROPEL-CABLED-MODULES | Propel ULL Singlemode Cabled Module, 1x2f duplex SN Propel module on End A to 1x24 on End B, 24 fiber Plenum Trunk, Method A |  | Propel | PPL | Fiber cabled module
PPLU3XRLCUCU |  | Variant of PROPEL-CABLED-MODULES | Propel ULL Multimode OM4 Cabled Module, 4x16 duplex LC Propel module on End A to Stub on End B, 64 fiber B2ca Trunk, Method B Enhanced |  | Propel | PPL | Fiber cabled module
PPLU3GFLCUCM |  | Variant of PROPEL-CABLED-MODULES | Propel ULL Singlemode Cabled Module, 6x2f duplex LC Propel module on End A to Stub on End B, 144 fiber B2ca Trunk, Method B Enhanced |  | Propel | PPL | Fiber cabled module
PPLAJXDLCMXK |  | Variant of PROPEL-CABLED-MODULES | Propel ULL Multimode OM4 Cabled Module, 6x12 duplex LC Propel module on End A to 1x12f MPO/UPC pinned on End B, 72 fiber LSZH Trunk, Method A |  | Propel | PPL | Fiber cabled module
PPLAJG8LCQPS |  | Variant of PROPEL-CABLED-MODULES | Propel ULL Singlemode Cabled Module, 4x8 duplex LC Propel module on End A to 1x8f MPO/UPC non-pinned on End B, 32 fiber LSZH Trunk, Method A |  | Propel | PPL | Fiber cabled module
PPLUJVFLCLCH |  | Variant of PROPEL-CABLED-MODULES | Propel ULL Multimode OM5 Cabled Module, 2x2f duplex LC Propel module on End A to 2x24 on End B, 48 fiber LSZH Trunk, Method B Enhanced |  | Propel | PPL | Fiber cabled module
PPLUGXDLCMPF |  | Variant of PROPEL-CABLED-MODULES | Propel ULL Multimode OM4 Cabled Module, 2x12 duplex LC Propel module on End A to 1x12f MPO/UPC non-pinned on End B, 24 fiber Plenum Trunk, Method B Enhanced |  | Propel | PPL | Fiber cabled module
PPLU3GFSN2PF |  | Variant of PROPEL-CABLED-MODULES | Propel ULL Singlemode Cabled Module, 1x2f duplex SN Propel module on End A to 1x24 on End B, 24 fiber B2ca Trunk, Method B Enhanced |  | Propel | PPL | Fiber cabled module
PPLAJXDLCMXL |  | Variant of PROPEL-CABLED-MODULES | Propel ULL Multimode OM4 Cabled Module, 8x12 duplex LC Propel module on End A to 1x12f MPO/UPC pinned on End B, 96 fiber LSZH Trunk, Method A |  | Propel | PPL | Fiber cabled module
PPLUGV8LCLCN |  | Variant of PROPEL-CABLED-MODULES | Propel ULL Multimode OM5 Cabled Module, 24x8 duplex LC Propel module on End A to 24x8 on End B, 192 fiber Plenum Trunk, Method B Enhanced |  | Propel | PPL | Fiber cabled module
PPLA3V8LCQXH |  | Variant of PROPEL-CABLED-MODULES | Propel ULL Multimode OM5 Cabled Module, 6x8 duplex LC Propel module on End A to 1x8f MPO/UPC pinned on End B, 48 fiber B2ca Trunk, Method A |  | Propel | PPL | Fiber cabled module
PPLU3VFLCUCL |  | Variant of PROPEL-CABLED-MODULES | Propel ULL Multimode OM5 Cabled Module, 4x24f duplex LC Propel module on End A to Stub on End B, 96 fiber B2ca Trunk, Method B Enhanced |  | Propel | PPL | Fiber cabled module
PPLAGGFSN2XK |  | Variant of PROPEL-CABLED-MODULES | Propel ULL Singlemode Cabled Module, 3x2f duplex SN Propel module on End A to 3x24 on End B, 72 fiber Plenum Trunk, Method A |  | Propel | PPL | Fiber cabled module
PPLUJVFLCLCK |  | Variant of PROPEL-CABLED-MODULES | Propel ULL Multimode OM5 Cabled Module, 3x2f duplex LC Propel module on End A to 3x24 on End B, 72 fiber LSZH Trunk, Method B Enhanced |  | Propel | PPL | Fiber cabled module
PPLAJXDLCMXM |  | Variant of PROPEL-CABLED-MODULES | Propel ULL Multimode OM4 Cabled Module, 12x12 duplex LC Propel module on End A to 1x12f MPO/UPC pinned on End B, 144 fiber LSZH Trunk, Method A |  | Propel | PPL | Fiber cabled module
PPLAJG8LCQX8 |  | Variant of PROPEL-CABLED-MODULES | Propel ULL Singlemode Cabled Module, 1x8 duplex LC Propel module on End A to 1x8f MPO/UPC pinned on End B, 8 fiber LSZH Trunk, Method A |  | Propel | PPL | Fiber cabled module
PPLUJGFSN2PL |  | Variant of PROPEL-CABLED-MODULES | Propel ULL Singlemode Cabled Module, 4x2f duplex SN Propel module on End A to 4x24 on End B, 96 fiber LSZH Trunk, Method B Enhanced |  | Propel | PPL | Fiber cabled module
PPLUGXDLCMPH |  | Variant of PROPEL-CABLED-MODULES | Propel ULL Multimode OM4 Cabled Module, 4x12 duplex LC Propel module on End A to 1x12f MPO/UPC non-pinned on End B, 48 fiber Plenum Trunk, Method B Enhanced |  | Propel | PPL | Fiber cabled module
PPLUGV8LCLCR |  | Variant of PROPEL-CABLED-MODULES | Propel ULL Multimode OM5 Cabled Module, 2x8 duplex LC Propel module on End A to 2x8 on End B, 16 fiber Plenum Trunk, Method B Enhanced |  | Propel | PPL | Fiber cabled module
PPLAGGFSN2XL |  | Variant of PROPEL-CABLED-MODULES | Propel ULL Singlemode Cabled Module, 4x2f duplex SN Propel module on End A to 4x24 on End B, 96 fiber Plenum Trunk, Method A |  | Propel | PPL | Fiber cabled module
PPLU3VFLCUCM |  | Variant of PROPEL-CABLED-MODULES | Propel ULL Multimode OM5 Cabled Module, 6x24f duplex LC Propel module on End A to Stub on End B, 144 fiber B2ca Trunk, Method B Enhanced |  | Propel | PPL | Fiber cabled module
PPLUGG8LCLCH |  | Variant of PROPEL-CABLED-MODULES | Propel ULL Singlemode Cabled Module, 6x8 duplex LC Propel module on End A to 6x8 on End B, 48 fiber Plenum Trunk, Method B Enhanced |  | Propel | PPL | Fiber cabled module
PPLUJGFSN2PM |  | Variant of PROPEL-CABLED-MODULES | Propel ULL Singlemode Cabled Module, 6x2f duplex SN Propel module on End A to 6x24 on End B, 144 fiber LSZH Trunk, Method B Enhanced |  | Propel | PPL | Fiber cabled module
PPLUGXDLCMPK |  | Variant of PROPEL-CABLED-MODULES | Propel ULL Multimode OM4 Cabled Module, 6x12 duplex LC Propel module on End A to 1x12f MPO/UPC non-pinned on End B, 72 fiber Plenum Trunk, Method B Enhanced |  | Propel | PPL | Fiber cabled module
PPLAGGFSN2XM |  | Variant of PROPEL-CABLED-MODULES | Propel ULL Singlemode Cabled Module, 6x2f duplex SN Propel module on End A to 6x24 on End B, 144 fiber Plenum Trunk, Method A |  | Propel | PPL | Fiber cabled module
PPLUJVFLCLCM |  | Variant of PROPEL-CABLED-MODULES | Propel ULL Multimode OM5 Cabled Module, 6x2f duplex LC Propel module on End A to 6x24 on End B, 144 fiber LSZH Trunk, Method B Enhanced |  | Propel | PPL | Fiber cabled module
PPLU3VRLCLCH |  | Variant of PROPEL-CABLED-MODULES | Propel ULL Multimode OM5 Cabled Module, 3x16 duplex LC Propel module on End A to 3x16 on End B, 48 fiber B2ca Trunk, Method B Enhanced |  | Propel | PPL | Fiber cabled module
PPLUJGFSN2XF |  | Variant of PROPEL-CABLED-MODULES | Propel ULL Singlemode Cabled Module, 1x2f duplex SN Propel module on End A to 1x24 on End B, 24 fiber LSZH Trunk, Method B Enhanced |  | Propel | PPL | Fiber cabled module
PPLU3GFSN2PL |  | Variant of PROPEL-CABLED-MODULES | Propel ULL Singlemode Cabled Module, 4x2f duplex SN Propel module on End A to 4x24 on End B, 96 fiber B2ca Trunk, Method B Enhanced |  | Propel | PPL | Fiber cabled module
PPLUGG8LCLCK |  | Variant of PROPEL-CABLED-MODULES | Propel ULL Singlemode Cabled Module, 9x8 duplex LC Propel module on End A to 9x8 on End B, 72 fiber Plenum Trunk, Method B Enhanced |  | Propel | PPL | Fiber cabled module
PPLUGXDLCMPL |  | Variant of PROPEL-CABLED-MODULES | Propel ULL Multimode OM4 Cabled Module, 8x12 duplex LC Propel module on End A to 1x12f MPO/UPC non-pinned on End B, 96 fiber Plenum Trunk, Method B Enhanced |  | Propel | PPL | Fiber cabled module
PPLA3V8LCQXM |  | Variant of PROPEL-CABLED-MODULES | Propel ULL Multimode OM5 Cabled Module, 18x8 duplex LC Propel module on End A to 1x8f MPO/UPC pinned on End B, 144 fiber B2ca Trunk, Method A |  | Propel | PPL | Fiber cabled module
PPLUJGFSN2XH |  | Variant of PROPEL-CABLED-MODULES | Propel ULL Singlemode Cabled Module, 2x2f duplex SN Propel module on End A to 2x24 on End B, 48 fiber LSZH Trunk, Method B Enhanced |  | Propel | PPL | Fiber cabled module
PPLU3GFSN2PM |  | Variant of PROPEL-CABLED-MODULES | Propel ULL Singlemode Cabled Module, 6x2f duplex SN Propel module on End A to 6x24 on End B, 144 fiber B2ca Trunk, Method B Enhanced |  | Propel | PPL | Fiber cabled module
PPLAJG8LCQXK |  | Variant of PROPEL-CABLED-MODULES | Propel ULL Singlemode Cabled Module, 9x8 duplex LC Propel module on End A to 1x8f MPO/UPC pinned on End B, 72 fiber LSZH Trunk, Method A |  | Propel | PPL | Fiber cabled module
PPLAJXFLC2PF |  | Variant of PROPEL-CABLED-MODULES | Propel ULL Multimode OM4 Cabled Module, 1x24f duplex LC Propel module on End A to 1x24f MPO/UPC non-pinned on End B, 24 fiber LSZH Trunk, Method A |  | Propel | PPL | Fiber cabled module
PPLUJVFLCUCF |  | Variant of PROPEL-CABLED-MODULES | Propel ULL Multimode OM5 Cabled Module, 1x24f duplex LC Propel module on End A to Stub on End B, 24 fiber LSZH Trunk, Method B Enhanced |  | Propel | PPL | Fiber cabled module
PPLUGXDLCMPM |  | Variant of PROPEL-CABLED-MODULES | Propel ULL Multimode OM4 Cabled Module, 12x12 duplex LC Propel module on End A to 1x12f MPO/UPC non-pinned on End B, 144 fiber Plenum Trunk, Method B Enhanced |  | Propel | PPL | Fiber cabled module
PPLA3V8LCQXN |  | Variant of PROPEL-CABLED-MODULES | Propel ULL Multimode OM5 Cabled Module, 24x8 duplex LC Propel module on End A to 1x8f MPO/UPC pinned on End B, 192 fiber B2ca Trunk, Method A |  | Propel | PPL | Fiber cabled module
PPLUJGFSN2XK |  | Variant of PROPEL-CABLED-MODULES | Propel ULL Singlemode Cabled Module, 3x2f duplex SN Propel module on End A to 3x24 on End B, 72 fiber LSZH Trunk, Method B Enhanced |  | Propel | PPL | Fiber cabled module
PPLU3VRLCLCM |  | Variant of PROPEL-CABLED-MODULES | Propel ULL Multimode OM5 Cabled Module, 9x16 duplex LC Propel module on End A to 9x16 on End B, 144 fiber B2ca Trunk, Method B Enhanced |  | Propel | PPL | Fiber cabled module
PPLAJG8LCQXL |  | Variant of PROPEL-CABLED-MODULES | Propel ULL Singlemode Cabled Module, 12x8 duplex LC Propel module on End A to 1x8f MPO/UPC pinned on End B, 96 fiber LSZH Trunk, Method A |  | Propel | PPL | Fiber cabled module
PPLU3GFSN2XF |  | Variant of PROPEL-CABLED-MODULES | Propel ULL Singlemode Cabled Module, 1x2f duplex SN Propel module on End A to 1x24 on End B, 24 fiber B2ca Trunk, Method B Enhanced |  | Propel | PPL | Fiber cabled module
PPLUJVFLCUCH |  | Variant of PROPEL-CABLED-MODULES | Propel ULL Multimode OM5 Cabled Module, 2x24f duplex LC Propel module on End A to Stub on End B, 48 fiber LSZH Trunk, Method B Enhanced |  | Propel | PPL | Fiber cabled module
PPLUGV8LCLCS |  | Variant of PROPEL-CABLED-MODULES | Propel ULL Multimode OM5 Cabled Module, 4x8 duplex LC Propel module on End A to 4x8 on End B, 32 fiber Plenum Trunk, Method B Enhanced |  | Propel | PPL | Fiber cabled module
PPLUGXDLCMPN |  | Variant of PROPEL-CABLED-MODULES | Propel ULL Multimode OM4 Cabled Module, 16x12 duplex LC Propel module on End A to 1x12f MPO/UPC non-pinned on End B, 192 fiber Plenum Trunk, Method B Enhanced |  | Propel | PPL | Fiber cabled module
PPLUGG8LCLCM |  | Variant of PROPEL-CABLED-MODULES | Propel ULL Singlemode Cabled Module, 18x8 duplex LC Propel module on End A to 18x8 on End B, 144 fiber Plenum Trunk, Method B Enhanced |  | Propel | PPL | Fiber cabled module
PPLA3V8LCQXR |  | Variant of PROPEL-CABLED-MODULES | Propel ULL Multimode OM5 Cabled Module, 2x8 duplex LC Propel module on End A to 1x8f MPO/UPC pinned on End B, 16 fiber B2ca Trunk, Method A |  | Propel | PPL | Fiber cabled module
PPLAJG8LCQXM |  | Variant of PROPEL-CABLED-MODULES | Propel ULL Singlemode Cabled Module, 18x8 duplex LC Propel module on End A to 1x8f MPO/UPC pinned on End B, 144 fiber LSZH Trunk, Method A |  | Propel | PPL | Fiber cabled module
PPLUGXDLCMPP |  | Variant of PROPEL-CABLED-MODULES | Propel ULL Multimode OM4 Cabled Module, 24x12 duplex LC Propel module on End A to 1x12f MPO/UPC non-pinned on End B, 288 fiber Plenum Trunk, Method B Enhanced |  | Propel | PPL | Fiber cabled module
PPLAJXFLC2PK |  | Variant of PROPEL-CABLED-MODULES | Propel ULL Multimode OM4 Cabled Module, 3x2f duplex LC Propel module on End A to 1x24f MPO/UPC non-pinned on End B, 72 fiber LSZH Trunk, Method A |  | Propel | PPL | Fiber cabled module
PPLUGG8LCLCN |  | Variant of PROPEL-CABLED-MODULES | Propel ULL Singlemode Cabled Module, 24x8 duplex LC Propel module on End A to 24x8 on End B, 192 fiber Plenum Trunk, Method B Enhanced |  | Propel | PPL | Fiber cabled module
1RU-SP3116004 | 1RU SPLTR PNL (4) 1X16 APC/SC | Variant of 1RU-SPLTR-PNLS | 1RU panel, 1X16 split ratio, 4 splitters, SC/APC connectors |  |  | 1RU | Splitter patch panel | Build America Buy America (BABA) compliant*
760246159 | OCP-L1-02MASEN-XX-(12COL) | Variant of OCP | Fiber Optic Pigtail, 12 fibers, Singlemode, LC/UPC to Stub, 0.9 mm diameter, multicolor, 2m |  |  | OCP | Fiber pigtail ¦ multi-fiber
760255329 | OCJ-EC-01MASHA-L1 | Variant of OCJ | Fiber Optic Patch Cord, Duplex, Singlemode, LSH/APC to LC/UPC, 1.8 mm diameter, yellow, 1m |  |  | OCJ | Fiber patch cord ¦ duplex
760255325 | OCJ-EC-01MASIA-L1 | Variant of OCJ | Fiber Optic Patch Cord, Simplex, Singlemode, LSH/APC to LC/UPC, 1.8 mm diameter, yellow, 1m |  |  | OCJ | Fiber patch cord ¦ simplex
760255326 | OCJ-EC-02MASIA-L1 | Variant of OCJ | Fiber Optic Patch Cord, Simplex, Singlemode, LSH/APC to LC/UPC, 1.8 mm diameter, yellow, 2m |  |  | OCJ | Fiber patch cord ¦ simplex
760255330 | OCJ-EC-02MASHA-L1 | Variant of OCJ | Fiber Optic Patch Cord, Duplex, Singlemode, LSH/APC to LC/UPC, 1.8 mm diameter, yellow, 2m |  |  | OCJ | Fiber patch cord ¦ duplex
760255332 | OCJ-EC-10MASHA-L1 | Variant of OCJ | Fiber Optic Patch Cord, Duplex, Singlemode, LSH/APC to LC/UPC, 1.8 mm diameter, yellow, 10m |  |  | OCJ | Fiber patch cord ¦ duplex
760254866 | PPL-DM-NULL-8APLC-SM-BEU | Variant of PROPEL-MODULES | Propel ULL Singlemode MPO-08 front facing breakout module, 4 duplex LC/UPC to 1X8f MPO/APC pinned, Method B Enhanced | CommScope® | Propel | PPL | Fiber module
760254868 | PPL-DM-NULL-8PLC-OM5-BEU | Variant of PROPEL-MODULES | Propel ULL Multimode OM5 MPO-08 front facing breakout module, 4 duplex LC to 1X8f MPO/UPC pinned, Method B Enhanced | CommScope® | Propel | PPL | Fiber module
760253829 | OCJ-EC-20MASHA-L1 | Variant of OCJ | Fiber Optic Patch Cord, Duplex, Singlemode, LSH/APC to LC/UPC, 1.8 mm diameter, yellow, 20m |  |  | OCJ | Fiber patch cord ¦ duplex
1920617-5 | OCJ-L1-05MASIA-S1 | Variant of OCJ | Fiber Optic Patch Cord, Simplex, Singlemode, LC/UPC to SC/UPC, yellow, 5 m |  |  | OCJ | Fiber patch cord ¦ simplex
1-1920533-0 | OCJ-L1-10MASIA-S2 | Variant of OCJ | Fiber Optic Patch Cord, Simplex, Singlemode, LC/UPC to SC/APC, yellow, 10 m |  |  | OCJ | Fiber patch cord ¦ simplex
760245627 | OCJ-L1-01MASIA-S3 | Variant of OCJ | Fiber Optic Patch Cord, Simplex, Singlemode, LC/UPC to SC/APC 9°, yellow, 1 m |  |  | OCJ | Fiber patch cord ¦ simplex
760245623 | OCJ-L1-02MASIA-S3 | Variant of OCJ | Fiber Optic Patch Cord, Simplex, Singlemode, LC/UPC to SC/APC 9°, yellow, 2 m |  |  | OCJ | Fiber patch cord ¦ simplex
1920838-2 | OCJ-L1-02MASHA-S3 | Variant of OCJ | Fiber Optic Patch Cord, Duplex, Singlemode, LC/UPC to SC/APC 9°, yellow, 2 m |  |  | OCJ | Fiber patch cord ¦ duplex
2055582-1 | OCJ-L1-01MASHA-S2 | Variant of OCJ | Fiber Optic Patch Cord, Duplex, Singlemode, LC/UPC to SC/APC, yellow, 1 m |  |  | OCJ | Fiber patch cord ¦ duplex
2055582-3 | OCJ-L1-03MASHA-S2 | Variant of OCJ | Fiber Optic Patch Cord, Duplex, Singlemode, LC/UPC to SC/APC, yellow, 3 m |  |  | OCJ | Fiber patch cord ¦ duplex
2055582-5 | OCJ-L1-05MASHA-S2 | Variant of OCJ | Fiber Optic Patch Cord, Duplex, Singlemode, LC/UPC to SC/APC, yellow, 5 m |  |  | OCJ | Fiber patch cord ¦ duplex
2055442-2 | OCJ-L1-02MASHA-S1 | Variant of OCJ | Fiber Optic Patch Cord, Duplex, Singlemode, LC/UPC to SC/UPC, yellow, 2 m |  |  | OCJ | Fiber patch cord ¦ duplex
760251530 | OCJ-L1-02MASIA-L2 | Variant of OCJ | Fiber Optic Patch Cord, Simplex, Singlemode, LC/UPC to LC/APC, yellow, 2 m |  |  | OCJ | Fiber patch cord ¦ simplex
760254676 | OCJ-L1-03MASIA-L2 | Variant of OCJ | Fiber Optic Patch Cord, Simplex, Singlemode, LC/UPC to LC/APC, yellow, 3 m |  |  | OCJ | Fiber patch cord ¦ simplex
760245621 | OCJ-L1-10MASIA-L1 | Variant of OCJ | Fiber Optic Patch Cord, Simplex, Singlemode, LC/UPC to LC/UPC, yellow, 10 m |  |  | OCJ | Fiber patch cord ¦ simplex
760245908 | OCJ-L1-15MASIA-L1 | Variant of OCJ | Fiber Optic Patch Cord, Simplex, Singlemode, LC/UPC to LC/UPC, yellow, 15 m |  |  | OCJ | Fiber patch cord ¦ simplex
460158649 | OCJ-L1-30MASIA-L1 | Variant of OCJ | Fiber Optic Patch Cord, Simplex, Singlemode, LC/UPC to LC/UPC, yellow, 30 m |  |  | OCJ | Fiber patch cord ¦ simplex
760248794 | OCJ-L2-01MASIA-L2 | Variant of OCJ | Fiber Optic Patch Cord, Simplex, Singlemode, LC/APC to LC/APC, yellow, 1 m |  |  | OCJ | Fiber patch cord ¦ simplex
2056004-2 | OCJ-LG-02MASHA-LG | Variant of OCJ | Fiber Optic Patch Cord, Duplex, Singlemode, LC/APC to LC/APC, yellow, 2 m |  |  | OCJ | Fiber patch cord ¦ duplex
2056004-4 | OCJ-LG-04MASHA-LG | Variant of OCJ | Fiber Optic Patch Cord, Duplex, Singlemode, LC/APC to LC/APC, yellow, 4 m |  |  | OCJ | Fiber patch cord ¦ duplex
760248887 | OCJ-LG-05MASHA-LG | Variant of OCJ | Fiber Optic Patch Cord, Duplex, Singlemode, LC/APC to LC/APC, yellow, 5 m |  |  | OCJ | Fiber patch cord ¦ duplex
760248889 | OCJ-LG-10MASHA-LG | Variant of OCJ | Fiber Optic Patch Cord, Duplex, Singlemode, LC/APC to LC/APC, yellow, 10 m |  |  | OCJ | Fiber patch cord ¦ duplex
760248891 | OCJ-LG-15MASHA-LG | Variant of OCJ | Fiber Optic Patch Cord, Duplex, Singlemode, LC/APC to LC/APC, yellow, 15 m |  |  | OCJ | Fiber patch cord ¦ duplex
2161003-2 | OCJ-LG-02MASIA-LG | Variant of OCJ | Fiber Optic Patch Cord, Simplex, Singlemode, LC/APC to LC/APC, yellow, 2 m |  |  | OCJ | Fiber patch cord ¦ simplex
2161003-5 | OCJ-LG-05MASIA-LG | Variant of OCJ | Fiber Optic Patch Cord, Simplex, Singlemode, LC/APC to LC/APC, yellow, 5 m |  |  | OCJ | Fiber patch cord ¦ simplex
1-2161003-0 | OCJ-LG-10MASIA-LG | Variant of OCJ | Fiber Optic Patch Cord, Simplex, Singlemode, LC/APC to LC/APC, yellow, 10 m |  |  | OCJ | Fiber patch cord ¦ simplex
760252386 | OCJ-LG-30MASIA-LG | Variant of OCJ | Fiber Optic Patch Cord, Simplex, Singlemode, LC/APC to LC/APC, yellow, 30 m |  |  | OCJ | Fiber patch cord ¦ simplex
2160485-5 | OCJ-LG-05MASIA-SG | Variant of OCJ | Fiber Optic Patch Cord, Simplex, Singlemode, LC/APC to SC/APC, yellow, 5 m |  |  | OCJ | Fiber patch cord ¦ simplex
760242835 | OCJ-LG-01MASIA-SH | Variant of OCJ | Fiber Optic Patch Cord, Simplex, Singlemode, LC/APC to SC/APC 9°, yellow, 1 m |  |  | OCJ | Fiber patch cord ¦ simplex
1920720-2 | OCJ-L2-02MASHA-L2 | Variant of OCJ | Fiber Optic Patch Cord, Duplex, Singlemode, LC/APC to LC/APC, yellow, 2 m |  |  | OCJ | Fiber patch cord ¦ duplex
760252179 | OCJ-LF-01MASHA-LF | Variant of OCJ | Fiber Optic Patch Cord, Duplex, Singlemode, LC/UPC to LC/UPC, yellow, 1 m |  |  | OCJ | Fiber patch cord ¦ duplex
760254256 | OCJ-LF-03MASHA-LF | Variant of OCJ | Fiber Optic Patch Cord, Duplex, Singlemode, LC/UPC to LC/UPC, yellow, 3 m |  |  | OCJ | Fiber patch cord ¦ duplex
760250501 | OCJ-LF-02MASIA-LF | Variant of OCJ | Fiber Optic Patch Cord, Simplex, Singlemode, LC/UPC to LC/UPC, yellow, 2 m |  |  | OCJ | Fiber patch cord ¦ simplex
760250505 | OCJ-LF-20MASIA-LF | Variant of OCJ | Fiber Optic Patch Cord, Simplex, Singlemode, LC/UPC to LC/UPC, yellow, 20 m |  |  | OCJ | Fiber patch cord ¦ simplex
760250498 | OCJ-LF-30MASIA-LF | Variant of OCJ | Fiber Optic Patch Cord, Simplex, Singlemode, LC/UPC to LC/UPC, yellow, 30 m |  |  | OCJ | Fiber patch cord ¦ simplex
760254432 | OCJ-LF-04MASIA-SG | Variant of OCJ | Fiber Optic Patch Cord, Simplex, Singlemode, SC/APC to LC/UPC, yellow, 4 m |  |  | OCJ | Fiber patch cord ¦ simplex
760254253 | OCJ-LF-03MASIA-SH | Variant of OCJ | Fiber Optic Patch Cord, Simplex, Singlemode, LC/UPC to SC/APC 9°, yellow, 3 m |  |  | OCJ | Fiber patch cord ¦ simplex
760253382 | OCJ-LF-03MASHA-SF | Variant of OCJ | Fiber Optic Patch Cord, Duplex, Singlemode, LC/UPC to SC/UPC, yellow, 3 m |  |  | OCJ | Fiber patch cord ¦ duplex
760252490 | OCJ-LF-10MASHA-SF | Variant of OCJ | Fiber Optic Patch Cord, Duplex, Singlemode, LC/UPC to SC/UPC, yellow, 10 m |  |  | OCJ | Fiber patch cord ¦ duplex
760254484 | OCJ-LF-04MASIA-SF | Variant of OCJ | Fiber Optic Patch Cord, Simplex, Singlemode, SC/UPC to LC/UPC, yellow, 4 m |  |  | OCJ | Fiber patch cord ¦ simplex
2160832-3 | OCJ-SG-03MASIA-SG | Variant of OCJ | Fiber Optic Patch Cord, Simplex, Singlemode, SC/APC to SC/APC, yellow, 3 m |  |  | OCJ | Fiber patch cord ¦ simplex
760250822 | OCJ-SG-15MASIA-SG | Variant of OCJ | Fiber Optic Patch Cord, Simplex, Singlemode, SC/APC to SC/APC, yellow, 15 m |  |  | OCJ | Fiber patch cord ¦ simplex
760250366 | OCJ-SG-02MHSIA-SG | Variant of OCJ | Fiber Optic Patch Cord, Duplex, Singlemode, SC/APC to SC/APC, yellow, 2 m |  |  | OCJ | Fiber patch cord ¦ duplex
2-2055025-5 | OCJ-S2-25MASHA-S2 | Variant of OCJ | Fiber Optic Patch Cord, Simplex, Singlemode, SC/APC to SC/APC, yellow, 25 m |  |  | OCJ | Fiber patch cord ¦ simplex
760250392 | OCJ-S2-30MASHA-S2 | Variant of OCJ | Fiber Optic Patch Cord, Duplex, Singlemode, SC/APC to SC/APC, yellow, 30 m |  |  | OCJ | Fiber patch cord ¦ duplex
760254255 | OCJ-SH-03MASIA-SH | Variant of OCJ | Fiber Optic Patch Cord, Simplex, Singlemode, SC/APC 9° to SC/APC 9°, yellow, 3 m |  |  | OCJ | Fiber patch cord ¦ simplex
760254252 | OCJ-SH-02MASIA-SH | Variant of OCJ | Fiber Optic Patch Cord, Simplex, Singlemode, SC/APC 9° to SC/APC 9°, yellow, 2 m |  |  | OCJ | Fiber patch cord ¦ simplex
2055554-1 | OCJ-S3-01MASIA-S3 | Variant of OCJ | Fiber Optic Patch Cord, Simplex, Singlemode, SC/APC 9° to SC/APC 9°, yellow, 1 m |  |  | OCJ | Fiber patch cord ¦ simplex
760239117 | OCJ-SF-01MASIA-SG | Variant of OCJ | Fiber Optic Patch Cord, Simplex, Singlemode, SC/UPC to SC/APC, yellow, 1 m |  |  | OCJ | Fiber patch cord ¦ simplex
2160872-3 | OCJ-SF-03MASIA-SG | Variant of OCJ | Fiber Optic Patch Cord, Simplex, Singlemode, SC/UPC to SC/APC, yellow, 3 m |  |  | OCJ | Fiber patch cord ¦ simplex
483578-000 | FIST-GCO2-BC6-NN | Variant of FIST-GCO2-B | FIST® GC02 Fiber Optic Splice Closure, Heat Shrink or Gold Gel Cable sealing, size BC, no pre-installed fiber trays, 6 round ports + 1 oval port |  | FIST® | FIST-GCO2 | Single-ended ¦ round fiber closure
539096-000 | FIST-GCO2-BC16-GV | Variant of FIST-GCO2-B | FIST® GC02 Fiber Optic Splice Closure, Heat Shrink or Gold Gel Cable sealing, size BC, no pre-installed fiber trays, 16 round ports + 1 oval port with grounding, with test valve |  | FIST® | FIST-GCO2 | Single-ended ¦ round fiber closure
539662-000 | FIST-GCO2-BE16-GN | Variant of FIST-GCO2-B | FIST® GC02 Fiber Optic Splice Closure, Heat Shrink or Gold Gel Cable sealing, size BE, no pre-installed fiber trays, 16 round ports + 1 oval port |  | FIST® | FIST-GCO2 | Single-ended ¦ round fiber closure
593852-000 | FIST-GCO2-BD6-NV | Variant of FIST-GCO2-B | FIST® GC02 Fiber Optic Splice Closure, Heat Shrink or Gold Gel Cable sealing, size BD, no pre-installed fiber trays, 6 round ports + 1 oval port, with test valve |  | FIST® | FIST-GCO2 | Single-ended ¦ round fiber closure
739184-000 | FIST-GCO2-BC6-NV | Variant of FIST-GCO2-B | FIST® GC02 Fiber Optic Splice Closure, Heat Shrink or Gold Gel Cable sealing, size BC, no pre-installed fiber trays, 6 round ports + 1 oval port, with test valve |  | FIST® | FIST-GCO2 | Single-ended ¦ round fiber closure
2160662-3 | OCP-S3-03MASEN-XX | Variant of OCP | Fiber Optic Pigtail, Simplex, Singlemode, SC/APC to Stub, 0.9 mm diameter, 3 m |  |  | OCP | Fiber pigtail ¦ jacketed
2160742-2 | OCP-L2-02MASEN-XX-(12COL) | Variant of OCP | Fiber Optic Pigtail, Simplex, Singlemode, LC/APC to Stub, 0.9 mm diameter, multicolor, 2 m |  |  | OCP | Fiber pigtail ¦ jacketed
2160832-5 | OCJ-SG-05MASIA-SG | Variant of OCJ | Fiber Optic Patch Cord, Simplex, Singlemode, SC/APC to SC/APC, yellow, 5 m |  |  | OCJ | Fiber patch cord ¦ simplex
2160872-5 | OCJ-SF-05MASIA-SG | Variant of OCJ | Fiber Optic Patch Cord, Simplex, Singlemode, SC/UPC to SC/APC, yellow, 5 m |  |  | OCJ | Fiber patch cord ¦ simplex
2160832-2 | OCJ-SG-02MASIA-SG | Variant of OCJ | Fiber Optic Patch Cord, Simplex, Singlemode, SC/APC to SC/APC, yellow, 2 m |  |  | OCJ | Fiber patch cord ¦ simplex
224597-000 | OCFPS1U-DDQ1204L2-2T-U23 | Variant | OCFPS Fiber Optic DWDM Panel, demux, 40 channels, 1561.42 nm starting wavelength, 100 GHz channel spacing, upgrade port, LC/APC, 1U, 19 in, gray |  |  | OCFPS | DWDM patch panel
2-1920606-0 | OCJ-L1-20MASHA-L1 | Variant of OCJ | Fiber Optic Patch Cord, Duplex, Singlemode, LC/UPC to LC/UPC, yellow, 20 m |  |  | OCJ | Fiber patch cord ¦ duplex
2-1920721-0 | OCJ-L2-20MASHA-S2 | Variant of OCJ | Fiber Optic Patch Cord, Duplex, Singlemode, LC/APC to SC/APC, yellow, 20 m |  |  | OCJ | Fiber patch cord ¦ duplex
2-1920751-0 | OCJ-S1-20MASIA-S1 | Variant of OCJ | Fiber Optic Patch Cord, Simplex, Singlemode, SC/UPC to SC/UPC, yellow, 20 m |  |  | OCJ | Fiber patch cord ¦ simplex
2-1920606-5 | OCJ-L1-25MASHA-L1 | Variant of OCJ | Fiber Optic Patch Cord, Duplex, Singlemode, LC/UPC to LC/UPC, yellow, 25 m |  |  | OCJ | Fiber patch cord ¦ duplex
2-2055442-5 | OCJ-L1-25MASHA-S1 | Variant of OCJ | Fiber Optic Patch Cord, Duplex, Singlemode, LC/UPC to SC/UPC, yellow, 25 m |  |  | OCJ | Fiber patch cord ¦ duplex
2-2055554-0 | OCJ-S3-20MASIA-S3 | Variant of OCJ | Fiber Optic Patch Cord, Simplex, Singlemode, SC/APC 9° to SC/APC 9°, yellow, 20 m |  |  | OCJ | Fiber patch cord ¦ simplex
2-2055253-0 | OCJ-S2-20MASIA-S2 | Variant of OCJ | Fiber Optic Patch Cord, Simplex, Singlemode, SC/APC to SC/APC, yellow, 20 m |  |  | OCJ | Fiber patch cord ¦ simplex
FPCC-KKYP |  | Variant of FPCC | Fiber Optic Patch Cord, duplex, singlemode, 1.2 mm OFNP jacket, LC/UPC-LC/UPC, yellow |  |  | FPCC | Fiber patch cord ¦ duplex
FPCC-MMYP |  | Variant of FPCC | Fiber Optic Patch Cord, duplex, singlemode, 1.2 mm OFNP jacket, LC/APC-LC/APC, yellow |  |  | FPCC | Fiber patch cord ¦ duplex
FPCC-KMYP |  | Variant of FPCC | Fiber Optic Patch Cord, duplex, singlemode, 1.2 mm OFNP jacket, LC/UPC-LC/APC, yellow |  |  | FPCC | Fiber patch cord ¦ duplex
NG4-VXLFE04AAN |  | Variant of CEX-WDM-MOD | NG4 Module, CEx 4, 4 circuits, LC/APC connectors |  |  | NG4 | Coexistence Element (CEx) | Build America Buy America (BABA) compliant*
760252332 | PPL-DM-8U-8LC-OM4-BEU | Variant of PROPEL-MODULES | Propel ULL Multimode OM4 MPO-08 Distribution Module, 4 duplex LC to 1X8f MPO/UPC non-pinned, Method B Enhanced | CommScope® | Propel | PPL | Fiber module
760252002 | PPL-1U | Variant of PROPEL-PANELS | Propel 1RU sliding tray fiber panel, accepts Propel ULL modules or adapter packs, providing up to 72 duplex LC ports, 72 MPO ports or 144 SN ports (288f) | CommScope® | Propel | PPL | Fiber patch panel
LX1SXA08AAN |  | Variant of CEX-WDM-MOD | Single Width LGX Module, CEx 1, 8 circuits, LC/APC connectors |  |  | LGX | Coexistence Element (CEx) | Build America Buy America (BABA) compliant*
LX1SXC06AAN |  | Variant of CEX-WDM-MOD | Single Width LGX Module, CEx 3, 6 circuits, LC/APC connectors |  |  | LGX | Coexistence Element (CEx) | Build America Buy America (BABA) compliant*
LX1SXD04AAN |  | Variant of CEX-WDM-MOD | Single Width LGX Module, CEx 4, 4 circuits, LC/APC connectors |  |  | LGX | Coexistence Element (CEx) | Build America Buy America (BABA) compliant*
LX1SXA04CCN |  | Variant of CEX-WDM-MOD | Single Width LGX Module, CEx 1, 4 circuits, SC/APC connectors |  |  | LGX | Coexistence Element (CEx) | Build America Buy America (BABA) compliant*
LX1SXC03CCN |  | Variant of CEX-WDM-MOD | Single Width LGX Module, CEx 3, 3 circuits, SC/APC connectors |  |  | LGX | Coexistence Element (CEx) | Build America Buy America (BABA) compliant*
760252333 | PPL-DM-8U-8LC-OM5-BEU | Variant of PROPEL-MODULES | Propel ULL Multimode OM5 MPO-08 Distribution Module, 4 duplex LC to 1X8f MPO/UPC non-pinned, Method B Enhanced | CommScope® | Propel | PPL | Fiber module
760252335 | PPL-DM-8AU-8LC-OM4-BEU | Variant of PROPEL-MODULES | Propel ULL Multimode OM4 MPO-08 Distribution Module, 4 duplex LC to 1X8f MPO/APC non-pinned, Method B Enhanced | CommScope® | Propel | PPL | Fiber module
760252338 | PPL-DM-8U-24LC-OM5-BEU | Variant of PROPEL-MODULES | Propel ULL Multimode OM5 MPO-08 Distribution Module, 12 duplex LC to 3X8f MPO/UPC non-pinned, Method B Enhanced | CommScope® | Propel | PPL | Fiber module
760252339 | PPL-DM-8AU-24LC-SM-BEU | Variant of PROPEL-MODULES | Propel ULL Singlemode MPO-08 Distribution Module, 12 duplex LC/UPC to 3X8f MPO/APC non-pinned, Method B Enhanced | CommScope® | Propel | PPL | Fiber module
760252342 | PPL-DM-8AU-8SN-SM-BEU | Variant of PROPEL-MODULES | Propel ULL Singlemode MPO-08 Distribution Module, 8SN to 2X8f MPO/APC non-pinned, Method B Enhanced | CommScope® | Propel | PPL | Fiber module
760252344 | PPL-DM-12U-12LC-OM5-BEU | Variant of PROPEL-MODULES | Propel ULL Multimode OM5 MPO-12 Distribution Module, 6 duplex LC to 1X12f MPO/UPC non-pinned, Method B Enhanced | CommScope® | Propel | PPL | Fiber module
760252347 | PPL-DM-12U-24LC-OM5-BEU | Variant of PROPEL-MODULES | Propel ULL Multimode OM5 MPO-12 Distribution Module, 12 duplex LC to 2X12f MPO/UPC non-pinned, Method B Enhanced | CommScope® | Propel | PPL | Fiber module
760252349 | PPL-DM-12AU-12SN-SM-BEU | Variant of PROPEL-MODULES | Propel ULL Singlemode MPO-12 Distribution Module, 12SN to 2X12f MPO/APC non-pinned, Method B Enhanced | CommScope® | Propel | PPL | Fiber module
760252355 | PPL-DM-16AU-8SN-SM-BEU | Variant of PROPEL-MODULES | Propel ULL Singlemode MPO-16 Distribution Module, 8SN to 1X16f MPO/APC non-pinned, Method B Enhanced | CommScope® | Propel | PPL | Fiber module
760252361 | PPL-AP-8-LC-OM5 | Variant of PROPEL-ADAPTER-PACKS | Propel pass-through adapter pack, multimode OM5, 4 duplex LC ports | CommScope® | Propel | PPL | Fiber adapter pack
RCP-4ZBPUK16067B |  | Variant of RAPID-FIBER-PANELS | RapidFiber® Termination Panel, 288-Position 4RU, singlemode, LC/APC to LC/UPC breakouts, 160m cable with 67 inch breakout length and 1.2MM Breakout Jacketing | CommScope® | RapidFiber® | RCP | Fiber patch panel ¦ with rapid cable
RCP-4ZBPUK18339B |  | Variant of RAPID-FIBER-PANELS | RapidFiber® Termination Panel, 288-Position 4RU, singlemode, LC/APC to LC/UPC breakouts, 183m cable with 39 inch breakout length and 1.2MM Breakout Jacketing | CommScope® | RapidFiber® | RCP | Fiber patch panel ¦ with rapid cable
RCP-4ZBPUK18367B |  | Variant of RAPID-FIBER-PANELS | RapidFiber® Termination Panel, 288-Position 4RU, singlemode, LC/APC to LC/UPC breakouts, 183m cable with 67 inch breakout length and 1.2MM Breakout Jacketing | CommScope® | RapidFiber® | RCP | Fiber patch panel ¦ with rapid cable
RCP-4ZBPUK20645B |  | Variant of RAPID-FIBER-PANELS | RapidFiber® Termination Panel, 288-Position 4RU, singlemode, LC/APC to LC/UPC breakouts, 206m cable with 45 inch breakout length and 1.2MM Breakout Jacketing | CommScope® | RapidFiber® | RCP | Fiber patch panel ¦ with rapid cable
RCP-4ZBPUK20667B |  | Variant of RAPID-FIBER-PANELS | RapidFiber® Termination Panel, 288-Position 4RU, singlemode, LC/APC to LC/UPC breakouts, 206m cable with 67 inch breakout length and 1.2MM Breakout Jacketing | CommScope® | RapidFiber® | RCP | Fiber patch panel ¦ with rapid cable
RCP-4ZBPUK22909B |  | Variant of RAPID-FIBER-PANELS | RapidFiber® Termination Panel, 288-Position 4RU, singlemode, LC/APC to LC/UPC breakouts, 229m cable with 108 inch breakout length and 1.2MM Breakout Jacketing | CommScope® | RapidFiber® | RCP | Fiber patch panel ¦ with rapid cable
RCP-4ZBPUK22967B |  | Variant of RAPID-FIBER-PANELS | RapidFiber® Termination Panel, 288-Position 4RU, singlemode, LC/APC to LC/UPC breakouts, 229m cable with 67 inch breakout length and 1.2MM Breakout Jacketing | CommScope® | RapidFiber® | RCP | Fiber patch panel ¦ with rapid cable
RCP-4ZBPUZ02339B |  | Variant of RAPID-FIBER-PANELS | RapidFiber® Termination Panel, 288-Position 4RU, singlemode, LC/APC to LC/APC breakouts, 23m cable with 39 inch breakout length and 1.2MM Breakout Jacketing | CommScope® | RapidFiber® | RCP | Fiber patch panel ¦ with rapid cable
RCP-4ZBPUZ02345B |  | Variant of RAPID-FIBER-PANELS | RapidFiber® Termination Panel, 288-Position 4RU, singlemode, LC/APC to LC/APC breakouts, 23m cable with 45 inch breakout length and 1.2MM Breakout Jacketing | CommScope® | RapidFiber® | RCP | Fiber patch panel ¦ with rapid cable
RCP-4ZBPUZ02367B |  | Variant of RAPID-FIBER-PANELS | RapidFiber® Termination Panel, 288-Position 4RU, singlemode, LC/APC to LC/APC breakouts, 23m cable with 67 inch breakout length and 1.2MM Breakout Jacketing | CommScope® | RapidFiber® | RCP | Fiber patch panel ¦ with rapid cable
RCP-4ZBPUZ04609B |  | Variant of RAPID-FIBER-PANELS | RapidFiber® Termination Panel, 288-Position 4RU, singlemode, LC/APC to LC/APC breakouts, 46m cable with 108 inch breakout length and 1.2MM Breakout Jacketing | CommScope® | RapidFiber® | RCP | Fiber patch panel ¦ with rapid cable
RCP-4ZBPUZ04625B |  | Variant of RAPID-FIBER-PANELS | RapidFiber® Termination Panel, 288-Position 4RU, singlemode, LC/APC to LC/APC breakouts, 46m cable with 25 inch breakout length and 1.2MM Breakout Jacketing | CommScope® | RapidFiber® | RCP | Fiber patch panel ¦ with rapid cable
RCP-4ZBPUZ04645B |  | Variant of RAPID-FIBER-PANELS | RapidFiber® Termination Panel, 288-Position 4RU, singlemode, LC/APC to LC/APC breakouts, 46m cable with 45 inch breakout length and 1.2MM Breakout Jacketing | CommScope® | RapidFiber® | RCP | Fiber patch panel ¦ with rapid cable
RCP-4ZBPUZ06925B |  | Variant of RAPID-FIBER-PANELS | RapidFiber® Termination Panel, 288-Position 4RU, singlemode, LC/APC to LC/APC breakouts, 69m cable with 25 inch breakout length and 1.2MM Breakout Jacketing | CommScope® | RapidFiber® | RCP | Fiber patch panel ¦ with rapid cable
RCP-4ZBPUZ06939B |  | Variant of RAPID-FIBER-PANELS | RapidFiber® Termination Panel, 288-Position 4RU, singlemode, LC/APC to LC/APC breakouts, 69m cable with 39 inch breakout length and 1.2MM Breakout Jacketing | CommScope® | RapidFiber® | RCP | Fiber patch panel ¦ with rapid cable
RCP-4ZBPUZ06967B |  | Variant of RAPID-FIBER-PANELS | RapidFiber® Termination Panel, 288-Position 4RU, singlemode, LC/APC to LC/APC breakouts, 69m cable with 67 inch breakout length and 1.2MM Breakout Jacketing | CommScope® | RapidFiber® | RCP | Fiber patch panel ¦ with rapid cable
RCP-4ZBPUZ09209B |  | Variant of RAPID-FIBER-PANELS | RapidFiber® Termination Panel, 288-Position 4RU, singlemode, LC/APC to LC/APC breakouts, 92m cable with 108 inch breakout length and 1.2MM Breakout Jacketing | CommScope® | RapidFiber® | RCP | Fiber patch panel ¦ with rapid cable
RCP-4ZBPUZ09245B |  | Variant of RAPID-FIBER-PANELS | RapidFiber® Termination Panel, 288-Position 4RU, singlemode, LC/APC to LC/APC breakouts, 92m cable with 45 inch breakout length and 1.2MM Breakout Jacketing | CommScope® | RapidFiber® | RCP | Fiber patch panel ¦ with rapid cable
RCP-4ZBPUZ11439B |  | Variant of RAPID-FIBER-PANELS | RapidFiber® Termination Panel, 288-Position 4RU, singlemode, LC/APC to LC/APC breakouts, 114m cable with 39 inch breakout length and 1.2MM Breakout Jacketing | CommScope® | RapidFiber® | RCP | Fiber patch panel ¦ with rapid cable
RCP-4ZBPUZ11445B |  | Variant of RAPID-FIBER-PANELS | RapidFiber® Termination Panel, 288-Position 4RU, singlemode, LC/APC to LC/APC breakouts, 114m cable with 45 inch breakout length and 1.2MM Breakout Jacketing | CommScope® | RapidFiber® | RCP | Fiber patch panel ¦ with rapid cable
RCP-4ZBPUZ13725B |  | Variant of RAPID-FIBER-PANELS | RapidFiber® Termination Panel, 288-Position 4RU, singlemode, LC/APC to LC/APC breakouts, 137m cable with 25 inch breakout length and 1.2MM Breakout Jacketing | CommScope® | RapidFiber® | RCP | Fiber patch panel ¦ with rapid cable
RCP-4ZBPUZ13739B |  | Variant of RAPID-FIBER-PANELS | RapidFiber® Termination Panel, 288-Position 4RU, singlemode, LC/APC to LC/APC breakouts, 137m cable with 39 inch breakout length and 1.2MM Breakout Jacketing | CommScope® | RapidFiber® | RCP | Fiber patch panel ¦ with rapid cable
RCP-4ZBPUZ13745B |  | Variant of RAPID-FIBER-PANELS | RapidFiber® Termination Panel, 288-Position 4RU, singlemode, LC/APC to LC/APC breakouts, 137m cable with 45 inch breakout length and 1.2MM Breakout Jacketing | CommScope® | RapidFiber® | RCP | Fiber patch panel ¦ with rapid cable
RCP-4ZBPUZ16009B |  | Variant of RAPID-FIBER-PANELS | RapidFiber® Termination Panel, 288-Position 4RU, singlemode, LC/APC to LC/APC breakouts, 160m cable with 108 inch breakout length and 1.2MM Breakout Jacketing | CommScope® | RapidFiber® | RCP | Fiber patch panel ¦ with rapid cable
RCP-4ZBPUZ16039B |  | Variant of RAPID-FIBER-PANELS | RapidFiber® Termination Panel, 288-Position 4RU, singlemode, LC/APC to LC/APC breakouts, 160m cable with 39 inch breakout length and 1.2MM Breakout Jacketing | CommScope® | RapidFiber® | RCP | Fiber patch panel ¦ with rapid cable
RCP-4ZBPUZ18309B |  | Variant of RAPID-FIBER-PANELS | RapidFiber® Termination Panel, 288-Position 4RU, singlemode, LC/APC to LC/APC breakouts, 183m cable with 108 inch breakout length and 1.2MM Breakout Jacketing | CommScope® | RapidFiber® | RCP | Fiber patch panel ¦ with rapid cable
RCP-4ZBPUZ18325B |  | Variant of RAPID-FIBER-PANELS | RapidFiber® Termination Panel, 288-Position 4RU, singlemode, LC/APC to LC/APC breakouts, 183m cable with 25 inch breakout length and 1.2MM Breakout Jacketing | CommScope® | RapidFiber® | RCP | Fiber patch panel ¦ with rapid cable
RCP-4ZBPUZ18339B |  | Variant of RAPID-FIBER-PANELS | RapidFiber® Termination Panel, 288-Position 4RU, singlemode, LC/APC to LC/APC breakouts, 183m cable with 39 inch breakout length and 1.2MM Breakout Jacketing | CommScope® | RapidFiber® | RCP | Fiber patch panel ¦ with rapid cable
RCP-4ZBPUZ20609B |  | Variant of RAPID-FIBER-PANELS | RapidFiber® Termination Panel, 288-Position 4RU, singlemode, LC/APC to LC/APC breakouts, 206m cable with 108 inch breakout length and 1.2MM Breakout Jacketing | CommScope® | RapidFiber® | RCP | Fiber patch panel ¦ with rapid cable
RCP-4ZBPUZ22939B |  | Variant of RAPID-FIBER-PANELS | RapidFiber® Termination Panel, 288-Position 4RU, singlemode, LC/APC to LC/APC breakouts, 229m cable with 39 inch breakout length and 1.2MM Breakout Jacketing | CommScope® | RapidFiber® | RCP | Fiber patch panel ¦ with rapid cable
RCP-4ZBPUZ22967B |  | Variant of RAPID-FIBER-PANELS | RapidFiber® Termination Panel, 288-Position 4RU, singlemode, LC/APC to LC/APC breakouts, 229m cable with 67 inch breakout length and 1.2MM Breakout Jacketing | CommScope® | RapidFiber® | RCP | Fiber patch panel ¦ with rapid cable
760245549 | ODF-ACC-BRK-19 | Variant of FLEX-CAB-ACCESSORIES | Flex Frame,19" rack mount brack for Universal Splice cabinet, 1 kit per cabinet | CommScope® |  |  | Mounting bracket
760245551 | ODF-ACC-BRK-WM | Variant of FLEX-CAB-ACCESSORIES | Flex Frame, Wall Mount brack for Universal Splice cabinet, 1 kit per cabinet | CommScope® |  |  | Mounting bracket
760245057 | BUDI-M-TS2FPS32N-0000 | Variant of BUDI-M | BUDI™ Fiber Optic Wall mount Enclosure, Splice/patch version with 1x32 FPS splitter module | CommScope® | BUDI™ | BUDI-M | Fiber wall box
760245059 | BUDI-M-TS2FPS32G-0300 | Variant of BUDI-M | BUDI™ Fiber Optic Wall mount Enclosure, Pre-terminated version with 1x32 FPS splitter module and 300ft I/O OFNR cable stub | CommScope® | BUDI™ | BUDI-M | Fiber wall box
760245062 | BUDI-M-TS2FPS64G-0300 | Variant of BUDI-M | BUDI™ Fiber Optic Wall mount Enclosure, Pre-terminated version with 1x64 FPS splitter module and 300ft I/O OFNR cable stub | CommScope® | BUDI™ | BUDI-M | Fiber wall box
RCP-1K2DUE09200 |  | Variant of RAPID-FIBER-PANELS | RapidFiber® Termination Panel, 24-Position 1RU, singlemode, LC/UPC to MPO, 92 m | CommScope® | RapidFiber® | RCP | Fiber patch panel ¦ with rapid cable
FEC-ACCCLMP01 |  | Variant | FEC Stackable Cable Clamp Kit for OSP cable (maximum cable outer diameter: 10mm to 28mm) |  |  | FEC | Fiber cable clamp
FEC-ACCGND02 |  | Variant | FEC Fiber Entrance Cabinet Grounding Kit |  |  | FEC | Grounding kit
FEC-36 |  | Variant of FEC | Fiber Optic Entrance Cabinet, 36 Drawers, Wall mounted |  |  | FEC | Fiber entrance cabinet
FGS-ACC137 |  | Variant | FiberGuide® Vertical Straight Section with 1.5in Slot Spacing, Cover, End Cap and Mounting Brackets, 2x2in, Yellow |  | FiberGuide® |  | Slotted vertical with snap-on cover
FGS-ACC047 |  | Variant | FiberGuide® 4x6in to DITEL 8in Transition Adapter, Black |  | FiberGuide® |  | Adapter
FGS-ACC102 |  | Variant | FiberGuide® 4x6in to TYTON 4in Transition Adapter, Black |  | FiberGuide® |  | Adapter
FGS-ACC048 |  | Variant | FiberGuide® 12in to DITEL 8in Transition Adapter, Black |  | FiberGuide® |  | Adapter
FGS-ACC157 |  | Variant | FiberGuide® Vertical Spool Kit of 5 |  | FiberGuide® |  | Accessory
FGS-ACC139 |  | Variant | FiberGuide® to TELECT Wave Trax Transition Adapter, 4x4in, Black |  | FiberGuide® |  | Adapter
FGS-ACC106 |  | Variant | FiberGuide® 4x6in to TYTON 4in Transition Adapter, Black |  | FiberGuide® |  | Adapter
FGS-ACC141 |  | Variant | FiberGuide® Retainer Bracket Kit for Vertical Raceway |  | FiberGuide® |  | Accessory
FGS-ACC142 |  | Variant | FiberGuide® Retainer Bracket Kit, 2x2in |  | FiberGuide® |  | Accessory
FGS-ACC-BRL |  | Variant | FiberGuide® Radius Limiter Kit |  | FiberGuide® |  | Accessory
FGS-ACC502 |  | Variant | FiberGuide® to HENDRY Transition Adapter, 4x6in, Black |  | FiberGuide® |  | Adapter
FGS-ACC147 |  | Variant | FiberGuide® to PANDUIT Solid Transition Adapter, 4x6in, Black |  | FiberGuide® |  | Adapter
FGS-ACC-LPRL |  | Variant | FiberGuide® Radius Limiter, Low Profile, Kit of 20 |  | FiberGuide® |  | Accessory
FGS-ACC528 |  | Variant | FiberGuide® to TYTON Transition Adapter, 2x2in, Black |  | FiberGuide® |  | Adapter
FGS-ACC151 |  | Variant | FiberGuide® to PANDUIT Solid Transition Adapter, 4x12in, Black |  | FiberGuide® |  | Adapter
FGS-ACC082 |  | Variant | FiberGuide® to PANDUIT Slotted Transition Adapter, 4x6in, Black |  | FiberGuide® |  | Adapter
FGS-CD4E-A |  | Variant | FiberGuide® Metal Cover for 45° Down Elbow, 4x4in, Black |  | FiberGuide® |  | Fiber raceway cover
FGS-ACC041 |  | Variant | FiberGuide® to TYTON Transition Adapter 100 mm to 100 mm (4in x 4in), black |  | FiberGuide® |  | Adapter
FGS-ACC505 |  | Variant | FiberGuide® 4x6in to HENDRY 3in Transition Adapter, Black |  | FiberGuide® |  | Adapter
FGS-ACC507 |  | Variant | FiberGuide® to HENDRY Transition Adapter, 4x4in, Black |  | FiberGuide® |  | Adapter
FGS-ACC087 |  | Variant | FiberGuide® 4x6in to WARREN 8in Transition Adapter, Black |  | FiberGuide® |  | Adapter
FGS-FLEXEXIT-F/H |  | Variant | FiberGuide® Flex-Exit kit, 4 in x 12 in / 24 in |  | FiberGuide® |  | Drop kit
FGS-DSHC-B/G |  | Variant | FiberGuide® Split Hinged Cover Kit for Straight Section, 2x6in, 4x6in, Yellow |  | FiberGuide® |  | Fiber raceway cover
FGS-FLEXJIG-F/H |  | Variant | FiberGuide® Cut-in Jig, 4x12 and 4x24in |  | FiberGuide® |  | Cutting tool
FGS-ACC088 |  | Variant | FiberGuide® 4x12in to WARREN 8in Transition Adapter, Black |  | FiberGuide® |  | Adapter
FGS-HASB-5/8-48 |  | Variant | FiberGuide® Adjustable Angle Support Bracket Kit, 5/8in, 11x48in Threaded Rod |  | FiberGuide® |  | Support mounting kit
FGS-CH4E-A |  | Variant | FiberGuide® Metal Cover for 45° Horizontal Elbow, 4x4in, Black |  | FiberGuide® |  | Fiber raceway cover
FGS-ACC509 |  | Variant | FiberGuide® to HENDRY Transition Adapter, 4x12in, Black |  | FiberGuide® |  | Adapter
FGS-ASRI-10F |  | Variant | FiberGuide® Adapter Kit, Square to 2" Round, 4x4in, 10ft Slotted, Yellow |  | FiberGuide® |  | Convoluted tube
FGS-HASK-C |  | Variant | FiberGuide® Aluminum Track Support Kit, 2x2in, 6ft Length |  | FiberGuide® |  | Support mounting kit
FGS-CH4E-B |  | Variant | FiberGuide® Metal Cover for 45° Horizontal Elbow, 4x6in, Black |  | FiberGuide® |  | Fiber raceway cover
FGS-FLEXV-4F-C |  | Variant of FGS-FLEXV | FiberGuide® FlexVertical Kit, 2x2in, 4ft length, Yellow |  | FiberGuide® |  | Drop kit
FGS-HDCB-C |  | Variant | FiberGuide® Digital Cableway Support Kit, 2x2in |  | FiberGuide® |  | Support mounting kit
FGS-CLIP-D |  | Variant | FiberGuide® Vertical Cover Retainer Clip, 4x4in, Black, Kit of 25 |  | FiberGuide® |  | Hardware
FGS-ASRI-15F |  | Variant | FiberGuide® Adapter Kit, Square to 2" Round, 4x4in, 15ft Slotted, Yellow |  | FiberGuide® |  | Convoluted tube
FGS-CH9E-A |  | Variant | FiberGuide® Metal Cover for 90° Horizontal Elbow, 4x4in, Black |  | FiberGuide® |  | Fiber raceway cover
FGS-HDGR |  | Variant | FiberGuide® Unistrut Nut Mounting Kit, 5/8in |  | FiberGuide® |  | Support mounting kit
FGS-ASRI-5F |  | Variant | FiberGuide® Adapter Kit, Square to 2" Round, 4x4in, 5ft Slotted, Yellow |  | FiberGuide® |  | Convoluted tube
FGS-FSFC-H |  | Variant | FiberGuide® Fabric Cover for Horizontal Straight Section, 4x 24in, Black |  | FiberGuide® |  | Fiber raceway cover
FGS-FHRT-H |  | Variant | FiberGuide® Fabric Cover for Horizontal T, 4x24in, Black |  | FiberGuide® |  | Fiber raceway cover
FGS-BTBL-C |  | Variant | FiberGuide® Bay Top Long "L" Bracket Kit, 2x2in |  | FiberGuide® |  | Support mounting kit
FGS-HDSB-A |  | Variant | FiberGuide® Heavy Duty Support Bracket for 4-Inch Express Exit™ |  | FiberGuide® |  | Support mounting kit
FGS-HHEC-10 |  | Variant | FiberGuide® Flex Tube Clamp, Kit of 10 |  | FiberGuide® |  | Hardware
FGS-HDSB-B |  | Variant | FiberGuide® Heavy Duty Support Bracket for 6-Inch Express Exit™ |  | FiberGuide® |  | Support mounting kit
FGS-HHGK |  | Variant | FiberGuide® Single Hinges for Cover, 4x4in and 4x6in |  | FiberGuide® |  | Hardware
FGS-HETP-F-5/8 |  | Variant | FiberGuide® Existing Threaded Rod Trapeze Bracket Kit, 5/8in for 4x12in System |  | FiberGuide® |  | Support mounting kit
FGS-FHXP-H |  | Variant | FiberGuide® Fabric Cover for Horizontal Cross, 4x24in, Black |  | FiberGuide® |  | Fiber raceway cover
FGS-DHHC |  | Variant | FiberGuide® Kit of 10 Black Capture Clips and 10 Yellow Hinges |  | FiberGuide® |  | Hardware
FGS-HETR-F-1/2 |  | Variant | FiberGuide® Existing Threaded Rod Bracket Kit, 1/2in for 4x12in System |  | FiberGuide® |  | Support mounting kit
FGS-HMEC-G |  | Variant | FiberGuide® End Cap Kit, 2x6in, Black |  | FiberGuide® |  | End cap
FGS-HLDR-1/2 |  | Variant | FiberGuide® Ladder Rack Bracket Kit, 1/2in |  | FiberGuide® |  | Support mounting kit
FGS-HNTR-1/2 |  | Variant | FiberGuide® New Threaded Rod Bracket Kit, 1/2in for 2x6, 4x4, 4x6in Systems |  | FiberGuide® |  | Support mounting kit
FGS-HMEC-H |  | Variant | FiberGuide® End Cap Kit, 4x24in, Black |  | FiberGuide® |  | End cap
FGS-HETR-F-12MM |  | Variant | FiberGuide® Existing Threaded Rod Bracket Kit, 12mm for 4x12in System |  | FiberGuide® |  | Support mounting kit
FGS-HLDR-12MM |  | Variant | FiberGuide® Ladder Rack Bracket Kit, 12mm |  | FiberGuide® |  | Support mounting kit
FGS-HNTR-12MM |  | Variant | FiberGuide® New Threaded Rod Bracket Kit, 12mm for 2x6, 4x4, 4x6in Systems |  | FiberGuide® |  | Support mounting kit
FGS-HNLR-AB |  | Variant | FiberGuide® Ladder Rack Center Support Bracket Kit, 2x6, 4x4, 4x6in |  | FiberGuide® |  | Support mounting kit
FGS-HIFC-A |  | Variant | FiberGuide® IFC Tie Down Bracket, 4x4in, Black |  | FiberGuide® |  | Accessory
FGS-HMEC-44 |  | Variant | FiberGuide® Vertical Toolless End Cap Kit, 4x4in, Black |  | FiberGuide® |  | Fiber raceway end cap
FGS-HETR-F-16MM |  | Variant | FiberGuide® Existing Threaded Rod Bracket Kit, 16mm for 4x12in System |  | FiberGuide® |  | Support mounting kit
FGS-HNTR-F-12MM |  | Variant | FiberGuide® New Threaded Rod Bracket Kit, 12mm for 4x12in System |  | FiberGuide® |  | Support mounting kit
FGS-HNLR-F |  | Variant | FiberGuide® Ladder Rack Center Support Bracket Kit, 4x12in |  | FiberGuide® |  | Support mounting kit
FGS-HNTR-14MM |  | Variant | FiberGuide® New Threaded Rod Bracket Kit, 14mm for 2x6, 4x4, 4x6in Systems |  | FiberGuide® |  | Support mounting kit
FGS-HMEC-A |  | Variant | FiberGuide® End Cap Kit, 4x4in, Black |  | FiberGuide® |  | End cap
FGS-HETR-F-5/8 |  | Variant | FiberGuide® Existing Threaded Rod Bracket Kit, 5/8in for 4x12in System |  | FiberGuide® |  | Support mounting kit
FGS-HNTP-F-1/2 |  | Variant | FiberGuide® New Threaded Rod Trapeze Bracket Kit, 1/2in for 4x12in System |  | FiberGuide® |  | Support mounting kit
FGS-HNTR-F-16MM |  | Variant | FiberGuide® New Threaded Rod Bracket Kit, 16mm for 4x12in System |  | FiberGuide® |  | Support mounting kit
FGS-HNTP-F-12MM |  | Variant | FiberGuide® New Threaded Rod Trapeze Bracket Kit, 12mm for 4x12in System |  | FiberGuide® |  | Support mounting kit
FGS-HNTR-3/8 |  | Variant | FiberGuide® New Threaded Rod Bracket Kit, 3/8in for 2x6, 4x4, 4x6in Systems |  | FiberGuide® |  | Support mounting kit
FGS-HNTR-F-5/8 |  | Variant | FiberGuide® New Threaded Rod Bracket Kit, 5/8in for 4x12in System |  | FiberGuide® |  | Support mounting kit
FGS-HMEC-C |  | Variant | FiberGuide® End Cap Kit, 2x2in |  | FiberGuide® |  | End cap
FGS-HLDR-5/8-2 |  | Variant | FiberGuide® 2in Ladder Rack Bracket Kit, 5/8in |  | FiberGuide® |  | Support mounting kit
FGS-HNTR-5/8 |  | Variant | FiberGuide® New Threaded Rod Bracket Kit, 5/8in for 2x6, 4x4, 4x6 Systems |  | FiberGuide® |  | Support mounting kit
FGS-HKFM-16MM |  | Variant | FiberGuide® Frame Mounting Hardware Kit, 16mm |  | FiberGuide® |  | Support mounting kit
FGS-HNTP-F-5/8 |  | Variant | FiberGuide® New Threaded Rod Trapeze Bracket Kit, 5/8in for 4x12in System |  | FiberGuide® |  | Support mounting kit
FGS-HNTR-5/8-A |  | Variant | FiberGuide® Modified New Threaded Rod Bracket Kit, 5/8in for 2x6, 4x4, 4x6in Systems |  | FiberGuide® |  | Support mounting kit
FGS-HNTP-H-16MM |  | Variant | FiberGuide® New Threaded Rod Trapeze Bracket Kit, 16mm for 4x24in System |  | FiberGuide® |  | Support mounting kit
FGS-HNTS-1/2-LP |  | Variant | FiberGuide® Low-Profile Top Support C-Bracket Kit, 1/2in for 2x6, 4x4, 4x6in Systems |  | FiberGuide® |  | Support mounting kit
FGS-HNTS-5/8-LP |  | Variant | FiberGuide® Low-Profile Top Support C-Bracket Kit, 5/8in for 2x6, 4x4, 4x6in Systems |  | FiberGuide® |  | Support mounting kit
FGS-HNTR-5/8-S |  | Variant | FiberGuide® New Threaded Rod Bracket Kit, Short (8in length), 5/8in for 2x6, 4x4, 4x6 Systems |  | FiberGuide® |  | Support mounting kit
FGS-HMEC-E |  | Variant | FiberGuide® End Cap Kit, 4x2in, Black |  | FiberGuide® |  | End cap
FGS-HNTP-H-5/8 |  | Variant | FiberGuide® New Threaded Rod Trapeze Bracket Kit, 5/8in for 4x24in System |  | FiberGuide® |  | Support mounting kit
FGS-HNTS-12MM |  | Variant | FiberGuide® Top Support C-Bracket Kit, 12mm for 2x6, 4x4, 4x6in Systems |  | FiberGuide® |  | Support mounting kit
FGS-HLDR-V |  | Variant | FiberGuide® Ladder Rack Bracket Clip Kit of 10 |  | FiberGuide® |  | Support mounting kit
FGS-HTHR-5/8-12 |  | Variant | FiberGuide® Threaded Rod, 5/8in Diameter, 12in Length |  | FiberGuide® |  | Threaded rod
FGS-HNTS-12MM-LP |  | Variant | FiberGuide® Low-Profile Top Support C-Bracket Kit, 12mm for 2x6, 4x4, 4x6in Systems |  | FiberGuide® |  | Support mounting kit
FGS-HNTS-F-1/2-LP |  | Variant | FiberGuide® Low-Profile Top Support C-Bracket Kit, 1/2in for 4x12in System |  | FiberGuide® |  | Support mounting kit
FGS-HTHR-5/8-30 |  | Variant | FiberGuide® Threaded Rod, 5/8in Diameter, 30in Length |  | FiberGuide® |  | Threaded rod
FGS-HNTR-F-1/2 |  | Variant | FiberGuide® New Threaded Rod Bracket Kit, 1/2in for 4x12in System |  | FiberGuide® |  | Support mounting kit
FGS-HUFB-ACC |  | Variant | FiberGuide® 30° Bracket Kit |  | FiberGuide® |  | Support mounting kit
FGS-HNTS-F-5/8-LP |  | Variant | FiberGuide® Top Support C-Bracket Kit, Low Profile, 5/8in for 4x12in System |  | FiberGuide® |  | Support mounting kit
FGS-HNTS-14MM-LP |  | Variant | FiberGuide® Low-Profile Top Support C-Bracket Kit, 14mm for 2x6, 4x4, 4x6in Systems |  | FiberGuide® |  | Support mounting kit
FGS-HNTS-F-12MM-LP |  | Variant | FiberGuide® Low-Profile Top Support C-Bracket Kit, 12mm for 4x12in System |  | FiberGuide® |  | Support mounting kit
FGS-HTUB-16MM |  | Variant | FiberGuide® Center Support Bracket Kit, 16mm for 2x6, 4x4, 4x6in Systems |  | FiberGuide® |  | Support mounting kit
FGS-HTHR-12MM-75CM |  | Variant | FiberGuide® Threaded Rod, 12mm Diameter, 75cm Length |  | FiberGuide® |  | Threaded rod
FGS-HUVE-B |  | Variant | FiberGuide® FlexGuide 15-35° Up Elbow 4x6in, Yellow |  | FiberGuide® |  | Elbow
FGS-HNTS-16MM |  | Variant | FiberGuide® Top Support C-Bracket Kit, 16mm for 2x6, 4x4, 4x6in Systems |  | FiberGuide® |  | Support mounting kit
FGS-KDH2-C |  | Variant | FiberGuide® Extended Downspout Kit, 2x2in, 2ft, Yellow |  | FiberGuide® |  | Downspout
FGS-HTUB-F-1/2 |  | Variant | FiberGuide® Center Support Bracket Kit, 1/2in for 4x12in System |  | FiberGuide® |  | Support mounting kit
FGS-HTR2-2-5/8 |  | Variant | FiberGuide® Existing Threaded Rod Bracket Kit for 2in Ladder Rack, 5/8" for 2x2in System |  | FiberGuide® |  | Support mounting kit
FGS-HTUB-F-12MM |  | Variant | FiberGuide® Center Support Bracket Kit, 12mm for 4x12in System |  | FiberGuide® |  | Support mounting kit
FGS-HNTS-F-16MM |  | Variant | FiberGuide® Top Support C-Bracket Kit, 16mm for 4x12in System |  | FiberGuide® |  | Support mounting kit
FGS-KIT-H44 |  | Variant | FiberGuide® Vertical Straight Section with 2in Slot Spacing, Trumpet Flares and Cover, 4x4in, Yellow |  | FiberGuide® |  | Slotted vertical with snap-on cover
FGS-HRJA-B |  | Variant | FiberGuide® Reverse Junction Adapter Kit, 4x6in, Black |  | FiberGuide® |  | Fiber raceway joiner
FGS-HTHR-14MM-75CM |  | Variant | FiberGuide® Threaded Rod, 14mm Diameter, 75cm Length |  | FiberGuide® |  | Threaded rod
FGS-KT03-A15F |  | Variant | FiberGuide® Dual 2in Flex Tube Attachment, 4x4in, 15ft Length, Yellow |  | FiberGuide® |  | Convoluted tube
FGS-HTUB-F-16MM |  | Variant | FiberGuide® Center Support Bracket Kit, 16mm for 4x12in System |  | FiberGuide® |  | Support mounting kit
FGS-KT03-A1NH |  | Variant | FiberGuide® 2in Hose Adapter Kit - No Hose, 4x4in, Black |  | FiberGuide® |  | Drop kit
FGS-HTBK-12 |  | Variant | FiberGuide® 12in Horizontal Tool-less Adjustable Bracket Kit for 4x12in System, 9-14in Tall |  | FiberGuide® |  | Support mounting kit
FGS-HTUB-F-5/8 |  | Variant | FiberGuide® Center Support Bracket Kit, 5/8in for 4x12in System |  | FiberGuide® |  | Support mounting kit
FGS-HTHR-16MM-75CM |  | Variant | FiberGuide® Threaded Rod, 16mm Diameter, 75cm Length |  | FiberGuide® |  | Threaded rod
FGS-HTHR-1/2-12 |  | Variant | FiberGuide® Threaded rod, 1/2in Diameter, 12in Length |  | FiberGuide® |  | Threaded rod
FGS-KT03-C |  | Variant | FiberGuide® Dual 7/8in Flex Tube Attachment, 2x2in, 5ft Length, Yellow |  | FiberGuide® |  | Convoluted tube
FGS-KQKB |  | Variant | FiberGuide® Quick Knob with T-Bolt and Snap-On Cover Clip, Kit of 10 |  | FiberGuide® |  | Hardware
FGS-HUFB-A |  | Variant | FiberGuide® Under Floor Support Bracket Kit, 4in |  | FiberGuide® |  | Support mounting kit
FGS-KTW2-J |  | Variant | FiberGuide® Vertical Duct Kit with 4in Rounded Slot Spacing and Hinged Cover, 4x4in, Yellow |  | FiberGuide® |  | Slotted vertical with hinged cover
FGS-KT03-C-10F |  | Variant | FiberGuide® Dual 7/8in Flex Tube Attachment, 2x2in, 10ft Length, Yellow |  | FiberGuide® |  | Convoluted tube
FGS-JUNC-A |  | Variant | FiberGuide® Non-Toolless Junction Kit, 4x4in, Yellow |  | FiberGuide® |  | Fiber raceway joiner
FGSB-MFAW-B |  | Variant | FiberGuide® Snap-Fit Junction, 4x6in, Black |  | FiberGuide® |  | Fiber raceway joiner
FGSB-MHIS-A |  | Variant | FiberGuide® 4in Cut-in T, 4x4, 4x6, and 4x12in, Black |  | FiberGuide® |  | Tee
FGSB-MEXC-E-A |  | Variant | FiberGuide® 4-Inch Express Exit™ Single Rear Hinged Cover for 4x4in Raceways, Black |  | FiberGuide® |  | Fiber raceway cover
FGSB-MD9E-G |  | Variant | FiberGuide® 90° Down Elbow, 2x6in, Black |  | FiberGuide® |  | Elbow
FGSB-MHIS-B |  | Variant | FiberGuide® 6in Cut-in T, 4x4, 4x6, 4x12in, Black |  | FiberGuide® |  | Tee
FGSB-MEXC-E-A/B/F |  | Variant | FiberGuide® 4-Inch Express Exit™ Rear Hinged Cover Kit for 4x4, 4x6 and 4x12in Raceways, Black |  | FiberGuide® |  | Fiber raceway cover
FGSB-MDSP-2B |  | Variant | FiberGuide® Dual Drop Downspout, 4x6 with 4x4in Exits, Black |  | FiberGuide® |  | Downspout
FGSB-MFAW-H |  | Variant | FiberGuide® Snap-Fit Junction, 4x24in, Black |  | FiberGuide® |  | Fiber raceway joiner
FGSB-MHRT-A |  | Variant of FGS-MHRT | FiberGuide® Horizontal T, 4x4in, Black |  | FiberGuide® |  | Tee
FGSB-MDSP-2B-IMP |  | Variant | FiberGuide® Dual Drop Downspout with Dividers, 4x6in, Black |  | FiberGuide® |  | Downspout
FGSB-MH9E-B |  | Variant | FiberGuide® 90° Horizontal Elbow, 4x6in, Black |  | FiberGuide® |  | Elbow
FGSB-MEXP-E-A/B/F |  | Variant | FiberGuide® 4-Inch Express Exit™, 4x4, 4x6, 4x12, 4x24in, Black |  | FiberGuide® |  | Express exit
FGSB-MHXP-B/F |  | Variant of FGS-MHXP | FiberGuide® Horizontal Cross with Dual 4x6in and Dual 4x12in Exits, Black |  | FiberGuide® |  | Cross
FGSB-MHRT-F/B |  | Variant of FGS-MHRT | FiberGuide® Horizontal T, 4x12in, 4x6in Exit, Black |  | FiberGuide® |  | Tee
FGSB-MHRT-G |  | Variant of FGS-MHRT | FiberGuide® Horizontal T, 2x6in, Black |  | FiberGuide® |  | Tee
FGSB-MSHC-B |  | Variant | FiberGuide® Hinged Cover for Horizontal Straight Section, 4x6in, Black |  | FiberGuide® |  | Fiber raceway cover
FGSB-MHXP-F/H |  | Variant of FGS-MHXP | FiberGuide® Horizontal Cross with Dual 4x12in and Dual 4x24in Exits, Black |  | FiberGuide® |  | Cross
FGSB-MJWR-A |  | Variant | FiberGuide® Downspout Exit Junction Kit, 4x4in, Black |  | FiberGuide® |  | Fiber raceway joiner
FGSB-MDSP-G |  | Variant | FiberGuide® Downspout 2x6 with 2x2in Exit, Black |  | FiberGuide® |  | Downspout
FGSB-MSNC-F |  | Variant | FiberGuide® Hinged Cover Kit for Horizontal Straight Section, 4x12in, Black |  | FiberGuide® |  | Fiber raceway cover
FGSB-MJWR-C |  | Variant | FiberGuide® Junction Kit, 2x2in, Black |  | FiberGuide® |  | Fiber raceway joiner
FGSB-MSHS-A |  | Variant of FGS-MSHS | FiberGuide® Horizontal Straight Section, 4x4in, Black |  | FiberGuide® |  | Straight section
FGSB-MSSC-A |  | Variant | FiberGuide® Snap-On Cover Kit for Horizontal Straight Section, 4x4in, Black |  | FiberGuide® |  | Fiber raceway cover
FGSB-MSHS-D |  | Variant | FiberGuide® Vertical Straight Section with 4in Slot Spacing, 1in Slots, 4x4in, Black |  | FiberGuide® |  | Slotted vertical
FGSB-MHXP-H |  | Variant of FGS-MHXP | FiberGuide® Horizontal Cross, 4x24in, Black |  | FiberGuide® |  | Cross
FGSB-MSHS-B |  | Variant of FGS-MSHS | FiberGuide® Horizontal Straight Section, 4x6in, Black |  | FiberGuide® |  | Straight section
FGSB-MVAR-A |  | Variant | FiberGuide® Expandable Straight Section, 4x4in, Black |  | FiberGuide® |  | Expandable straight
FGSB-MH4A-C |  | Variant | FiberGuide® 45° Horizontal Elbow, 2x2in, Black |  | FiberGuide® |  | Elbow
FGSB-MSHS-B-RW |  | Variant of FGS-MSHS | FiberGuide® Horizontal Straight Section with Pre-Cut 6in Spacing and 2.25in Opening, 4x6 in, Black |  | FiberGuide® |  | Straight section
FGSB-MSHS-F |  | Variant of FGS-MSHS | FiberGuide® Horizontal Straight Section, 4x12in, Black |  | FiberGuide® |  | Straight section
FGSB-MVAR-B |  | Variant | FiberGuide® Expandable Straight Section, 4x6in, Black |  | FiberGuide® |  | Expandable straight
FGSB-MH4E-A |  | Variant | FiberGuide® 45° Horizontal Elbow, 4x4in, Black |  | FiberGuide® |  | Elbow
FGSB-SHRT-B |  | Variant | FiberGuide® Snap-on Cover for Horizontal T, 4x6in, Black |  | FiberGuide® |  | Fiber raceway cover
FGSB-MU4E-A |  | Variant | FiberGuide® 45° Up Elbow, 4x4in, Black |  | FiberGuide® |  | Elbow
FGSB-SU9E-A |  | Variant | FiberGuide® Snap-On Cover for 90° Up Elbow, 4x4in, Black |  | FiberGuide® |  | Fiber raceway cover
FGSB-MSHS-H |  | Variant of FGS-MSHS | FiberGuide® Horizontal Straight Section, 4x24in, 6ft Length, Black |  | FiberGuide® |  | Straight section
FGSB-MTRM-A |  | Variant | FiberGuide® Trumpet Flare, 4x4, 4x6in, Black |  | FiberGuide® |  | Trumpet flare
FGSB-SHRT-F |  | Variant | FiberGuide® Snap-on Cover for Horizontal T, 4x12in, Black |  | FiberGuide® |  | Fiber raceway cover
FGSB-MU4E-B |  | Variant | FiberGuide® 45° Up Elbow, 4x6in, Black |  | FiberGuide® |  | Elbow
FGSB-MVAR-F |  | Variant | FiberGuide® Expandable Straight Section, 4x12in, Black |  | FiberGuide® |  | Expandable straight
FGSB-MU4E-F |  | Variant | FiberGuide® 45° Up Elbow, 4x12in, Black |  | FiberGuide® |  | Elbow
FGSB-MTRM-C |  | Variant | FiberGuide® Trumpet Flare, 2x2in, Black |  | FiberGuide® |  | Trumpet flare
FGSB-MSHS-STOR-F |  | Variant of FGS-MSHS | FiberGuide® Slack Storage Straight Section, 4x12in, Black |  | FiberGuide® |  | Solid straight with slack storage
FGSB-SDSA-FB |  | Variant | FiberGuide® Snap-on Cover for Reducer, 4x12in to 4x6in, Black |  | FiberGuide® |  | Fiber raceway cover
FGSB-SHXP-B |  | Variant | FiberGuide® Snap-on Cover for Cross Section, 4x6in, Black |  | FiberGuide® |  | Fiber raceway cover
FGSB-MSNC-B/G |  | Variant | FiberGuide® Hinged Cover Kit for Horizontal Straight Section, 2x6in, 4x6in, Black |  | FiberGuide® |  | Fiber raceway cover
FGSB-SHXP-B/F |  | Variant | FiberGuide® Snap-on Cover for Cross Section, 4x6in, 4x12in, Black |  | FiberGuide® |  | Fiber raceway cover
FGSB-MU4E-H |  | Variant | FiberGuide® 45° Up Elbow, 4x24in, Black |  | FiberGuide® |  | Elbow
FGSB-SHXP-F |  | Variant | FiberGuide® Snap-on Cover for Cross Section, 4x12in, Black |  | FiberGuide® |  | Fiber raceway cover
FGSB-SH4E-F |  | Variant | FiberGuide® Snap-on Cover for 45° Horizontal Elbow, 4x12in, Black |  | FiberGuide® |  | Fiber raceway cover
FGSB-SD9E-B |  | Variant | FiberGuide® Snap-On Cover for 90° Down Elbow, 4x6in, Black |  | FiberGuide® |  | Fiber raceway cover
FGSB-SH9E-A |  | Variant | FiberGuide® Snap-On Cover for 90° Horizontal Elbow, 4x4in, Black |  | FiberGuide® |  | Fiber raceway cover
FGSB-SH9E-F |  | Variant | FiberGuide® Snap-on Cover for 90° Horizontal Elbow, 4x12in, Black |  | FiberGuide® |  | Fiber raceway cover
FGSB-SHRT-A |  | Variant | FiberGuide® Snap-On Cover for Horizontal T, 4x4in, Black |  | FiberGuide® |  | Fiber raceway cover
FGS-KT03-A |  | Variant | FiberGuide® Dual 2in Flex Tube Attachment, 4x4in, 5ft Length, Yellow |  | FiberGuide® |  | Convoluted tube
FGS-KTW1-JN |  | Variant | FiberGuide® Vertical Duct Kit with Hinged Cover, 2x2in, Yellow |  | FiberGuide® |  | Solid vertical with hinged cover
FGS-KTW2-D |  | Variant | FiberGuide® Vertical Duct Kit with 4in Slot Spacing and Snap-On Cover, 4x4in, Yellow |  | FiberGuide® |  | Slotted vertical with snap-on cover
FGS-KT03-G-5F |  | Variant | FiberGuide® Dual 2in Flex Tube Attachment, 2x6in, 5ft Length, Yellow |  | FiberGuide® |  | Convoluted tube
FGS-MD9E-B |  | Variant | FiberGuide® 90° Down Elbow, 4x6in, Yellow |  | FiberGuide® |  | Elbow
FGS-MDSA-FB |  | Variant | FiberGuide® Straight Reducer, 4x12 to 4x6in, Yellow |  | FiberGuide® |  | Reducer
FGS-KTW2-D-IMP |  | Variant | FiberGuide® Vertical Duct Kit with 4in Slot Spacing, Spools and Snap-On Cover, 4x4in, Yellow |  | FiberGuide® |  | Slotted vertical with snap-on cover
FGS-MCDS-EX-AB |  | Variant | FiberGuide® Cover for Extended Downspout, 4x4in, 4x6in, Yellow |  | FiberGuide® |  | Fiber raceway cover
FGS-MD9E-F |  | Variant | FiberGuide® 90° Down Elbow, 4 in x 12 in, yellow |  | FiberGuide® |  | Elbow
FGS-KTW2-D-IMP-B |  | Variant | FiberGuide® Vertical Duct Kit with 4in Slot Spacing, Spools and Split See-Through Cover, 4x4in, Yellow |  | FiberGuide® |  | Slotted vertical with snap-on cover
FGS-MD4A-C |  | Variant | FiberGuide® 45° Down Elbow Kit, 2x2in, Yellow |  | FiberGuide® |  | Elbow
FGS-MDSA-FB-L |  | Variant | FiberGuide® Left Reducer, 4x12 to 4x6in, Black |  | FiberGuide® |  | Reducer
FGS-KT03-A1-10F |  | Variant | FiberGuide® Single 2in Flex Tube Attachment, 4x4in, 10ft Length, Yellow |  | FiberGuide® |  | Convoluted tube
FGS-KTW2-D-L3 |  | Variant | FiberGuide® Vertical Duct Kit with 4in Slot Spacing, Snap-On Cover, Brackets and End Cap, 4x4in, Yellow |  | FiberGuide® |  | Slotted vertical with snap-on cover
FGS-MDSA-FB-R |  | Variant | FiberGuide® Right Reducer, 4x12 to 4x6in, Black |  | FiberGuide® |  | Reducer
FGS-MDSA-GA |  | Variant | FiberGuide® Straight Reducer, 2x6 to 4x4in, Yellow |  | FiberGuide® |  | Reducer
FGS-KT03-A10F |  | Variant | FiberGuide® Dual 2in Flex Tube Attachment, 4x4in, 10ft Length, Yellow |  | FiberGuide® |  | Convoluted tube
FGS-KTW1-CA-RC |  | Variant | FiberGuide® Vertical Duct Kit with 1.5in Slot Spacing and Snap-on Cover with Retaining Clips, 2x2in, Yellow |  | FiberGuide® |  | Slotted vertical with snap-on cover
FGS-KT03-ANH |  | Variant | FiberGuide® Dual 2in Hose Reducer Kit, 4x4in |  | FiberGuide® |  | Fiber raceway accessory
FGS-MD4E-F |  | Variant | FiberGuide® 45° Down Elbow, 4x12in, Yellow |  | FiberGuide® |  | Elbow
FGS-MDSA-AB |  | Variant | FiberGuide® Straight Reducer, 4x4 to 4x6in, Yellow |  | FiberGuide® |  | Reducer
FGS-KTW2-F |  | Variant | FiberGuide® Vertical Duct Kit, 4x4in, Yellow |  | FiberGuide® |  | Solid vertical with hinged cover
FGS-MDSA-GB |  | Variant | FiberGuide® Straight Reducer, 2x6 to 4x6in, Yellow |  | FiberGuide® |  | Reducer
FGS-MD4E-G |  | Variant | FiberGuide® 45° Down Elbow, 2x6in, Yellow |  | FiberGuide® |  | Elbow
FGS-KT03-B |  | Variant | FiberGuide® Dual 2in Flex Tube Attachment, 4x6in, 5ft Length, Yellow |  | FiberGuide® |  | Convoluted tube
FGS-MDSA-HF |  | Variant | FiberGuide® Straight Reducer, 4x24 to 4x12in, Yellow |  | FiberGuide® |  | Reducer
FGS-MDSA-C2C |  | Variant | FiberGuide® Straight Reducer, 2x2 to Dual 2x2in, Yellow |  | FiberGuide® |  | Reducer
FGS-MD4E-H |  | Variant | FiberGuide® 45° Down Elbow, 4x24in, Yellow |  | FiberGuide® |  | Elbow
FGS-MDSP-G |  | Variant | FiberGuide® Downspout, 2x6 to 2x2in Exit, Yellow |  | FiberGuide® |  | Downspout
FGS-MDSA-HF-L |  | Variant | FiberGuide® Left Reducer, 4x24 to 4x12in, Black |  | FiberGuide® |  | Reducer
FGS-MDSP-A/I |  | Variant | FiberGuide® Insertable Downspout, 4x4in, Yellow |  | FiberGuide® |  | Downspout
FGS-KTW2-T |  | Variant | FiberGuide® Vertical Duct Kit with 1.5in Slot Spacing and Hinged Cover, 4x2in, Yellow |  | FiberGuide® |  | Slotted vertical with hinged cover
FGS-MDSP-B |  | Variant | FiberGuide® Downspout with 4in Exit, 4x6in, Yellow |  | FiberGuide® |  | Downspout
FGS-MDSP-M |  | Variant | FiberGuide® Downspout, 4x18in, yellow |  | FiberGuide® |  | Downspout
FGS-KT03-B4-5F |  | Variant | FiberGuide® Quad 2in Flex Tube Attachment, 4x6in, 5ft Length, Yellow |  | FiberGuide® |  | Convoluted tube
FGS-KTW2-TN |  | Variant | FiberGuide® Vertical Duct Kit with Hinged Cover, 4x2in, Yellow |  | FiberGuide® |  | Solid vertical with hinged cover
FGS-MDSP-2B |  | Variant | FiberGuide® Dual Drop Downspout with 4x4in Exits, 4x6in, Yellow |  | FiberGuide® |  | Downspout
FGS-KTW4-C |  | Variant | FiberGuide® Vertical Duct Kit, 2x2in, Yellow |  | FiberGuide® |  | Slotted vertical
FGS-MEXP-E-A/B/F |  | Variant | FiberGuide® 4-Inch Express Exit™, 4x4in, 4x6in, 4x12in, Yellow |  | FiberGuide® |  | Express exit
FGS-MH4A-C |  | Variant | FiberGuide® 45° Horizontal Elbow Kit, 2x2 in, Yellow |  | FiberGuide® |  | Elbow
FGS-MDSP-EX-A |  | Variant | FiberGuide® Extended Downspout, 4x4in, Yellow |  | FiberGuide® |  | Downspout
FGS-MFAW-A |  | Variant | FiberGuide® Snap-Fit Junction Kit, 4x4in, Yellow |  | FiberGuide® |  | Fiber raceway joiner
FGS-MH9E-A |  | Variant | FiberGuide® 90° Horizontal Elbow, 4x4in, Yellow |  | FiberGuide® |  | Elbow
FGS-MH4E-A |  | Variant | FiberGuide® 45° Horizontal Elbow, 4x4in, Yellow |  | FiberGuide® |  | Elbow
FGS-MHIS-C |  | Variant | FiberGuide® Downspout with 2in Cut-in T for 2x2in, Yellow |  | FiberGuide® |  | Downspout
FGS-MH9E-B |  | Variant | FiberGuide® 90° Horizontal Elbow, 4x6in, Yellow |  | FiberGuide® |  | Elbow
FGS-MH4E-B |  | Variant | FiberGuide® 45° Horizontal Elbow, 4x6in, Yellow |  | FiberGuide® |  | Elbow
FGS-MEXC-E-A |  | Variant | FiberGuide® 4-Inch Express Exit™ Single Rear Hinged Cover for 4x4in Raceways, Yellow |  | FiberGuide® |  | Fiber raceway cover
FGS-MEXC-E-A/B/F |  | Variant | FiberGuide® 4-Inch Express Exit™ Rear Hinged Cover Kit for 4x4, 4x6 and 4x12in Raceways, Yellow |  | FiberGuide® |  | Fiber raceway cover
FGS-MFAW-H |  | Variant | FiberGuide® Snap-Fit Junction, 4x24in, Yellow |  | FiberGuide® |  | Fiber raceway joiner
FGS-MDSP-F-VS |  | Variant | FiberGuide® Variable Support Kit for 4x12in Downspout |  | FiberGuide® |  | Support mounting kit
FGS-MEXP-LP-A/B/F |  | Variant | FiberGuide® 2-Inch Low profile ( 2-inch Depth ) Express Exit™, 4x4in, 4x6in, 4x12in, 4x24in, Yellow |  | FiberGuide® |  | Express exit
FGS-MFIN-10 |  | Variant | FiberGuide® Fin Insert Kit of 10 |  | FiberGuide® |  | Accessory
FGS-MHIS-JIG-A/B/F |  | Variant | FiberGuide® Cut-in T Fixture, 4x4, 4x6 and 4x12in |  | FiberGuide® |  | Cutting tool
FGS-MH4E-G |  | Variant | FiberGuide® 45° Horizontal Elbow, 2x6in, Yellow |  | FiberGuide® |  | Elbow
FGS-MH9E-G |  | Variant | FiberGuide® 90° Horizontal Elbow, 2x6in, Yellow |  | FiberGuide® |  | Elbow
FGS-MHRT-G |  | Variant of FGS-MHRT | FiberGuide® Horizontal T, 2x6in, Yellow |  | FiberGuide® |  | Tee
FGS-MHXP-C |  | Variant of FGS-MHXP | FiberGuide® Horizontal Cross, 2x2in, Yellow |  | FiberGuide® |  | Cross
FGS-MHRT-H |  | Variant of FGS-MHRT | FiberGuide® Horizontal T, 4x24in, Yellow |  | FiberGuide® |  | Tee
FGS-MHIS-A |  | Variant | FiberGuide® 4in Cut-in T, 4x4, 4x6, and 4x12in, Yellow |  | FiberGuide® |  | Tee
FGS-MHXP-F |  | Variant of FGS-MHXP | FiberGuide® Horizontal Cross, 4x12in, Yellow |  | FiberGuide® |  | Cross
FGS-MHIS-A/H |  | Variant | FiberGuide® 4in Cut-in T for 4x18 and 4x24in, Yellow |  | FiberGuide® |  | Tee
FGS-MHXP-F-VS |  | Variant | FiberGuide® Variable Support Kit for 4x12in Cross Section |  | FiberGuide® |  | Support mounting kit
FGS-MHRT-H/F-VS |  | Variant | FiberGuide® Variable Support Bracket Kit for 4x24in System Horizontal T with 12in Exit |  | FiberGuide® |  | Support mounting kit
FGS-MHXP-F/H |  | Variant of FGS-MHXP | FiberGuide® Horizontal Cross with Dual 4x12in and Dual 4x24in Exits, Yellow |  | FiberGuide® |  | Cross
FGS-MH9A-C-45/2 |  | Variant | FiberGuide® 90° Extended Horizontal Elbow Kit, 2x2in, Yellow |  | FiberGuide® |  | Elbow
FGS-MHXP-A |  | Variant of FGS-MHXP | FiberGuide® Horizontal Cross, 4x4in, Yellow |  | FiberGuide® |  | Cross
FGS-MHIS-B/H |  | Variant | FiberGuide® 6in Cut-in T for 4x18 and 4x24in, Yellow |  | FiberGuide® |  | Tee
FGS-MHXP-B |  | Variant of FGS-MHXP | FiberGuide® Horizontal Cross, 4x6in, Yellow |  | FiberGuide® |  | Cross
FGS-MHXP-G |  | Variant of FGS-MHXP | FiberGuide® Horizontal Cross, 2x6in, Yellow |  | FiberGuide® |  | Cross
FGS-MHRT-F/B |  | Variant of FGS-MHRT | FiberGuide® Horizontal T, 4x12in, 4x6in Exit, Yellow |  | FiberGuide® |  | Tee
FGS-MJWR-A |  | Variant | FiberGuide® Downspout Exit Junction Kit, 4x4in, Yellow |  | FiberGuide® |  | Fiber raceway joiner
FGS-MKIT |  | Variant | FiberGuide® Mitre Box with Saw, Used to Cut 2x2, 2x6, 4x4, and 4x6in Straight Sections to Size. |  | FiberGuide® |  | Cutting tool
FGS-MSHS-CA |  | Variant | FiberGuide® Vertical Straight Section with 1.5in Slot Spacing, Square Opening, 2x2in, Yellow |  | FiberGuide® |  | Slotted vertical
FGS-MJWR-C |  | Variant | FiberGuide® Junction Kit, 2x2in, Yellow |  | FiberGuide® |  | Fiber raceway joiner
FGS-MKIT-ABF |  | Variant | FiberGuide® Mitre Box with 26in Saw used to cut 2x2, 2x6, 4x4, 4x6, and 4x12in Straight Sections to Length |  | FiberGuide® |  | Cutting tool
FGS-MJWR-D |  | Variant | FiberGuide® Vertical Junction Kit, 4x4in, Yellow |  | FiberGuide® |  | Fiber raceway joiner
FGS-MSHS-D |  | Variant | FiberGuide® Vertical Straight Section with 4in Slot Spacing, 4x4in, Yellow |  | FiberGuide® |  | Slotted vertical
FGS-MSHC-D |  | Variant | FiberGuide® Cover for Vertical Straight Section, 4x4in, Yellow |  | FiberGuide® |  | Fiber raceway cover
FGS-MSHS-KS |  | Variant | FiberGuide® Vertical Straight Section, 4x4in, Yellow |  | FiberGuide® |  | Solid vertical
FGS-MJWRM-C |  | Variant | FiberGuide® Modified Junction Kit, 2x2in, Yellow |  | FiberGuide® |  | Fiber raceway joiner
FGS-MSHC-J |  | Variant | FiberGuide® Hinged Cover for Horizontal Straight Section, 2x2in, Yellow |  | FiberGuide® |  | Fiber raceway cover
FGS-MKEX-2-0F |  | Variant | FiberGuide® 2-InchExpress Exit™ Tubing Kit, Dual 2in, No Tubing, Yellow |  | FiberGuide® |  | Express exit
FGS-MTRM-C |  | Variant | FiberGuide® Trumpet Flare, 2x2in, Yellow |  | FiberGuide® |  | Trumpet flare
FGS-MSHC-K |  | Variant | FiberGuide® Hinged Cover for Vertical Straight Section, 4x4in, Yellow |  | FiberGuide® |  | Fiber raceway cover
FGS-MSSC-B/G |  | Variant | FiberGuide® Snap-on Cover Kit for Horizontal Straight Section, 4x6in, Yellow |  | FiberGuide® |  | Fiber raceway cover
FGS-MU4E-B |  | Variant | FiberGuide® 45° Up Elbow, 4x6in, Yellow |  | FiberGuide® |  | Elbow
FGS-MU4E-F |  | Variant | FiberGuide® 45° Up Elbow, 4x12in, Yellow |  | FiberGuide® |  | Elbow
FGS-MSHS-B |  | Variant of FGS-MSHS | FiberGuide® Horizontal Straight Section, 4x6in, Yellow |  | FiberGuide® |  | Straight section
FGS-MTRM-DS |  | Variant | FiberGuide® Vertical Trumpet Flare Kit, 2x4 in, Yellow |  | FiberGuide® |  | Trumpet flare
FGS-MSSC-F |  | Variant | FiberGuide® Snap-on Cover Kit for Horizontal Straight Section, 4x12in, Yellow |  | FiberGuide® |  | Fiber raceway cover
FGS-MU4E-G |  | Variant | FiberGuide® 45° Up Elbow, 2x6in, Yellow |  | FiberGuide® |  | Elbow
FGS-MSHS-C |  | Variant | FiberGuide® Vertical Straight Section with 4in Slot Spacing, 2x2in, Yellow |  | FiberGuide® |  | Slotted vertical
FGS-MU4E-H |  | Variant | FiberGuide® 45° Up Elbow, 4x24in, Yellow |  | FiberGuide® |  | Elbow
FGS-MTRM-F |  | Variant | FiberGuide® Trumpet Flare, 4x12in, Yellow |  | FiberGuide® |  | Trumpet flare
FGS-SD4E-A |  | Variant | FiberGuide® Snap-on Cover for 45° Down Elbow, 4x4in, Yellow |  | FiberGuide® |  | Fiber raceway cover
FGS-SHXP-A |  | Variant | FiberGuide® Snap-on Cover for Horizontal Cross, 4x4in, Yellow |  | FiberGuide® |  | Fiber raceway cover
FGS-MSNC-A |  | Variant | FiberGuide® Hinged Cover Kit for Horizontal Straight Section, Metal Hinge, 4x4in, Yellow |  | FiberGuide® |  | Fiber raceway cover
FGS-SD4E-B |  | Variant | FiberGuide® Snap-on Cover for 45° Down Elbow, 4x6in, Yellow |  | FiberGuide® |  | Fiber raceway cover
FGS-SH4E-B |  | Variant | FiberGuide® Snap-on Cover for 45° Horizontal Elbow, 4x6in, Yellow |  | FiberGuide® |  | Fiber raceway cover
FGS-SHXP-B |  | Variant | FiberGuide® Snap-on Cover for Horizontal Cross, 4x6in, Yellow |  | FiberGuide® |  | Fiber raceway cover
FGS-MSNC-B/G |  | Variant | FiberGuide® Hinged Cover Kit for Horizontal Straight Section, 2x6 and 4x6in, Yellow |  | FiberGuide® |  | Fiber raceway cover
FGS-TRMP42 |  | Variant | FiberGuide® Vertical to Horizontal Trumpet, 2x2in, Yellow |  | FiberGuide® |  | Fiber raceway accessory
FGS-SHXP-B/F |  | Variant | FiberGuide® Snap-on Cover for Horizontal Cross, Dual 4x6in Exits, Dual 4x12in Exits, Yellow |  | FiberGuide® |  | Fiber raceway cover
FGS-SH4E-F |  | Variant | FiberGuide® Snap-on Cover for 45° Horizontal Elbow, 4x12in, Yellow |  | FiberGuide® |  | Fiber raceway cover
FGS-MU9E-B |  | Variant | FiberGuide® 90° Up Elbow, 4x6in, Yellow |  | FiberGuide® |  | Elbow
FGS-SHXP-F |  | Variant | FiberGuide® Snap-on Cover for Horizontal Cross, 4x12in, Yellow |  | FiberGuide® |  | Fiber raceway cover
FGS-SD9E-A |  | Variant | FiberGuide® Snap-on Cover for 90° Down Elbow, 4x4in, Yellow |  | FiberGuide® |  | Fiber raceway cover
FGS-MU4E-A |  | Variant | FiberGuide® 45° Up Elbow, 4x4in, Yellow |  | FiberGuide® |  | Elbow
FGSB-KT03-A10F |  | Variant | FiberGuide® Dual 2in Flex Tube Attachment, 4x4in, 10ft Length, Black |  | FiberGuide® |  | Convoluted tube
FGS-SD9E-F |  | Variant | FiberGuide® Snap-on Cover for 90° Down Elbow, 4x12in, Yellow |  | FiberGuide® |  | Fiber raceway cover
FGS-SU4E-A |  | Variant | FiberGuide® Snap-on Cover for 45° Up Elbow, 4x4in, Yellow |  | FiberGuide® |  | Fiber raceway cover
FGSB-KTW1-CA |  | Variant | FiberGuide® Vertical Duct Kit with 1.5in Slot Spacing and Snap-On Cover, 2x2in, Black |  | FiberGuide® |  | Slotted vertical
FGSB-MD4E-A |  | Variant | FiberGuide® 45° Down Elbow, 4x4in, Black |  | FiberGuide® |  | Elbow
FGS-VQE22-RWY |  | Variant | FiberGuide® 2" 3-Sided Exit Trumpet, yellow |  | FiberGuide® |  | Vertical accessory
FGS-SHRT-A |  | Variant | FiberGuide® Snap-on Cover for Horizontal T, 4x4in, Yellow |  | FiberGuide® |  | Fiber raceway cover
FGSB-KTW1-JA |  | Variant | FiberGuide® Vertical Duct Kit with 1.5in Slot Spacing and Hinged Cover, 2x2in, Black |  | FiberGuide® |  | Slotted vertical with hinged cover
FGS-SU4E-F |  | Variant | FiberGuide® Snap-on Cover for 45° Up Elbow, 4x12in, Yellow |  | FiberGuide® |  | Fiber raceway cover
FGSB-MD4E-B |  | Variant | FiberGuide® 45° Down Elbow, 4x6in, Black |  | FiberGuide® |  | Elbow
FGSB-KTW2-J |  | Variant | FiberGuide® Vertical Duct Kit with 4in Slot Spacing and Slotted Hinged Cover, 4x4in, Black |  | FiberGuide® |  | Slotted vertical with hinged cover
FGS-SHRT-B |  | Variant | FiberGuide® Snap-on Cover for Horizontal T, 4x6in, Yellow |  | FiberGuide® |  | Fiber raceway cover
FGS-SDSA-F2B |  | Variant | FiberGuide® Snap-on Cover for Straight Reducer, 4x12in to Dual 4x6in, Yellow |  | FiberGuide® |  | Fiber raceway cover
FGS-SDSA-FB |  | Variant | FiberGuide® Snap-on Cover for Straight Reducer, 4x12in to 4x6in, Yellow |  | FiberGuide® |  | Fiber raceway cover
FGSB-KT03-A4-5F |  | Variant | FiberGuide® Quad 2in Flex Tube Attachment, 4x4in, 5ft Length, Black |  | FiberGuide® |  | Convoluted tube
FGS-SDSP-F |  | Variant | FiberGuide® Snap-on Cover for Downspout, 4x12in, Yellow |  | FiberGuide® |  | Fiber raceway cover
FGS-SHRT-F/B |  | Variant | FiberGuide® Snap-on Cover for Horizontal T with Single 4x6in Exit, 4x12in, Yellow |  | FiberGuide® |  | Fiber raceway cover
FGSB-ASRI-5F |  | Variant | FiberGuide® Adapter Kit, Square to 2" Round, 4x4in, 5ft Slotted, Black |  | FiberGuide® |  | Convoluted tube
FGSB-MEX1-C-0F |  | Variant | FiberGuide® Single 2in Flex Tube Attachment, 2x2in, No Tubing, Black |  | FiberGuide® |  | Drop kit
FGSB-KT03-A1-15F |  | Variant | FiberGuide® 2in Flex Tube Attachment, 4x4in, 15ft Length, Black |  | FiberGuide® |  | Convoluted tube
FGSB-MD9A-C |  | Variant | FiberGuide® 90° Down Elbow, 2x2in, Black |  | FiberGuide® |  | Elbow
FGSB-MD4A-C |  | Variant | FiberGuide® 45° Down Elbow, 2x2in, Black |  | FiberGuide® |  | Elbow
FGSB-MD9E-A |  | Variant | FiberGuide® 90° Down Elbow, 4x4in, Black |  | FiberGuide® |  | Elbow
FGSB-MEX1-C-15F |  | Variant | FiberGuide® Single 2in Flex Tube Attachment, 2x2in, 15ft Length, Black |  | FiberGuide® |  | Convoluted tube
FGSB-MDSP-B/I |  | Variant | FiberGuide® Insertable Downspout, 4x6in, Black |  | FiberGuide® |  | Downspout
FGSB-MFAW-A |  | Variant | FiberGuide® Snap-Fit Junction, 4x4in, Black |  | FiberGuide® |  | Fiber raceway joiner
FGSB-MEX1-C-5F |  | Variant | FiberGuide® Single 2in Flex Tube Attachment, 2x2in, 5ft Length, Black |  | FiberGuide® |  | Convoluted tube
NG4-VDML4BAA21BA1K |  | Variant of NG4-WDM-MODULES | NG4access® Module VAM, DWDM, 4 channels, upgrade port, 100 GHz channel spacing, starting channel 21, 4 circuits, Mux/Demux, LC/APC, left, 1 test port |  | NG4access® | FACT ¦ NG4 | DWDM module | Build America Buy America (BABA) compliant*
NG4-VCMR2A550A00 |  | Variant of NG4-WDM-MODULES | NG4access® Module VAM, CWDM, 4 channels, upgrade port, 2 circuits, LC/APC, right, 1551 nm starting channel, no test ports |  | NG4access® | FACT ¦ NG4 | CWDM module | Build America Buy America (BABA) compliant*
NG4-VDML1MQA200C00 |  | Variant of NG4-WDM-MODULES | NG4access® Module VAM, DWDM, 40 channels, 100 GHz channel spacing, starting channel 20, 1 circuit, Mux, LC/APC, left, no test ports |  | NG4access® | FACT ¦ NG4 | DWDM module | Build America Buy America (BABA) compliant*
NG4-VCKL2B470C2K |  | Variant of NG4-WDM-MODULES | NG4access® Module VAM, CWDM, 8 channels, upgrade port, 2 circuits, LC/UPC, left, 1471 nm starting channel, 2 test ports |  | NG4access® | FACT ¦ NG4 | CWDM module | Build America Buy America (BABA) compliant*
NG4-VCKR2F470000 |  | Variant of NG4-WDM-MODULES | NG4access® Module VAM, CWDM, 8 channels, 1310 nm port, 2 circuits, LC/UPC, right, 1471 nm starting channel, no test ports |  | NG4access® | FACT ¦ NG4 | CWDM module | Build America Buy America (BABA) compliant*
NG4-VDKR2MDA360C1K |  | Variant of NG4-WDM-MODULES | NG4access® Module VAM, DWDM, 8 channels, upgrade port, EXP port, 100 GHz channel spacing, starting channel 36, 2 circuits, Mux, LC/UPC, right, 1 test port |  | NG4access® | FACT ¦ NG4 | DWDM module | Build America Buy America (BABA) compliant*
NG4-VDML2DBB211A2K |  | Variant of NG4-WDM-MODULES | NG4access® Module VAM, DWDM, 8 channels, upgrade port, EXP port, 200 GHz channel spacing, starting channel 21, 2 circuits, Demux, LC/APC, left, 2 test ports |  | NG4access® | FACT ¦ NG4 | DWDM module | Build America Buy America (BABA) compliant*
NG4-VCKL2C470B1K |  | Variant of NG4-WDM-MODULES | NG4access® Module VAM, CWDM, 4 channels, upgrade port, 2 circuits, LC/UPC, left, 1471 nm starting channel, 1 test port |  | NG4access® | FACT ¦ NG4 | CWDM module | Build America Buy America (BABA) compliant*
NG4-VCKR2F47001K |  | Variant of NG4-WDM-MODULES | NG4access® Module VAM, CWDM, 8 channels, 1310 nm port, 2 circuits, LC/UPC, right, 1471 nm starting channel, 1 test port |  | NG4access® | FACT ¦ NG4 | CWDM module | Build America Buy America (BABA) compliant*
NG4-VCMR2B43AC2K |  | Variant of NG4-WDM-MODULES | NG4access® Module VAM, CWDM, 8 channels, upgrade port, 2 circuits, LC/APC, right, 1431 nm starting channel, 2 test ports |  | NG4access® | FACT ¦ NG4 | CWDM module | Build America Buy America (BABA) compliant*
NG4-VDKL2MDA200C1K |  | Variant of NG4-WDM-MODULES | NG4access® Module VAM, DWDM, 8 channels, upgrade port, EXP port, 100 GHz channel spacing, starting channel 20, 2 circuits, Mux, LC/UPC, left, 1 test port |  | NG4access® | FACT ¦ NG4 | DWDM module | Build America Buy America (BABA) compliant*
NG4-VCKL2F470000 |  | Variant of NG4-WDM-MODULES | NG4access® Module VAM, CWDM, 8 channels, 1310 nm port, 2 circuits, LC/UPC, left, 1471 nm starting channel, no test ports |  | NG4access® | FACT ¦ NG4 | CWDM module | Build America Buy America (BABA) compliant*
NG4-VDMR1M8A23B000 |  | Variant of NG4-WDM-MODULES | NG4access® Module VAM, DWDM, 8 channels, 100 GHz channel spacing, starting channel 23, 1 circuit, Mux, LC/APC, right, no test ports |  | NG4access® | FACT ¦ NG4 | DWDM module | Build America Buy America (BABA) compliant*
NG4-VDKL2MDA280C1K |  | Variant of NG4-WDM-MODULES | NG4access® Module VAM, DWDM, 8 channels, upgrade port, EXP port, 100 GHz channel spacing, starting channel 28, 2 circuits, Mux, LC/UPC, left, 1 test port |  | NG4access® | FACT ¦ NG4 | DWDM module | Build America Buy America (BABA) compliant*
NG4-VCKR2Q430000 |  | Variant of NG4-WDM-MODULES | NG4access® Module VAM, CWDM, 10 channels, 1310 nm port, 2 circuits, LC/UPC, right, 1431 nm starting channel, no test ports |  | NG4access® | FACT ¦ NG4 | CWDM module | Build America Buy America (BABA) compliant*
NG4-VDMR1MBA20BA00 |  | Variant of NG4-WDM-MODULES | NG4access® Module VAM, DWDM, 8 channels, upgrade port, 100 GHz channel spacing, starting channel 20, 1 circuit, Mux, LC/APC, right, no test ports |  | NG4access® | FACT ¦ NG4 | DWDM module | Build America Buy America (BABA) compliant*
NG4-VDML2MDA200C1K |  | Variant of NG4-WDM-MODULES | NG4access® Module VAM, DWDM, 8 channels, upgrade port, EXP port, 100 GHz channel spacing, starting channel 20, 2 circuits, Mux, LC/APC, left, 1 test port |  | NG4access® | FACT ¦ NG4 | DWDM module | Build America Buy America (BABA) compliant*
NG4-VCML1Q430000 |  | Variant of NG4-WDM-MODULES | NG4access® Module VAM, CWDM, 10 channels, 1310 nm port, 1 circuit, LC/APC, left, 1431 nm starting channel, no test ports |  | NG4access® | FACT ¦ NG4 | CWDM module | Build America Buy America (BABA) compliant*
NG4-VDML1MSA250C2K |  | Variant of NG4-WDM-MODULES | NG4access® Module VAM, DWDM, 16 channels, 100 GHz channel spacing, starting channel 25, 1 circuit, Mux, LC/APC, left, 2 test ports |  | NG4access® | FACT ¦ NG4 | DWDM module | Build America Buy America (BABA) compliant*
NG4-VDMR2MDA360C1K |  | Variant of NG4-WDM-MODULES | NG4access® Module VAM, DWDM, 8 channels, upgrade port, EXP port, 100 GHz channel spacing, starting channel 36, 2 circuits, Mux, LC/APC, right, 1 test port |  | NG4access® | FACT ¦ NG4 | DWDM module | Build America Buy America (BABA) compliant*
NG4-VDMR1MSB211C2K |  | Variant of NG4-WDM-MODULES | NG4access® Module VAM, DWDM, 16 channels, 200 GHz channel spacing, starting channel 21, 1 circuit, Mux, LC/APC, right, 2 test ports |  | NG4access® | FACT ¦ NG4 | DWDM module | Build America Buy America (BABA) compliant*
NG4-VDML1M8A23B000 |  | Variant of NG4-WDM-MODULES | NG4access® Module VAM, DWDM, 8 channels, 100 GHz channel spacing, starting channel 23, 1 circuit, Mux, LC/APC, left, no test ports |  | NG4access® | FACT ¦ NG4 | DWDM module | Build America Buy America (BABA) compliant*
NG4-VDML2MDA360C1K |  | Variant of NG4-WDM-MODULES | NG4access® Module VAM, DWDM, 8 channels, upgrade port, EXP port, 100 GHz channel spacing, starting channel 36, 2 circuits, Mux, LC/APC, left, 1 test port |  | NG4access® | FACT ¦ NG4 | DWDM module | Build America Buy America (BABA) compliant*
NG4-VMKNLF4H010GM |  | Variant of NG4-MON-MODULES | NG4access® Module VAM, Monitoring, 70/30, multimode, LC/UPC, front, left, 4 circuits |  | NG4access® | NG4 | Monitoring module | Build America Buy America (BABA) compliant*
NG4-VDMR1MGA500C2K |  | Variant of NG4-WDM-MODULES | NG4access® Module VAM, DWDM, 12 channels, 100 GHz channel spacing, starting channel 50, 1 circuit, Mux, LC/APC, right, 2 test ports |  | NG4access® | FACT ¦ NG4 | DWDM module | Build America Buy America (BABA) compliant*
NG4-VDMR1MYA200C1K |  | Variant of NG4-WDM-MODULES | NG4access® Module VAM, DWDM, 20 channels, 100 GHz channel spacing, starting channel 20, 1 circuit, Mux, LC/APC, right, 1 test port |  | NG4access® | FACT ¦ NG4 | DWDM module | Build America Buy America (BABA) compliant*
NG4-VDML2MDA440C1K |  | Variant of NG4-WDM-MODULES | NG4access® Module VAM, DWDM, 8 channels, upgrade port, EXP port, 100 GHz channel spacing, starting channel 44, 2 circuits, Mux, LC/APC, left, 1 test port |  | NG4access® | FACT ¦ NG4 | DWDM module | Build America Buy America (BABA) compliant*
NG4-VDML1MYA200C1K |  | Variant of NG4-WDM-MODULES | NG4access® Module VAM, DWDM, 20 channels, 100 GHz channel spacing, starting channel 20, 1 circuit, Mux, LC/APC, left, 1 test port |  | NG4access® | FACT ¦ NG4 | DWDM module | Build America Buy America (BABA) compliant*
NG4-VDMR1MQA200C00 |  | Variant of NG4-WDM-MODULES | NG4access® Module VAM, DWDM, 40 channels, 100 GHz channel spacing, starting channel 20, 1 circuit, Mux, LC/APC, right, no test ports |  | NG4access® | FACT ¦ NG4 | DWDM module | Build America Buy America (BABA) compliant*
NG4-VSKRF132 | NG4 VAM, 1 1X32 SPLITTERS, LC/UPC, RIGHT | Variant of NG4-SPLTR-MODULES | NG4access® Module VAM, Splitter, 1x32, equal split, singlemode, LC/UPC, front, right, 1 circuit |  | NG4access® | NG4 | Splitter module | Build America Buy America (BABA) compliant*
NG4-VDMR2BBA24BA1K |  | Variant of NG4-WDM-MODULES | NG4access® Module VAM, DWDM, 8 channels, upgrade port, 100 GHz channel spacing, starting channel 20, 2 circuits, Mux/Demux, LC/APC, right, 1 test port |  | NG4access® | FACT ¦ NG4 | DWDM module | Build America Buy America (BABA) compliant*
NG4-VDML2MDA520C1K |  | Variant of NG4-WDM-MODULES | NG4access® Module VAM, DWDM, 8 channels, upgrade port, EXP port, 100 GHz channel spacing, starting channel 52, 2 circuits, Mux, LC/APC, left, 1 test port |  | NG4access® | FACT ¦ NG4 | DWDM module | Build America Buy America (BABA) compliant*
NG4-VSMRF132 |  | Variant of NG4-SPLTR-MODULES | NG4access® Module VAM, Splitter, 1x32, symmetrical split, singlemode, LC/APC, front, right, 1 circuit |  | NG4access® | FACT ¦ NG4 | Splitter module | Build America Buy America (BABA) compliant*
NG4-VDMR2BDA24BB1K |  | Variant of NG4-WDM-MODULES | NG4access® Module VAM, DWDM, 4 channels, upgrade port, 100 GHz channel spacing, starting channel 24, 2 circuits, Mux/Demux, LC/APC, right, 1 test port |  | NG4access® | FACT ¦ NG4 | DWDM module | Build America Buy America (BABA) compliant*
NG4-VDMR4BAA21BA1K |  | Variant of NG4-WDM-MODULES | NG4access® Module VAM, DWDM, 4 channels, upgrade port, 100 GHz channel spacing, starting channel 21, 4 circuits, Mux/Demux, LC/APC, right, 1 test port |  | NG4access® | FACT ¦ NG4 | DWDM module | Build America Buy America (BABA) compliant*
NG4-VDMR2DBB211A2K |  | Variant of NG4-WDM-MODULES | NG4access® Module VAM, DWDM, 8 channels, upgrade port, 200 GHz channel spacing, starting channel 24, 2 circuits, Demux, LC/APC, right, 2 test ports |  | NG4access® | FACT ¦ NG4 | DWDM module | Build America Buy America (BABA) compliant*
NG4-VM7LF2A |  | Variant of NG4-MON-MODULES | NG4access® Module VAM, Monitoring, 90/10, singlemode, SC/UPC, front, left, 2 circuits |  | NG4access® | NG4 | Monitoring module | Build America Buy America (BABA) compliant*
NG4-VMKNRF4J010GM |  | Variant of NG4-MON-MODULES | NG4access® Module VAM, Monitoring, 60/40, multimode, LC/UPC, front, right, 4 circuits |  | NG4access® | NG4 | Monitoring module | Build America Buy America (BABA) compliant*
NG4-VDMR1MSA20B000 |  | Variant of NG4-WDM-MODULES | NG4access® Module VAM, DWDM, 16 channels, 100 GHz channel spacing, starting channel 20, 1 circuit, Mux, LC/APC, right, no test ports |  | NG4access® | FACT ¦ NG4 | DWDM module | Build America Buy America (BABA) compliant*
NG4-VMKRF4A |  | Variant of NG4-MON-MODULES | NG4access® Module VAM, Monitoring, 90/10, singlemode, LC/UPC, front, right, 4 circuits |  | NG4access® | NG4 | Monitoring module | Build America Buy America (BABA) compliant*
NG4-VM7RF2A |  | Variant of NG4-MON-MODULES | NG4access® Module VAM, Monitoring, 90/10, singlemode, SC/UPC, front, right, 2 circuits |  | NG4access® | NG4 | Monitoring module | Build America Buy America (BABA) compliant*
NG4-VDMR2DDB211C1K |  | Variant of NG4-WDM-MODULES | NG4access® Module VAM, DWDM, 8 channels, upgrade port, EXP port, 200 GHz channel spacing, starting channel 21, 2 circuits, Demux, LC/APC, right, 1 test port |  | NG4access® | FACT ¦ NG4 | DWDM module | Build America Buy America (BABA) compliant*
NG4-VSMLF8C |  | Variant of NG4-SPLTR-MODULES | NG4access® Module VAM, Splitter, 1x2, symmetrical split, singlemode, LC/APC, front, left, 8 circuits |  | NG4access® | FACT ¦ NG4 | Splitter module | Build America Buy America (BABA) compliant*
NG4-VDMR2MDA200C1K |  | Variant of NG4-WDM-MODULES | NG4access® Module VAM, DWDM, 8 channels, upgrade port, EXP port, 100 GHz channel spacing, starting channel 20, 2 circuits, Mux, LC/APC, right, 1 test port |  | NG4access® | FACT ¦ NG4 | DWDM module | Build America Buy America (BABA) compliant*
NG4-VMKNLF4C010GM |  | Variant of NG4-MON-MODULES | NG4access® Module VAM, Monitoring, 70/30, multimode, LC/UPC, front, left, 4 circuits |  | NG4access® | NG4 | Monitoring module | Build America Buy America (BABA) compliant*
NG4-VSKLF132 |  | Variant of NG4-SPLTR-MODULES | NG4access® Module VAM, Splitter, 1x32, equal split, singlemode, LC/UPC, front, left, 1 circuit |  | NG4access® | NG4 | Splitter module | Build America Buy America (BABA) compliant*
PPLAGVRLCRZN |  | Variant of PROPEL-CABLED-MODULES | Propel ULL Multimode OM5 Cabled Module, 12x16 duplex LC Propel module on End A to 1x16f MPO/APC pinned Multimode on End B, 192 fiber Plenum Trunk, Method A |  | Propel | PPL | Fiber cabled module
PPLUGVRLCLCQ |  | Variant of PROPEL-CABLED-MODULES | Propel ULL Multimode OM5 Cabled Module, 8x16 duplex LC Propel module on End A to 8x16 on End B, 128 fiber Plenum Trunk, Method B Enhanced |  | Propel | PPL | Fiber cabled module
PPLUJV8LCQPM |  | Variant of PROPEL-CABLED-MODULES | Propel ULL Multimode OM5 Cabled Module, 18x8 duplex LC Propel module on End A to 1x8f MPO/UPC non-pinned on End B, 144 fiber LSZH Trunk, Method B Enhanced |  | Propel | PPL | Fiber cabled module
PPLUJG8LCQX8 |  | Variant of PROPEL-CABLED-MODULES | Propel ULL Singlemode Cabled Module, 1x8 duplex LC Propel module on End A to 1x8f MPO/UPC pinned on End B, 8 fiber LSZH Trunk, Method B Enhanced |  | Propel | PPL | Fiber cabled module
PPLA3XFLC2PL |  | Variant of PROPEL-CABLED-MODULES | Propel ULL Multimode OM4 Cabled Module, 4x2f duplex LC Propel module on End A to 1x24f MPO/UPC non-pinned on End B, 96 fiber B2ca Trunk, Method A |  | Propel | PPL | Fiber cabled module
PPLUJXDLCMXL |  | Variant of PROPEL-CABLED-MODULES | Propel ULL Multimode OM4 Cabled Module, 8x12 duplex LC Propel module on End A to 1x12f MPO/UPC pinned on End B, 96 fiber LSZH Trunk, Method B Enhanced |  | Propel | PPL | Fiber cabled module
PPLU3XDLCMPP |  | Variant of PROPEL-CABLED-MODULES | Propel ULL Multimode OM4 Cabled Module, 24x12 duplex LC Propel module on End A to 1x12f MPO/UPC non-pinned on End B, 288 fiber B2ca Trunk, Method B Enhanced |  | Propel | PPL | Fiber cabled module
PPLUJG8LCQXF |  | Variant of PROPEL-CABLED-MODULES | Propel ULL Singlemode Cabled Module, 3x8 duplex LC Propel module on End A to 1x8f MPO/UPC pinned on End B, 24 fiber LSZH Trunk, Method B Enhanced |  | Propel | PPL | Fiber cabled module
PPLAJVDLCMPD |  | Variant of PROPEL-CABLED-MODULES | Propel ULL Multimode OM5 Cabled Module, 1x12 duplex LC Propel module on End A to 1x12f MPO/UPC non-pinned on End B, 12 fiber LSZH Trunk, Method A |  | Propel | PPL | Fiber cabled module
PPLUJXDLCMXM |  | Variant of PROPEL-CABLED-MODULES | Propel ULL Multimode OM4 Cabled Module, 12x12 duplex LC Propel module on End A to 1x12f MPO/UPC pinned on End B, 144 fiber LSZH Trunk, Method B Enhanced |  | Propel | PPL | Fiber cabled module
PPLA3GDLCMPG |  | Variant of PROPEL-CABLED-MODULES | Propel ULL Singlemode Cabled Module, 3x12 duplex LC Propel module on End A to 1x12f MPO/UPC non-pinned on End B, 36 fiber B2ca Trunk, Method A |  | Propel | PPL | Fiber cabled module
PPLU3G8LCQPU |  | Variant of PROPEL-CABLED-MODULES | Propel ULL Singlemode Cabled Module, 8x8 duplex LC Propel module on End A to 1x8f MPO/UPC non-pinned on End B, 64 fiber B2ca Trunk, Method B Enhanced |  | Propel | PPL | Fiber cabled module
PPLA3XFLC2XF |  | Variant of PROPEL-CABLED-MODULES | Propel ULL Multimode OM4 Cabled Module, 1x24f duplex LC Propel module on End A to 1x24f MPO/UPC pinned on End B, 24 fiber B2ca Trunk, Method A |  | Propel | PPL | Fiber cabled module
PPLU3G8LCQX8 |  | Variant of PROPEL-CABLED-MODULES | Propel ULL Singlemode Cabled Module, 1x8 duplex LC Propel module on End A to 1x8f MPO/UPC pinned on End B, 8 fiber B2ca Trunk, Method B Enhanced |  | Propel | PPL | Fiber cabled module
PPLUJXDLCMXN |  | Variant of PROPEL-CABLED-MODULES | Propel ULL Multimode OM4 Cabled Module, 16x12 duplex LC Propel module on End A to 1x12f MPO/UPC pinned on End B, 192 fiber LSZH Trunk, Method B Enhanced |  | Propel | PPL | Fiber cabled module
PPLUGVRLCLCU |  | Variant of PROPEL-CABLED-MODULES | Propel ULL Multimode OM5 Cabled Module, 4x16 duplex LC Propel module on End A to 4x16 on End B, 64 fiber Plenum Trunk, Method B Enhanced |  | Propel | PPL | Fiber cabled module
PPLA3GDLCMPH |  | Variant of PROPEL-CABLED-MODULES | Propel ULL Singlemode Cabled Module, 4x12 duplex LC Propel module on End A to 1x12f MPO/UPC non-pinned on End B, 48 fiber B2ca Trunk, Method A |  | Propel | PPL | Fiber cabled module
PPLAGVRLCRZS |  | Variant of PROPEL-CABLED-MODULES | Propel ULL Multimode OM5 Cabled Module, 2x16 duplex LC Propel module on End A to 1x16f MPO/APC pinned Multimode on End B, 32 fiber Plenum Trunk, Method A |  | Propel | PPL | Fiber cabled module
PPLUGGFSNSNL |  | Variant of PROPEL-CABLED-MODULES | Propel ULL Singlemode Cabled Module, 4x2f duplex SN Propel module on End A to 4x24 on End B, 96 fiber Plenum Trunk, Method B Enhanced |  | Propel | PPL | Fiber cabled module
PPLAJVDLCMPG |  | Variant of PROPEL-CABLED-MODULES | Propel ULL Multimode OM5 Cabled Module, 3x12 duplex LC Propel module on End A to 1x12f MPO/UPC non-pinned on End B, 36 fiber LSZH Trunk, Method A |  | Propel | PPL | Fiber cabled module
PPLUJV8LCQPN |  | Variant of PROPEL-CABLED-MODULES | Propel ULL Multimode OM5 Cabled Module, 24x8 duplex LC Propel module on End A to 1x8f MPO/UPC non-pinned on End B, 192 fiber LSZH Trunk, Method B Enhanced |  | Propel | PPL | Fiber cabled module
PPLA3GDLCMPK |  | Variant of PROPEL-CABLED-MODULES | Propel ULL Singlemode Cabled Module, 6x12 duplex LC Propel module on End A to 1x12f MPO/UPC non-pinned on End B, 72 fiber B2ca Trunk, Method A |  | Propel | PPL | Fiber cabled module
PPLU3V8LCQPR |  | Variant of PROPEL-CABLED-MODULES | Propel ULL Multimode OM5 Cabled Module, 2x8 duplex LC Propel module on End A to 1x8f MPO/UPC non-pinned on End B, 16 fiber B2ca Trunk, Method B Enhanced |  | Propel | PPL | Fiber cabled module
PPLU3XDLCMXD |  | Variant of PROPEL-CABLED-MODULES | Propel ULL Multimode OM4 Cabled Module, 1x12 duplex LC Propel module on End A to 1x12f MPO/UPC pinned on End B, 12 fiber B2ca Trunk, Method B Enhanced |  | Propel | PPL | Fiber cabled module
PPLA3XFLC2XK |  | Variant of PROPEL-CABLED-MODULES | Propel ULL Multimode OM4 Cabled Module, 3x2f duplex LC Propel module on End A to 1x24f MPO/UPC pinned on End B, 72 fiber B2ca Trunk, Method A |  | Propel | PPL | Fiber cabled module
PPLAJVDLCMPH |  | Variant of PROPEL-CABLED-MODULES | Propel ULL Multimode OM5 Cabled Module, 4x12 duplex LC Propel module on End A to 1x12f MPO/UPC non-pinned on End B, 48 fiber LSZH Trunk, Method A |  | Propel | PPL | Fiber cabled module
PPLUJG8LCQXH |  | Variant of PROPEL-CABLED-MODULES | Propel ULL Singlemode Cabled Module, 6x8 duplex LC Propel module on End A to 1x8f MPO/UPC pinned on End B, 48 fiber LSZH Trunk, Method B Enhanced |  | Propel | PPL | Fiber cabled module
PPLUJXDLCUCD |  | Variant of PROPEL-CABLED-MODULES | Propel ULL Multimode OM4 Cabled Module, 1x12 duplex LC Propel module on End A to Stub on End B, 12 fiber LSZH Trunk, Method B Enhanced |  | Propel | PPL | Fiber cabled module
PPLA3GDLCMPL |  | Variant of PROPEL-CABLED-MODULES | Propel ULL Singlemode Cabled Module, 8x12 duplex LC Propel module on End A to 1x12f MPO/UPC non-pinned on End B, 96 fiber B2ca Trunk, Method A |  | Propel | PPL | Fiber cabled module
PPLAGX8LCQP8 |  | Variant of PROPEL-CABLED-MODULES | Propel ULL Multimode OM4 Cabled Module, 1x8 duplex LC Propel module on End A to 1x8f MPO/UPC non-pinned on End B, 8 fiber Plenum Trunk, Method A |  | Propel | PPL | Fiber cabled module
PPLUGGFSNUCF |  | Variant of PROPEL-CABLED-MODULES | Propel ULL Singlemode Cabled Module, 1x2f duplex SN Propel module on End A to 1x24 on End B, 24 fiber Plenum Trunk, Method B Enhanced |  | Propel | PPL | Fiber cabled module
PPLUJG8LCQXK |  | Variant of PROPEL-CABLED-MODULES | Propel ULL Singlemode Cabled Module, 9x8 duplex LC Propel module on End A to 1x8f MPO/UPC pinned on End B, 72 fiber LSZH Trunk, Method B Enhanced |  | Propel | PPL | Fiber cabled module
PPLU3G8LCQXK |  | Variant of PROPEL-CABLED-MODULES | Propel ULL Singlemode Cabled Module, 9x8 duplex LC Propel module on End A to 1x8f MPO/UPC pinned on End B, 72 fiber B2ca Trunk, Method B Enhanced |  | Propel | PPL | Fiber cabled module
PPLUJXDLCUCF |  | Variant of PROPEL-CABLED-MODULES | Propel ULL Multimode OM4 Cabled Module, 2x12 duplex LC Propel module on End A to Stub on End B, 24 fiber LSZH Trunk, Method B Enhanced |  | Propel | PPL | Fiber cabled module
PPLUGVRLCRVM |  | Variant of PROPEL-CABLED-MODULES | Propel ULL Multimode OM5 Cabled Module, 9x16 duplex LC Propel module on End A to 1x16f MPO/APC non-pinned Multimode on End B, 144 fiber Plenum Trunk, Method B Enhanced |  | Propel | PPL | Fiber cabled module
PPLU3V8LCQPU |  | Variant of PROPEL-CABLED-MODULES | Propel ULL Multimode OM5 Cabled Module, 8x8 duplex LC Propel module on End A to 1x8f MPO/UPC non-pinned on End B, 64 fiber B2ca Trunk, Method B Enhanced |  | Propel | PPL | Fiber cabled module
PPLA3GDLCMPM |  | Variant of PROPEL-CABLED-MODULES | Propel ULL Singlemode Cabled Module, 12x12 duplex LC Propel module on End A to 1x12f MPO/UPC non-pinned on End B, 144 fiber B2ca Trunk, Method A |  | Propel | PPL | Fiber cabled module
PPLAGX8LCQPF |  | Variant of PROPEL-CABLED-MODULES | Propel ULL Multimode OM4 Cabled Module, 3x8 duplex LC Propel module on End A to 1x8f MPO/UPC non-pinned on End B, 24 fiber Plenum Trunk, Method A |  | Propel | PPL | Fiber cabled module
PPLA3XFLC2XM |  | Variant of PROPEL-CABLED-MODULES | Propel ULL Multimode OM4 Cabled Module, 6x2f duplex LC Propel module on End A to 1x24f MPO/UPC pinned on End B, 144 fiber B2ca Trunk, Method A |  | Propel | PPL | Fiber cabled module
PPLU3G8LCQXL |  | Variant of PROPEL-CABLED-MODULES | Propel ULL Singlemode Cabled Module, 12x8 duplex LC Propel module on End A to 1x8f MPO/UPC pinned on End B, 96 fiber B2ca Trunk, Method B Enhanced |  | Propel | PPL | Fiber cabled module
PPLA3GDLCMPN |  | Variant of PROPEL-CABLED-MODULES | Propel ULL Singlemode Cabled Module, 16x12 duplex LC Propel module on End A to 1x12f MPO/UPC non-pinned on End B, 192 fiber B2ca Trunk, Method A |  | Propel | PPL | Fiber cabled module
PPLUGGFSNUCK |  | Variant of PROPEL-CABLED-MODULES | Propel ULL Singlemode Cabled Module, 3x2f duplex SN Propel module on End A to 3x24 on End B, 72 fiber Plenum Trunk, Method B Enhanced |  | Propel | PPL | Fiber cabled module
PPLUJXDLCUCH |  | Variant of PROPEL-CABLED-MODULES | Propel ULL Multimode OM4 Cabled Module, 4x12 duplex LC Propel module on End A to Stub on End B, 48 fiber LSZH Trunk, Method B Enhanced |  | Propel | PPL | Fiber cabled module
PPLA3GDLCMPP |  | Variant of PROPEL-CABLED-MODULES | Propel ULL Singlemode Cabled Module, 24x12 duplex LC Propel module on End A to 1x12f MPO/UPC non-pinned on End B, 288 fiber B2ca Trunk, Method A |  | Propel | PPL | Fiber cabled module
PPLUJG8LCQXN |  | Variant of PROPEL-CABLED-MODULES | Propel ULL Singlemode Cabled Module, 24x8 duplex LC Propel module on End A to 1x8f MPO/UPC pinned on End B, 192 fiber LSZH Trunk, Method B Enhanced |  | Propel | PPL | Fiber cabled module
PPLUJXDLCUCK |  | Variant of PROPEL-CABLED-MODULES | Propel ULL Multimode OM4 Cabled Module, 6x12 duplex LC Propel module on End A to Stub on End B, 72 fiber LSZH Trunk, Method B Enhanced |  | Propel | PPL | Fiber cabled module
PPLAJVDLCMPN |  | Variant of PROPEL-CABLED-MODULES | Propel ULL Multimode OM5 Cabled Module, 16x12 duplex LC Propel module on End A to 1x12f MPO/UPC non-pinned on End B, 192 fiber LSZH Trunk, Method A |  | Propel | PPL | Fiber cabled module
PPLA3GDLCMXD |  | Variant of PROPEL-CABLED-MODULES | Propel ULL Singlemode Cabled Module, 1x12 duplex LC Propel module on End A to 1x12f MPO/UPC pinned on End B, 12 fiber B2ca Trunk, Method A |  | Propel | PPL | Fiber cabled module
PPLU3G8LCQXN |  | Variant of PROPEL-CABLED-MODULES | Propel ULL Singlemode Cabled Module, 24x8 duplex LC Propel module on End A to 1x8f MPO/UPC pinned on End B, 192 fiber B2ca Trunk, Method B Enhanced |  | Propel | PPL | Fiber cabled module
PPLU3XDLCMXF |  | Variant of PROPEL-CABLED-MODULES | Propel ULL Multimode OM4 Cabled Module, 2x12 duplex LC Propel module on End A to 1x12f MPO/UPC pinned on End B, 24 fiber B2ca Trunk, Method B Enhanced |  | Propel | PPL | Fiber cabled module
PPLU3V8LCQXK |  | Variant of PROPEL-CABLED-MODULES | Propel ULL Multimode OM5 Cabled Module, 9x8 duplex LC Propel module on End A to 1x8f MPO/UPC pinned on End B, 72 fiber B2ca Trunk, Method B Enhanced |  | Propel | PPL | Fiber cabled module
PPLAJVDLCMPP |  | Variant of PROPEL-CABLED-MODULES | Propel ULL Multimode OM5 Cabled Module, 24x12 duplex LC Propel module on End A to 1x12f MPO/UPC non-pinned on End B, 288 fiber LSZH Trunk, Method A |  | Propel | PPL | Fiber cabled module
PPLUJXDLCUCL |  | Variant of PROPEL-CABLED-MODULES | Propel ULL Multimode OM4 Cabled Module, 8x12 duplex LC Propel module on End A to Stub on End B, 96 fiber LSZH Trunk, Method B Enhanced |  | Propel | PPL | Fiber cabled module
PPLUGVRLCRVS |  | Variant of PROPEL-CABLED-MODULES | Propel ULL Multimode OM5 Cabled Module, 2x16 duplex LC Propel module on End A to 1x16f MPO/APC non-pinned Multimode on End B, 32 fiber Plenum Trunk, Method B Enhanced |  | Propel | PPL | Fiber cabled module
PPLAGX8LCQPM |  | Variant of PROPEL-CABLED-MODULES | Propel ULL Multimode OM4 Cabled Module, 18x8 duplex LC Propel module on End A to 1x8f MPO/UPC non-pinned on End B, 144 fiber Plenum Trunk, Method A |  | Propel | PPL | Fiber cabled module
PPLU3V8LCQXL |  | Variant of PROPEL-CABLED-MODULES | Propel ULL Multimode OM5 Cabled Module, 12x8 duplex LC Propel module on End A to 1x8f MPO/UPC pinned on End B, 96 fiber B2ca Trunk, Method B Enhanced |  | Propel | PPL | Fiber cabled module
PPLUGGRLCLCH |  | Variant of PROPEL-CABLED-MODULES | Propel ULL Singlemode Cabled Module, 3x16 duplex LC Propel module on End A to 3x16 on End B, 48 fiber Plenum Trunk, Method B Enhanced |  | Propel | PPL | Fiber cabled module
PPLUJG8LCQXS |  | Variant of PROPEL-CABLED-MODULES | Propel ULL Singlemode Cabled Module, 4x8 duplex LC Propel module on End A to 1x8f MPO/UPC pinned on End B, 32 fiber LSZH Trunk, Method B Enhanced |  | Propel | PPL | Fiber cabled module
PPLA3XRLCRVQ |  | Variant of PROPEL-CABLED-MODULES | Propel ULL Multimode OM4 Cabled Module, 8x16 duplex LC Propel module on End A to 1x16f MPO/APC non-pinned Multimode on End B, 128 fiber B2ca Trunk, Method A |  | Propel | PPL | Fiber cabled module
PPLA3GDLCMXH |  | Variant of PROPEL-CABLED-MODULES | Propel ULL Singlemode Cabled Module, 4x12 duplex LC Propel module on End A to 1x12f MPO/UPC pinned on End B, 48 fiber B2ca Trunk, Method A |  | Propel | PPL | Fiber cabled module
PPLUGGRLCLCL |  | Variant of PROPEL-CABLED-MODULES | Propel ULL Singlemode Cabled Module, 6x16 duplex LC Propel module on End A to 6x16 on End B, 96 fiber Plenum Trunk, Method B Enhanced |  | Propel | PPL | Fiber cabled module
PPLU3V8LCQXM |  | Variant of PROPEL-CABLED-MODULES | Propel ULL Multimode OM5 Cabled Module, 18x8 duplex LC Propel module on End A to 1x8f MPO/UPC pinned on End B, 144 fiber B2ca Trunk, Method B Enhanced |  | Propel | PPL | Fiber cabled module
PPLAJVDLCMXF |  | Variant of PROPEL-CABLED-MODULES | Propel ULL Multimode OM5 Cabled Module, 2x12 duplex LC Propel module on End A to 1x12f MPO/UPC pinned on End B, 24 fiber LSZH Trunk, Method A |  | Propel | PPL | Fiber cabled module
PPLUJG8LCQXU |  | Variant of PROPEL-CABLED-MODULES | Propel ULL Singlemode Cabled Module, 8x8 duplex LC Propel module on End A to 1x8f MPO/UPC pinned on End B, 64 fiber LSZH Trunk, Method B Enhanced |  | Propel | PPL | Fiber cabled module
PPLUJV8LCQPS |  | Variant of PROPEL-CABLED-MODULES | Propel ULL Multimode OM5 Cabled Module, 4x8 duplex LC Propel module on End A to 1x8f MPO/UPC non-pinned on End B, 32 fiber LSZH Trunk, Method B Enhanced |  | Propel | PPL | Fiber cabled module
PPLUGVRLCRZL |  | Variant of PROPEL-CABLED-MODULES | Propel ULL Multimode OM5 Cabled Module, 6x16 duplex LC Propel module on End A to 1x16f MPO/APC pinned Multimode on End B, 96 fiber Plenum Trunk, Method B Enhanced |  | Propel | PPL | Fiber cabled module
PPLAJVDLCMXG |  | Variant of PROPEL-CABLED-MODULES | Propel ULL Multimode OM5 Cabled Module, 3x12 duplex LC Propel module on End A to 1x12f MPO/UPC pinned on End B, 36 fiber LSZH Trunk, Method A |  | Propel | PPL | Fiber cabled module
PPLUJG8LCUC8 |  | Variant of PROPEL-CABLED-MODULES | Propel ULL Singlemode Cabled Module, 1x8 duplex LC Propel module on End A to Stub on End B, 8 fiber LSZH Trunk, Method B Enhanced |  | Propel | PPL | Fiber cabled module
PPLA3GDLCMXL |  | Variant of PROPEL-CABLED-MODULES | Propel ULL Singlemode Cabled Module, 8x12 duplex LC Propel module on End A to 1x12f MPO/UPC pinned on End B, 96 fiber B2ca Trunk, Method A |  | Propel | PPL | Fiber cabled module
PPLUJV8LCQPU |  | Variant of PROPEL-CABLED-MODULES | Propel ULL Multimode OM5 Cabled Module, 8x8 duplex LC Propel module on End A to 1x8f MPO/UPC non-pinned on End B, 64 fiber LSZH Trunk, Method B Enhanced |  | Propel | PPL | Fiber cabled module
PPLAJVDLCMXH |  | Variant of PROPEL-CABLED-MODULES | Propel ULL Multimode OM5 Cabled Module, 4x12 duplex LC Propel module on End A to 1x12f MPO/UPC pinned on End B, 48 fiber LSZH Trunk, Method A |  | Propel | PPL | Fiber cabled module
PPLU3G8LCUCF |  | Variant of PROPEL-CABLED-MODULES | Propel ULL Singlemode Cabled Module, 3x8 duplex LC Propel module on End A to Stub on End B, 24 fiber B2ca Trunk, Method B Enhanced |  | Propel | PPL | Fiber cabled module
PPLUGGRLCLCN |  | Variant of PROPEL-CABLED-MODULES | Propel ULL Singlemode Cabled Module, 12x16 duplex LC Propel module on End A to 12x16 on End B, 192 fiber Plenum Trunk, Method B Enhanced |  | Propel | PPL | Fiber cabled module
PPLAGX8LCQPU |  | Variant of PROPEL-CABLED-MODULES | Propel ULL Multimode OM4 Cabled Module, 8x8 duplex LC Propel module on End A to 1x8f MPO/UPC non-pinned on End B, 64 fiber Plenum Trunk, Method A |  | Propel | PPL | Fiber cabled module
PPLU3V8LCQXR |  | Variant of PROPEL-CABLED-MODULES | Propel ULL Multimode OM5 Cabled Module, 2x8 duplex LC Propel module on End A to 1x8f MPO/UPC pinned on End B, 16 fiber B2ca Trunk, Method B Enhanced |  | Propel | PPL | Fiber cabled module
PPLA3GDLCMXM |  | Variant of PROPEL-CABLED-MODULES | Propel ULL Singlemode Cabled Module, 12x12 duplex LC Propel module on End A to 1x12f MPO/UPC pinned on End B, 144 fiber B2ca Trunk, Method A |  | Propel | PPL | Fiber cabled module
PPLUJV8LCQX8 |  | Variant of PROPEL-CABLED-MODULES | Propel ULL Multimode OM5 Cabled Module, 1x8 duplex LC Propel module on End A to 1x8f MPO/UPC pinned on End B, 8 fiber LSZH Trunk, Method B Enhanced |  | Propel | PPL | Fiber cabled module
PPLUGVRLCRZN |  | Variant of PROPEL-CABLED-MODULES | Propel ULL Multimode OM5 Cabled Module, 12x16 duplex LC Propel module on End A to 1x16f MPO/APC pinned Multimode on End B, 192 fiber Plenum Trunk, Method B Enhanced |  | Propel | PPL | Fiber cabled module
PPLUJXFLC2PH |  | Variant of PROPEL-CABLED-MODULES | Propel ULL Multimode OM4 Cabled Module, 2x2f duplex LC Propel module on End A to 1x24f MPO/UPC non-pinned on End B, 48 fiber LSZH Trunk, Method B Enhanced |  | Propel | PPL | Fiber cabled module
PPLU3XDLCMXN |  | Variant of PROPEL-CABLED-MODULES | Propel ULL Multimode OM4 Cabled Module, 16x12 duplex LC Propel module on End A to 1x12f MPO/UPC pinned on End B, 192 fiber B2ca Trunk, Method B Enhanced |  | Propel | PPL | Fiber cabled module
PPLU3V8LCQXS |  | Variant of PROPEL-CABLED-MODULES | Propel ULL Multimode OM5 Cabled Module, 4x8 duplex LC Propel module on End A to 1x8f MPO/UPC pinned on End B, 32 fiber B2ca Trunk, Method B Enhanced |  | Propel | PPL | Fiber cabled module
PPLUJV8LCQXF |  | Variant of PROPEL-CABLED-MODULES | Propel ULL Multimode OM5 Cabled Module, 3x8 duplex LC Propel module on End A to 1x8f MPO/UPC pinned on End B, 24 fiber LSZH Trunk, Method B Enhanced |  | Propel | PPL | Fiber cabled module
PPLUGVRLCRZQ |  | Variant of PROPEL-CABLED-MODULES | Propel ULL Multimode OM5 Cabled Module, 8x16 duplex LC Propel module on End A to 1x16f MPO/APC pinned Multimode on End B, 128 fiber Plenum Trunk, Method B Enhanced |  | Propel | PPL | Fiber cabled module
PPLUJXFLC2PK |  | Variant of PROPEL-CABLED-MODULES | Propel ULL Multimode OM4 Cabled Module, 3x2f duplex LC Propel module on End A to 1x24f MPO/UPC non-pinned on End B, 72 fiber LSZH Trunk, Method B Enhanced |  | Propel | PPL | Fiber cabled module
PPLU3G8LCUCK |  | Variant of PROPEL-CABLED-MODULES | Propel ULL Singlemode Cabled Module, 9x8 duplex LC Propel module on End A to Stub on End B, 72 fiber B2ca Trunk, Method B Enhanced |  | Propel | PPL | Fiber cabled module
PPLU3V8LCQXU |  | Variant of PROPEL-CABLED-MODULES | Propel ULL Multimode OM5 Cabled Module, 8x8 duplex LC Propel module on End A to 1x8f MPO/UPC pinned on End B, 64 fiber B2ca Trunk, Method B Enhanced |  | Propel | PPL | Fiber cabled module
PPLA3GDLCMXP |  | Variant of PROPEL-CABLED-MODULES | Propel ULL Singlemode Cabled Module, 24x12 duplex LC Propel module on End A to 1x12f MPO/UPC pinned on End B, 288 fiber B2ca Trunk, Method A |  | Propel | PPL | Fiber cabled module
PPLUJV8LCQXH |  | Variant of PROPEL-CABLED-MODULES | Propel ULL Multimode OM5 Cabled Module, 6x8 duplex LC Propel module on End A to 1x8f MPO/UPC pinned on End B, 48 fiber LSZH Trunk, Method B Enhanced |  | Propel | PPL | Fiber cabled module
PPLUGVRLCRZR |  | Variant of PROPEL-CABLED-MODULES | Propel ULL Multimode OM5 Cabled Module, 1x16 duplex LC Propel module on End A to 1x16f MPO/APC pinned Multimode on End B, 16 fiber Plenum Trunk, Method B Enhanced |  | Propel | PPL | Fiber cabled module
PPLU3G8LCUCL |  | Variant of PROPEL-CABLED-MODULES | Propel ULL Singlemode Cabled Module, 12x8 duplex LC Propel module on End A to Stub on End B, 96 fiber B2ca Trunk, Method B Enhanced |  | Propel | PPL | Fiber cabled module
PPLU3V8LCUC8 |  | Variant of PROPEL-CABLED-MODULES | Propel ULL Multimode OM5 Cabled Module, 1x8 duplex LC Propel module on End A to Stub on End B, 8 fiber B2ca Trunk, Method B Enhanced |  | Propel | PPL | Fiber cabled module
PPLUJV8LCQXK |  | Variant of PROPEL-CABLED-MODULES | Propel ULL Multimode OM5 Cabled Module, 9x8 duplex LC Propel module on End A to 1x8f MPO/UPC pinned on End B, 72 fiber LSZH Trunk, Method B Enhanced |  | Propel | PPL | Fiber cabled module
PPLA3XRLCRZH |  | Variant of PROPEL-CABLED-MODULES | Propel ULL Multimode OM4 Cabled Module, 3x16 duplex LC Propel module on End A to 1x16f MPO/APC pinned Multimode on End B, 48 fiber B2ca Trunk, Method A |  | Propel | PPL | Fiber cabled module
PPLAJVDLCMXN |  | Variant of PROPEL-CABLED-MODULES | Propel ULL Multimode OM5 Cabled Module, 16x12 duplex LC Propel module on End A to 1x12f MPO/UPC pinned on End B, 192 fiber LSZH Trunk, Method A |  | Propel | PPL | Fiber cabled module
PPLUGGRLCLCU |  | Variant of PROPEL-CABLED-MODULES | Propel ULL Singlemode Cabled Module, 4x16 duplex LC Propel module on End A to 4x16 on End B, 64 fiber Plenum Trunk, Method B Enhanced |  | Propel | PPL | Fiber cabled module
PPLU3V8LCUCF |  | Variant of PROPEL-CABLED-MODULES | Propel ULL Multimode OM5 Cabled Module, 3x8 duplex LC Propel module on End A to Stub on End B, 24 fiber B2ca Trunk, Method B Enhanced |  | Propel | PPL | Fiber cabled module
PPLA3GFLC2PH |  | Variant of PROPEL-CABLED-MODULES | Propel ULL Singlemode Cabled Module, 2x2f duplex LC Propel module on End A to 1x24f MPO/UPC non-pinned on End B, 48 fiber B2ca Trunk, Method A |  | Propel | PPL | Fiber cabled module
PPLUJG8LCUCM |  | Variant of PROPEL-CABLED-MODULES | Propel ULL Singlemode Cabled Module, 18x8 duplex LC Propel module on End A to Stub on End B, 144 fiber LSZH Trunk, Method B Enhanced |  | Propel | PPL | Fiber cabled module
PPLU3X8LCUC8 |  | Variant of PROPEL-CABLED-MODULES | Propel ULL Multimode OM4 Cabled Module, 1x8 duplex LC Propel module on End A to Stub on End B, 8 fiber B2ca Trunk, Method B Enhanced |  | Propel | PPL | Fiber cabled module
PPLURGRSNRPR |  | Variant of PROPEL-CABLED-MODULES | Propel ULL Singlemode Cabled Module, 1x16 duplex SN Propel module on End A to 1x16 on End B, 16 fiber LSZH Patchcord, Method B Enhanced |  | Propel | PPL | Fiber cabled module
PPLAJGRLCRXU |  | Variant of PROPEL-CABLED-MODULES | Propel ULL Singlemode Cabled Module, 4x16 duplex LC Propel module on End A to 1x16f MPO/APC pinned Singlemode on End B, 64 fiber LSZH Trunk, Method A |  | Propel | PPL | Fiber cabled module
PPLA3X8LCQXL |  | Variant of PROPEL-CABLED-MODULES | Propel ULL Multimode OM4 Cabled Module, 12x8 duplex LC Propel module on End A to 1x8f MPO/UPC pinned on End B, 96 fiber B2ca Trunk, Method A |  | Propel | PPL | Fiber cabled module
PPLAGVDLCMXH |  | Variant of PROPEL-CABLED-MODULES | Propel ULL Multimode OM5 Cabled Module, 4x12 duplex LC Propel module on End A to 1x12f MPO/UPC pinned on End B, 48 fiber Plenum Trunk, Method A |  | Propel | PPL | Fiber cabled module
PPLU3GRSNRXR |  | Variant of PROPEL-CABLED-MODULES | Propel ULL Singlemode Cabled Module, 1x16 duplex SN Propel module on End A to 1x16 on End B, 16 fiber B2ca Trunk, Method B Enhanced |  | Propel | PPL | Fiber cabled module
PPLUGGDLCMXP |  | Variant of PROPEL-CABLED-MODULES | Propel ULL Singlemode Cabled Module, 24x12 duplex LC Propel module on End A to 1x12f MPO/UPC pinned on End B, 288 fiber Plenum Trunk, Method B Enhanced |  | Propel | PPL | Fiber cabled module
PPLURGRSNRXR |  | Variant of PROPEL-CABLED-MODULES | Propel ULL Singlemode Cabled Module, 1x16 duplex SN Propel module on End A to 1x16 on End B, 16 fiber LSZH Patchcord, Method B Enhanced |  | Propel | PPL | Fiber cabled module
PPLUGVDLCUCG |  | Variant of PROPEL-CABLED-MODULES | Propel ULL Multimode OM5 Cabled Module, 3x12 duplex LC Propel module on End A to Stub on End B, 36 fiber Plenum Trunk, Method B Enhanced |  | Propel | PPL | Fiber cabled module
PPLU3X8LCUCF |  | Variant of PROPEL-CABLED-MODULES | Propel ULL Multimode OM4 Cabled Module, 3x8 duplex LC Propel module on End A to Stub on End B, 24 fiber B2ca Trunk, Method B Enhanced |  | Propel | PPL | Fiber cabled module
PPLARGRLCRXR |  | Variant of PROPEL-CABLED-MODULES | Propel ULL Singlemode Cabled Module, 1x16 duplex LC Propel module on End A to 1x16f MPO/APC pinned Singlemode on End B, 16 fiber LSZH Patchcord, Method A |  | Propel | PPL | Fiber cabled module
PPLA3X8LCQXM |  | Variant of PROPEL-CABLED-MODULES | Propel ULL Multimode OM4 Cabled Module, 18x8 duplex LC Propel module on End A to 1x8f MPO/UPC pinned on End B, 144 fiber B2ca Trunk, Method A |  | Propel | PPL | Fiber cabled module
PPLUGGDLCUCD |  | Variant of PROPEL-CABLED-MODULES | Propel ULL Singlemode Cabled Module, 1x12 duplex LC Propel module on End A to Stub on End B, 12 fiber Plenum Trunk, Method B Enhanced |  | Propel | PPL | Fiber cabled module
PPLA3X8LCQXN |  | Variant of PROPEL-CABLED-MODULES | Propel ULL Multimode OM4 Cabled Module, 24x8 duplex LC Propel module on End A to 1x8f MPO/UPC pinned on End B, 192 fiber B2ca Trunk, Method A |  | Propel | PPL | Fiber cabled module
PPLUJGRSNRXS |  | Variant of PROPEL-CABLED-MODULES | Propel ULL Singlemode Cabled Module, 2x16 duplex SN Propel module on End A to 2x16 on End B, 32 fiber LSZH Trunk, Method B Enhanced |  | Propel | PPL | Fiber cabled module
PPLU3GRSNRXU |  | Variant of PROPEL-CABLED-MODULES | Propel ULL Singlemode Cabled Module, 4x16 duplex SN Propel module on End A to 4x16 on End B, 64 fiber B2ca Trunk, Method B Enhanced |  | Propel | PPL | Fiber cabled module
PPLUGVDLCUCK |  | Variant of PROPEL-CABLED-MODULES | Propel ULL Multimode OM5 Cabled Module, 6x12 duplex LC Propel module on End A to Stub on End B, 72 fiber Plenum Trunk, Method B Enhanced |  | Propel | PPL | Fiber cabled module
PPLARGRSNRXR |  | Variant of PROPEL-CABLED-MODULES | Propel ULL Singlemode Cabled Module, 1x16 duplex SN Propel module on End A to 1x16 on End B, 16 fiber LSZH Patchcord, Method A |  | Propel | PPL | Fiber cabled module
PPLUJX8LCQXR |  | Variant of PROPEL-CABLED-MODULES | Propel ULL Multimode OM4 Cabled Module, 2x8 duplex LC Propel module on End A to 1x8f MPO/UPC pinned on End B, 16 fiber LSZH Trunk, Method B Enhanced |  | Propel | PPL | Fiber cabled module
PPLA3X8LCQXR |  | Variant of PROPEL-CABLED-MODULES | Propel ULL Multimode OM4 Cabled Module, 2x8 duplex LC Propel module on End A to 1x8f MPO/UPC pinned on End B, 16 fiber B2ca Trunk, Method A |  | Propel | PPL | Fiber cabled module
PPLUJX8LCQXS |  | Variant of PROPEL-CABLED-MODULES | Propel ULL Multimode OM4 Cabled Module, 4x8 duplex LC Propel module on End A to 1x8f MPO/UPC pinned on End B, 32 fiber LSZH Trunk, Method B Enhanced |  | Propel | PPL | Fiber cabled module
PPLARV8LCQP8 |  | Variant of PROPEL-CABLED-MODULES | Propel ULL Multimode OM5 Cabled Module, 1x8 duplex LC Propel module on End A to 1x8f MPO/UPC non-pinned on End B, 8 fiber LSZH Patchcord, Method A |  | Propel | PPL | Fiber cabled module
PPLUGVDLCUCL |  | Variant of PROPEL-CABLED-MODULES | Propel ULL Multimode OM5 Cabled Module, 8x12 duplex LC Propel module on End A to Stub on End B, 96 fiber Plenum Trunk, Method B Enhanced |  | Propel | PPL | Fiber cabled module
PPLUGXRLCUCN |  | Variant of PROPEL-CABLED-MODULES | Propel ULL Multimode OM4 Cabled Module, 12x16 duplex LC Propel module on End A to Stub on End B, 192 fiber Plenum Trunk, Method B Enhanced |  | Propel | PPL | Fiber cabled module
PPLU3GRSNSNL |  | Variant of PROPEL-CABLED-MODULES | Propel ULL Singlemode Cabled Module, 6x16 duplex SN Propel module on End A to 6x16 on End B, 96 fiber B2ca Trunk, Method B Enhanced |  | Propel | PPL | Fiber cabled module
PPLAGVDLCMXN |  | Variant of PROPEL-CABLED-MODULES | Propel ULL Multimode OM5 Cabled Module, 16x12 duplex LC Propel module on End A to 1x12f MPO/UPC pinned on End B, 192 fiber Plenum Trunk, Method A |  | Propel | PPL | Fiber cabled module
PPLUGVDLCUCM |  | Variant of PROPEL-CABLED-MODULES | Propel ULL Multimode OM5 Cabled Module, 12x12 duplex LC Propel module on End A to Stub on End B, 144 fiber Plenum Trunk, Method B Enhanced |  | Propel | PPL | Fiber cabled module
PPLA3X8LCQXU |  | Variant of PROPEL-CABLED-MODULES | Propel ULL Multimode OM4 Cabled Module, 8x8 duplex LC Propel module on End A to 1x8f MPO/UPC pinned on End B, 64 fiber B2ca Trunk, Method A |  | Propel | PPL | Fiber cabled module
PPLUGXRLCUCQ |  | Variant of PROPEL-CABLED-MODULES | Propel ULL Multimode OM4 Cabled Module, 8x16 duplex LC Propel module on End A to Stub on End B, 128 fiber Plenum Trunk, Method B Enhanced |  | Propel | PPL | Fiber cabled module
PPLARVDLCMPD |  | Variant of PROPEL-CABLED-MODULES | Propel ULL Multimode OM5 Cabled Module, 1x12 duplex LC Propel module on End A to 1x12f MPO/UPC non-pinned on End B, 12 fiber LSZH Patchcord, Method A |  | Propel | PPL | Fiber cabled module
PPLUGVDLCUCN |  | Variant of PROPEL-CABLED-MODULES | Propel ULL Multimode OM5 Cabled Module, 16x12 duplex LC Propel module on End A to Stub on End B, 192 fiber Plenum Trunk, Method B Enhanced |  | Propel | PPL | Fiber cabled module
PPLUGGDLCUCK |  | Variant of PROPEL-CABLED-MODULES | Propel ULL Singlemode Cabled Module, 6x12 duplex LC Propel module on End A to Stub on End B, 72 fiber Plenum Trunk, Method B Enhanced |  | Propel | PPL | Fiber cabled module
PPLUJX8LCUC8 |  | Variant of PROPEL-CABLED-MODULES | Propel ULL Multimode OM4 Cabled Module, 1x8 duplex LC Propel module on End A to Stub on End B, 8 fiber LSZH Trunk, Method B Enhanced |  | Propel | PPL | Fiber cabled module
PPLU3X8LCUCN |  | Variant of PROPEL-CABLED-MODULES | Propel ULL Multimode OM4 Cabled Module, 24x8 duplex LC Propel module on End A to Stub on End B, 192 fiber B2ca Trunk, Method B Enhanced |  | Propel | PPL | Fiber cabled module
PPLUGGDLCUCL |  | Variant of PROPEL-CABLED-MODULES | Propel ULL Singlemode Cabled Module, 8x12 duplex LC Propel module on End A to Stub on End B, 96 fiber Plenum Trunk, Method B Enhanced |  | Propel | PPL | Fiber cabled module
PPLAGVFLC2PF |  | Variant of PROPEL-CABLED-MODULES | Propel ULL Multimode OM5 Cabled Module, 1x24f duplex LC Propel module on End A to 1x24f MPO/UPC non-pinned on End B, 24 fiber Plenum Trunk, Method A |  | Propel | PPL | Fiber cabled module
PPLUJX8LCUCF |  | Variant of PROPEL-CABLED-MODULES | Propel ULL Multimode OM4 Cabled Module, 3x8 duplex LC Propel module on End A to Stub on End B, 24 fiber LSZH Trunk, Method B Enhanced |  | Propel | PPL | Fiber cabled module
PPLU3X8LCUCR |  | Variant of PROPEL-CABLED-MODULES | Propel ULL Multimode OM4 Cabled Module, 2x8 duplex LC Propel module on End A to Stub on End B, 16 fiber B2ca Trunk, Method B Enhanced |  | Propel | PPL | Fiber cabled module
PPLUJGRSNRXU |  | Variant of PROPEL-CABLED-MODULES | Propel ULL Singlemode Cabled Module, 4x16 duplex SN Propel module on End A to 4x16 on End B, 64 fiber LSZH Trunk, Method B Enhanced |  | Propel | PPL | Fiber cabled module
PPLU3GRSNSNQ |  | Variant of PROPEL-CABLED-MODULES | Propel ULL Singlemode Cabled Module, 8x16 duplex SN Propel module on End A to 8x16 on End B, 128 fiber B2ca Trunk, Method B Enhanced |  | Propel | PPL | Fiber cabled module
PPLAJGRSNRPU |  | Variant of PROPEL-CABLED-MODULES | Propel ULL Singlemode Cabled Module, 4x16 duplex SN Propel module on End A to 4x16 on End B, 64 fiber LSZH Trunk, Method A |  | Propel | PPL | Fiber cabled module
PPLUGXRLCUCU |  | Variant of PROPEL-CABLED-MODULES | Propel ULL Multimode OM4 Cabled Module, 4x16 duplex LC Propel module on End A to Stub on End B, 64 fiber Plenum Trunk, Method B Enhanced |  | Propel | PPL | Fiber cabled module
PPLUGGDLCUCN |  | Variant of PROPEL-CABLED-MODULES | Propel ULL Singlemode Cabled Module, 16x12 duplex LC Propel module on End A to Stub on End B, 192 fiber Plenum Trunk, Method B Enhanced |  | Propel | PPL | Fiber cabled module
PPLAJGRSNRXH |  | Variant of PROPEL-CABLED-MODULES | Propel ULL Singlemode Cabled Module, 3x16 duplex SN Propel module on End A to 3x16 on End B, 48 fiber LSZH Trunk, Method A |  | Propel | PPL | Fiber cabled module
PPLAGVFLC2PK |  | Variant of PROPEL-CABLED-MODULES | Propel ULL Multimode OM5 Cabled Module, 3x2f duplex LC Propel module on End A to 1x24f MPO/UPC non-pinned on End B, 72 fiber Plenum Trunk, Method A |  | Propel | PPL | Fiber cabled module
PPLUGVFLC2PH |  | Variant of PROPEL-CABLED-MODULES | Propel ULL Multimode OM5 Cabled Module, 2x2f duplex LC Propel module on End A to 1x24f MPO/UPC non-pinned on End B, 48 fiber Plenum Trunk, Method B Enhanced |  | Propel | PPL | Fiber cabled module
PPLURVDLCMPD |  | Variant of PROPEL-CABLED-MODULES | Propel ULL Multimode OM5 Cabled Module, 1x12 duplex LC Propel module on End A to 1x12f MPO/UPC non-pinned on End B, 12 fiber LSZH Patchcord, Method B Enhanced |  | Propel | PPL | Fiber cabled module
PPLU3X8LCUCU |  | Variant of PROPEL-CABLED-MODULES | Propel ULL Multimode OM4 Cabled Module, 8x8 duplex LC Propel module on End A to Stub on End B, 64 fiber B2ca Trunk, Method B Enhanced |  | Propel | PPL | Fiber cabled module
PPLU3GRSNSNS |  | Variant of PROPEL-CABLED-MODULES | Propel ULL Singlemode Cabled Module, 2x16 duplex SN Propel module on End A to 2x16 on End B, 32 fiber B2ca Trunk, Method B Enhanced |  | Propel | PPL | Fiber cabled module
PPLARX8LCQP8 |  | Variant of PROPEL-CABLED-MODULES | Propel ULL Multimode OM4 Cabled Module, 1x8 duplex LC Propel module on End A to 1x8f MPO/UPC non-pinned on End B, 8 fiber LSZH Patchcord, Method A |  | Propel | PPL | Fiber cabled module
PPLUGGDLCUCP |  | Variant of PROPEL-CABLED-MODULES | Propel ULL Singlemode Cabled Module, 24x12 duplex LC Propel module on End A to Stub on End B, 288 fiber Plenum Trunk, Method B Enhanced |  | Propel | PPL | Fiber cabled module
PPLAGVFLC2PL |  | Variant of PROPEL-CABLED-MODULES | Propel ULL Multimode OM5 Cabled Module, 4x2f duplex LC Propel module on End A to 1x24f MPO/UPC non-pinned on End B, 96 fiber Plenum Trunk, Method A |  | Propel | PPL | Fiber cabled module
PPLURVDLCMXD |  | Variant of PROPEL-CABLED-MODULES | Propel ULL Multimode OM5 Cabled Module, 1x12 duplex LC Propel module on End A to 1x12f MPO/UPC pinned on End B, 12 fiber LSZH Patchcord, Method B Enhanced |  | Propel | PPL | Fiber cabled module
PPLAJGRSNRXL |  | Variant of PROPEL-CABLED-MODULES | Propel ULL Singlemode Cabled Module, 6x16 duplex SN Propel module on End A to 6x16 on End B, 96 fiber LSZH Trunk, Method A |  | Propel | PPL | Fiber cabled module
PPLUJGRSNSNN |  | Variant of PROPEL-CABLED-MODULES | Propel ULL Singlemode Cabled Module, 12x16 duplex SN Propel module on End A to 12x16 on End B, 192 fiber LSZH Trunk, Method B Enhanced |  | Propel | PPL | Fiber cabled module
PPLURVDLCUCD |  | Variant of PROPEL-CABLED-MODULES | Propel ULL Multimode OM5 Cabled Module, 1x12 duplex LC Propel module on End A to Stub on End B, 12 fiber LSZH Patchcord, Method B Enhanced |  | Propel | PPL | Fiber cabled module
PPLU3GRSNUCH |  | Variant of PROPEL-CABLED-MODULES | Propel ULL Singlemode Cabled Module, 3x16 duplex SN Propel module on End A to 3x16 on End B, 48 fiber B2ca Trunk, Method B Enhanced |  | Propel | PPL | Fiber cabled module
PPLURXRLCUCR |  | Variant of PROPEL-CABLED-MODULES | Propel ULL Multimode OM4 Cabled Module, 1x16 duplex LC Propel module on End A to Stub on End B, 16 fiber LSZH Patchcord, Method B Enhanced |  | Propel | PPL | Fiber cabled module
PPLAJGRSNRXN |  | Variant of PROPEL-CABLED-MODULES | Propel ULL Singlemode Cabled Module, 12x16 duplex SN Propel module on End A to 12x16 on End B, 192 fiber LSZH Trunk, Method A |  | Propel | PPL | Fiber cabled module
PPLURVRLCRVR |  | Variant of PROPEL-CABLED-MODULES | Propel ULL Multimode OM5 Cabled Module, 1x16 duplex LC Propel module on End A to 1x16f MPO/APC non-pinned Multimode on End B, 16 fiber LSZH Patchcord, Method B Enhanced |  | Propel | PPL | Fiber cabled module
PPLURVRLCRZR |  | Variant of PROPEL-CABLED-MODULES | Propel ULL Multimode OM5 Cabled Module, 1x16 duplex LC Propel module on End A to 1x16f MPO/APC pinned Multimode on End B, 16 fiber LSZH Patchcord, Method B Enhanced |  | Propel | PPL | Fiber cabled module
PPLUJGRSNSNU |  | Variant of PROPEL-CABLED-MODULES | Propel ULL Singlemode Cabled Module, 4x16 duplex SN Propel module on End A to 4x16 on End B, 64 fiber LSZH Trunk, Method B Enhanced |  | Propel | PPL | Fiber cabled module
PPLUJGRSNUCH |  | Variant of PROPEL-CABLED-MODULES | Propel ULL Singlemode Cabled Module, 3x16 duplex SN Propel module on End A to 3x16 on End B, 48 fiber LSZH Trunk, Method B Enhanced |  | Propel | PPL | Fiber cabled module
PPLAJGRSNRXS |  | Variant of PROPEL-CABLED-MODULES | Propel ULL Singlemode Cabled Module, 2x16 duplex SN Propel module on End A to 2x16 on End B, 32 fiber LSZH Trunk, Method A |  | Propel | PPL | Fiber cabled module
PPLURX8LCLC8 |  | Variant of PROPEL-CABLED-MODULES | Propel ULL Multimode OM4 Cabled Module, 1x8 duplex LC Propel module on End A to 1x8 on End B, 8 fiber LSZH Patchcord, Method B Enhanced |  | Propel | PPL | Fiber cabled module
PPLUJGRSNUCL |  | Variant of PROPEL-CABLED-MODULES | Propel ULL Singlemode Cabled Module, 6x16 duplex SN Propel module on End A to 6x16 on End B, 96 fiber LSZH Trunk, Method B Enhanced |  | Propel | PPL | Fiber cabled module
PPLUJGRSNUCM |  | Variant of PROPEL-CABLED-MODULES | Propel ULL Singlemode Cabled Module, 9x16 duplex SN Propel module on End A to 9x16 on End B, 144 fiber LSZH Trunk, Method B Enhanced |  | Propel | PPL | Fiber cabled module
PPLUJGRSNUCN |  | Variant of PROPEL-CABLED-MODULES | Propel ULL Singlemode Cabled Module, 12x16 duplex SN Propel module on End A to 12x16 on End B, 192 fiber LSZH Trunk, Method B Enhanced |  | Propel | PPL | Fiber cabled module
PPLUGGFLC2XK |  | Variant of PROPEL-CABLED-MODULES | Propel ULL Singlemode Cabled Module, 3x2f duplex LC Propel module on End A to 1x24f MPO/UPC pinned on End B, 72 fiber Plenum Trunk, Method B Enhanced |  | Propel | PPL | Fiber cabled module
PPLURXDLCLCD |  | Variant of PROPEL-CABLED-MODULES | Propel ULL Multimode OM4 Cabled Module, 1x12 duplex LC Propel module on End A to 1x12 on End B, 12 fiber LSZH Patchcord, Method B Enhanced |  | Propel | PPL | Fiber cabled module
760253498 | OCJ-EC-03MASIA-S2 | Variant of OCJ | Fiber Optic Patch Cord, Simplex, Singlemode, LSH/APC to SC/APC, 1.8 mm diameter, yellow, 3m |  |  | OCJ | Fiber patch cord ¦ simplex
2055554-2 | OCJ-S3-02MASIA-S3 | Variant of OCJ | Fiber Optic Patch Cord, Simplex, Singlemode, SC/APC 9° to SC/APC 9°, yellow, 3 m |  |  | OCJ | Fiber patch cord ¦ simplex
760252803 | PPL-AP-12-MPO16-ALL-B | Variant of PROPEL-ADAPTER-PACKS | Propel pass-through adapter pack, 12 MPO16 ports, Type B | CommScope® | Propel | PPL | Fiber adapter pack
FGS-HCBL-12 |  | Variant | FiberGuide® to 12in Digital Cableway Bracket Kit |  | FiberGuide® |  | Support mounting kit
FGS-HTBK-18 |  | Variant | FiberGuide® 18in Horizontal Tool-less Adjustable Bracket Kit for 4x12, 4x18 and 4x24in Systems, 9-14in Tall |  | FiberGuide® |  | Support mounting kit
FGS-HTBK-18-6 |  | Variant | FiberGuide® 18in Horizontal Tool-less Bracket Kit for 4x12,4x18in and 4x24in Systems, 6in Tall |  | FiberGuide® |  | Support mounting kit
FGS-MDSA-A2C |  | Variant | FiberGuide® FlexV 4x4 to Dual 2x2 Reducer, Yellow |  | FiberGuide® |  | Reducer
760253157 | OCP-S1-02MASEN-XX-(100) | Variant of OCP | Fiber Optic Pigtail, Simplex, Singlemode, SC/UPC to Stub, 0.9 mm diameter, 2 m, Kit of 100 pigtails |  |  | OCP | Fiber pigtail ¦ jacketed
760239999 | FACT-1ELHPS1S | Variant of FACT-PATCH-SPLICE-CHASSIS | FACT® Fiber Optic Patch/Splice Chassis, gray, 1E high, 24-port, singlemode, loaded with SC/UPC adapters and C-grade pigtails, SMOUV splice tray type, left-hand patch | CommScope® | FACT® | FACT | Fiber patch/splice chassis
CX7872-000 | BUDI-PON-24-L2-S | Variant | BUDI™ Fiber Optic PON Application Kit for TB type enclosures |  | BUDI™ | BUDI-PON | Fiber accessory kit
CY1074-000 | BUDI-M-SEAL-24x7 | Variant | BUDI™ Fiber Optic Wrap around Cable Sealing Kit for up to 24 cables with max 7mm cable diameter |  | BUDI™ | BUDI-M | Seal
CY3562-000 | BUDI-S-T-B | Variant of BUDI-S | BUDI™ Fiber Optic Wall mount Enclosure, empty for holding Fiber Adapters and FIST Splice Trays, with lock | CommScope® | BUDI™ | BUDI-S | Fiber wall box
CY6955-000 | BUDI-S-SEAL-4x15-MINI-BO1 | Variant | BUDI™ Fiber Optic Wrap around Cable Sealing Kit for up to 4 mini-breakout cables with 8.2mm cable diameter |  | BUDI™ | BUDI-S | Seal
CY8504-000 | BUDI-S/M-INLINE-SEAL | Variant | BUDI™ Fiber Optic Cable Sealing Kit for cable feed-through from top for cables with up to 18mm cable diameter |  | BUDI™ | BUDI-S | Seal
CZ0842-000 | BUDI-2S-T-08S2ES | Variant of BUDI-2S | BUDI™ Fiber Optic Wall mount Enclosure, 8 SC/APC adapters, single element FIST splice trays for SMOUV splices | CommScope® | BUDI™ | BUDI-2S | Fiber wall box
CZ3751-000 | BUDI-M-APACK-12-S2-P | Variant | BUDI™ Fiber Optic Adapter Pack, 12 singlemode SC/APC adapters, green, with pigtails, two sliding parts |  | BUDI™ | BUDI-M | Fiber adapter pack
CZ3753-000 | BUDI-M-APACK-12-L1-P | Variant | BUDI™ Fiber Optic Adapter Pack, 6 duplex LC/UPC adapters, blue, with pigtails, 12 terminations on two sliding parts |  | BUDI™ | BUDI-M | Fiber adapter pack
CZ3754-000 | BUDI-M-APACK-12-L2-P | Variant | BUDI™ Fiber Optic Adapter Pack, 6 duplex LC/APC adapters, green, with pigtails, 12 terminations on two sliding parts |  | BUDI™ | BUDI-M | Fiber adapter pack
CZ3412-000 | BUDI-2S-SP-36ES | Variant of BUDI-2S | BUDI™ Fiber Optic Wall mount Enclosure, single element FIST splice trays for 36 SMOUV splices | CommScope® | BUDI™ | BUDI-2S | Fiber wall box
CZ3625-000 | BUDI-2S-T-00NNES | Variant of BUDI-2S | BUDI™ Fiber Optic Wall mount Enclosure, no adapters, single element FIST splice trays for SMOUV splices | CommScope® | BUDI™ | BUDI-2S | Fiber wall box
CZ3745-000 | BUDI-M-APACK-12-S1-A | Variant | BUDI™ Fiber Optic Adapter Pack, 12 singlemode SC/UPC adapters, blue, two sliding parts |  | BUDI™ | BUDI-M | Fiber adapter pack
CZ4661-000 | FIST-GCO2-BD8-GV | Variant of FIST-GCO2-B | FIST® GC02 Fiber Optic Splice Closure, Heat Shrink or Gold Gel Cable sealing, size BD, no pre-installed fiber trays, 8 round ports + 2 oval ports, with test valve |  | FIST® | FIST-GCO2 | Single-ended ¦ round fiber closure
CZ3748-000 | BUDI-M-APACK-12-L1-A | Variant | BUDI™ Fiber Optic Adapter Pack, 6 duplex LC/UPC adapters, blue, 12 terminations on two sliding parts |  | BUDI™ | BUDI-M | Fiber adapter pack
CZ4956-000 | OCFPS1U-DMQ1204L2-U23-SUB | Variant | OCFPS Fiber Optic DWDM Panel, mux, 40 channels, 1561.42 nm starting wavelength, 100 GHz channel spacing, upgrade port, LC/APC, 1U, 19 in, gray |  |  | OCFPS | DWDM patch panel
CZ3749-000 | BUDI-M-APACK-12-L2-A | Variant | BUDI™ Fiber Optic Adapter Pack, 6 duplex LC/APC adapters, green, 12 terminations on two sliding parts |  | BUDI™ | BUDI-M | Fiber adapter pack
CV7576-000 | BUDI-2S-SP-24EA | Variant of BUDI-2S | BUDI™ Fiber Optic Wall mount Enclosure, single element FIST splice trays for 24 ANT splices | CommScope® | BUDI™ | BUDI-2S | Fiber wall box
CV6134-000 | OCJ-L2-05MASHA-S2 | Variant of OCJ | Fiber Optic Patch Cord, Duplex, Singlemode, LC/APC to SC/APC, yellow, 5 m |  |  | OCJ | Fiber patch cord ¦ duplex
CV6732-000 | BUDI-1S-T-B-12L216CS | Variant of BUDI-1S | BUDI™ Fiber Optic Wall mount Enclosure, 12 LC/APC ports, single circuit FIST splice trays for 16 SMOUV splices | CommScope® | BUDI™ | BUDI-1S | Fiber wall box
CV6736-000 | BUDI-S-T-A-24S124ES | Variant of BUDI-S | BUDI™ Fiber Optic Wall mount Enclosure, 24 SC/UPC adapters, single element FIST splice trays for 24 SMOUV splices | CommScope® | BUDI™ | BUDI-S | Fiber wall box
CW3858-000 | BUDI-2S-T-04L1ES | Variant of BUDI-2S | BUDI™ Fiber Optic Wall mount Enclosure, 4 LC/UPC ports, single element FIST splice trays for SMOUV splices | CommScope® | BUDI™ | BUDI-2S | Fiber wall box
CW0093-000 | OCFPS1U-P113200S1 | Variant | OCFPS Fiber Optic Splitter Panel, one 1x32, symmetrical, planar, singlemode, SC/UPC, 1U, 19 in, gray |  |  | OCFPS | Splitter patch panel |  | Discontinued
CW7056-000 | BUDI-M-APACK-08-L1-A | Variant | BUDI™ Fiber Optic Adapter Pack, 4 singlemode duplex LC/UPC adapters, blue, 8 terminations on one sliding part |  | BUDI™ | BUDI-M | Fiber adapter pack
CW7057-000 | BUDI-M-APACK-08-L2-A | Variant | BUDI™ Fiber Optic Adapter Pack, 4 singlemode duplex LC/APC adapters, green, 8 Terminations on one sliding part |  | BUDI™ | BUDI-M | Fiber adapter pack |  | Discontinued
CW7861-000 | BUDI-1S-T-A-24L232ES | Variant of BUDI-1S | BUDI™ Fiber Optic Wall mount Enclosure, 24 LC/APC ports, single element FIST splice trays for 32 SMOUV splices | CommScope® | BUDI™ | BUDI-1S | Fiber wall box
CW7892-000 | BUDI-S-T-A-24S248CS | Variant of BUDI-S | BUDI™ Fiber Optic Wall mount Enclosure, 24 SC/APC adapters, single circuit FIST splice trays for 48 SMOUV splices | CommScope® | BUDI™ | BUDI-S | Fiber wall box
CX0192-000 | BUDI-1S-T-B | Variant of BUDI-1S | BUDI™ Fiber Optic Wall mount Enclosure, empty for holding FIST Splice Trays and Fiber Optic Adapters, with lock | CommScope® | BUDI™ | BUDI-1S | Fiber wall box
760241906 | MFPS-KXD-P-CQL1-096-20-OK | Variant of MFPS-PANELS | MFPS Fiber Optic panel, 1RU, 96 fibers/RU, pre-cabled I/O LSZH, 20m, front patch cords orientation to the right, 96 LC/UPC, grade C | CommScope® |  | MFPS | Fiber patch panel ¦ with indoor/outdoor cable
760241889 | MFPS-KED-P-CRL1-072-30-OG | Variant of MFPS-PANELS | MFPS Fiber Optic panel, 1RU, 72 fibers/RU, pre-cabled I/O LSZH, 30m, front patch cords orientation to the left, 72 LC/UPC, grade C | CommScope® |  | MFPS | Fiber patch panel ¦ with indoor/outdoor cable
760241875 | MFPS-KHD-P-CRL1-048-10-OF | Variant of MFPS-PANELS | MFPS Fiber Optic panel, 1RU, 48 fibers/RU, pre-cabled I/O LSZH, 10m, front patch cords orientation to the left, 48 LC/UPC, grade C | CommScope® |  | MFPS | Fiber patch panel ¦ with indoor/outdoor cable
760241912 | MFPS-JHD-P-CRL1-096-20-OK | Variant of MFPS-PANELS | MFPS Fiber Optic panel, 2RU, 96 fibers/RU, pre-cabled I/O LSZH, 20m, front patch cords orientation to the left, 96 LC/UPC, grade C | CommScope® |  | MFPS | Fiber patch panel ¦ with indoor/outdoor cable
760241893 | MFPS-KED-P-CQL1-072-10-OG | Variant of MFPS-PANELS | MFPS Fiber Optic panel, 1RU, 72 fibers/RU, pre-cabled I/O LSZH, 10m, front patch cords orientation to the right, 72 LC/UPC, grade C | CommScope® |  | MFPS | Fiber patch panel ¦ with indoor/outdoor cable
760241908 | MFPS-JHD-P-CRS1-096-10-OK | Variant of MFPS-PANELS | MFPS Fiber Optic panel, 2RU, 96 fibers/RU, pre-cabled I/O LSZH, 10m, front patch cords orientation to the left, 96 SC/UPC, grade C | CommScope® |  | MFPS | Fiber patch panel ¦ with indoor/outdoor cable
760241894 | MFPS-KED-P-CQL1-072-20-OG | Variant of MFPS-PANELS | MFPS Fiber Optic panel, 1RU, 72 fibers/RU, pre-cabled I/O LSZH, 20m, front patch cords orientation to the right, 72 LC/UPC, grade C | CommScope® |  | MFPS | Fiber patch panel ¦ with indoor/outdoor cable
760241877 | MFPS-KHD-P-CRL1-048-30-OF | Variant of MFPS-PANELS | MFPS Fiber Optic panel, 1RU, 48 fibers/RU, pre-cabled I/O LSZH, 30m, front patch cords orientation to the left, 48 LC/UPC, grade C | CommScope® |  | MFPS | Fiber patch panel ¦ with indoor/outdoor cable
760242087 | FACT-6ENG4 | Variant of FACT-NG4-CHASSIS | FACT® NG4 Fiber Chassis, gray with 12 unloaded trays, 6E high, for holding 24 NG4 adapter packs or 24 NG4 MPO modules or 12 NG4 cabled LC/SC modules or 12 NG4 value added modules | CommScope® | FACT® | FACT | Fiber VAM chassis ¦ Fiber patch chassis
760242455 | EPX-1U-MOD-DRW (AGL-1U-DRW-SL) | Variant of EPX-PANELS | EPX 1U sliding drawer panel, accepts (4) G2 modules or adapter packs providing up to 48 duplex LC or 32 MPO ports | CommScope® |  | EPX | Fiber patch panel
760242402 | ODF-FF19CM-SPL | Variant of FLEX-ODF | Flex frame Rack with cable managers and Splice Cabinet |  |  | Flex Frame | Frame
760241916 | MFPS-JHD-P-CQS1-096-30-OK | Variant of MFPS-PANELS | MFPS Fiber Optic panel, 2RU, 96 fibers/RU, pre-cabled I/O LSZH, 30m, front patch cords orientation to the right, 96 SC/UPC, grade C | CommScope® |  | MFPS | Fiber patch panel ¦ with indoor/outdoor cable
760241917 | MFPS-JHD-P-CQL1-096-10-OK | Variant of MFPS-PANELS | MFPS Fiber Optic panel, 2RU, 96 fibers/RU, pre-cabled I/O LSZH, 10m, front patch cords orientation to the right, 96 LC/UPC, grade C | CommScope® |  | MFPS | Fiber patch panel ¦ with indoor/outdoor cable
760241918 | MFPS-JHD-P-CQL1-096-20-OK | Variant of MFPS-PANELS | MFPS Fiber Optic panel, 2RU, 96 fibers/RU, pre-cabled I/O LSZH, 20m, front patch cords orientation to the right, 96 LC/UPC, grade C | CommScope® |  | MFPS | Fiber patch panel ¦ with indoor/outdoor cable
760241879 | MFPS-KHD-P-CQS1-048-20-OF | Variant of MFPS-PANELS | MFPS Fiber Optic panel, 1RU, 48 fibers/RU, pre-cabled I/O LSZH, 20m, front patch cords orientation to the right, 48 SC/UPC, grade C | CommScope® |  | MFPS | Fiber patch panel ¦ with indoor/outdoor cable
760241882 | MFPS-KHD-P-CQL1-048-20-OF | Variant of MFPS-PANELS | MFPS Fiber Optic panel, 1RU, 48 fibers/RU, pre-cabled I/O LSZH, 20m, front patch cords orientation to the right, 48 LC/UPC, grade C | CommScope® |  | MFPS | Fiber patch panel ¦ with indoor/outdoor cable
760241899 | MFPS-KXD-P-CRL1-096-10-OK | Variant of MFPS-PANELS | MFPS Fiber Optic panel, 1RU, 96 fibers/RU, pre-cabled I/O LSZH, 10m, front patch cords orientation to the left, 96 LC/UPC, grade C | CommScope® |  | MFPS | Fiber patch panel ¦ with indoor/outdoor cable
760241873 | MFPS-KHD-P-CRS1-048-20-OF | Variant of MFPS-PANELS | MFPS Fiber Optic panel, 1RU, 48 fibers/RU, pre-cabled I/O LSZH, 20m, front patch cords orientation to the left, 48 SC/UPC, grade C | CommScope® |  | MFPS | Fiber patch panel ¦ with indoor/outdoor cable
760241900 | MFPS-KXD-P-CRL1-096-20-OK | Variant of MFPS-PANELS | MFPS Fiber Optic panel, 1RU, 96 fibers/RU, pre-cabled I/O LSZH, 20m, front patch cords orientation to the left, 96 LC/UPC, grade C | CommScope® |  | MFPS | Fiber patch panel ¦ with indoor/outdoor cable
760241887 | MFPS-KED-P-CRL1-072-10-OG | Variant of MFPS-PANELS | MFPS Fiber Optic panel, 1RU, 72 fibers/RU, pre-cabled I/O LSZH, 10m, front patch cords orientation to the left, 72 LC/UPC, grade C | CommScope® |  | MFPS | Fiber patch panel ¦ with indoor/outdoor cable
760241888 | MFPS-KED-P-CRL1-072-20-OG | Variant of MFPS-PANELS | MFPS Fiber Optic panel, 1RU, 72 fibers/RU, pre-cabled I/O LSZH, 20m, front patch cords orientation to the left, 72 LC/UPC, grade C | CommScope® |  | MFPS | Fiber patch panel ¦ with indoor/outdoor cable
CC0936-000 | OCJ-S1-05MASIA-S1 | Variant of OCJ | Fiber Optic Patch Cord, Simplex, Singlemode, SC/UPC to SC/UPC, yellow, 5 m |  |  | OCJ | Fiber patch cord ¦ simplex
CC0872-000 | OCP-L2-02MASEN-XX | Variant of OCP | Fiber Optic Pigtail, Simplex, Singlemode, LC/APC to Stub, 0.9 mm diameter, 2 m |  |  | OCP | Fiber pigtail ¦ jacketed
CC0908-000 | OCJ-L1-10MASHA-S1 | Variant of OCJ | Fiber Optic Patch Cord, Duplex, Singlemode, LC/UPC to SC/UPC, yellow, 10 m |  |  | OCJ | Fiber patch cord ¦ duplex
CC2247-000 | OCP-L1-06MASIA-XX | Variant of OCP | Fiber Optic Pigtail, Simplex, Singlemode, LC/UPC to Stub, yellow, 6 m |  |  | OCP | Fiber pigtail ¦ jacketed
CC2979-000 | OCP-S1-03MASEN-XX | Variant of OCP | Fiber Optic Pigtail, Simplex, Singlemode, SC/UPC to Stub, 0.9 mm diameter, 3 m |  |  | OCP | Fiber pigtail ¦ jacketed
CJ9790-000 | FIST-GCO2-FC6-GV | Variant of FIST-GCO2-F | FIST® GC02 Fiber Optic Splice Closure, Heat Shrink or Gold Gel Cable sealing, size FC, no pre-installed fiber trays, 6 round ports + 1 oval port, with test valve and grounding option |  | FIST® | FIST-GCO2 | Single-ended ¦ rectangular fiber closure
CJ9791-000 | FIST-GCO2-FD6-NV | Variant of FIST-GCO2-F | FIST® GC02 Fiber Optic Splice Closure, Heat Shrink or Gold Gel Cable sealing, size FD, no pre-installed fiber trays, 6 round ports + 1 oval port, with test valve |  | FIST® | FIST-GCO2 | Single-ended ¦ rectangular fiber closure
CJ9792-000 | FIST-GCO2-FC6-NV | Variant of FIST-GCO2-F | FIST® GC02 Fiber Optic Splice Closure, Heat Shrink or Gold Gel Cable sealing, size FC, no pre-installed fiber trays, 6 round ports + 1 oval port, with test valve |  | FIST® | FIST-GCO2 | Single-ended ¦ rectangular fiber closure
760244696 | MFPS-IHD-P-SJE9-144 | Variant of MFPS-PANELS | MFPS Fiber Optic panel, 3RU, 48 fibers/RU, splice/patch, ANT/front patch cords orientation to the right, 144 LSH/APC, Grade B | CommScope® |  | MFPS | Fiber patch/splice panel
760244700 | MFPS-KED-P-SJL2-072 | Variant of MFPS-PANELS | MFPS Fiber Optic panel, 1RU, 72 fibers/RU, splice/patch, ANT/front patch cords orientation to the right, 72 LC/APC, grade C | CommScope® |  | MFPS | Fiber patch/splice panel
760244704 | MFPS-JXD-P-SJL2-192 | Variant of MFPS-PANELS | MFPS Fiber Optic panel, 2RU, 96 fibers/RU, splice/patch, ANT/front patch cords orientation to the right, 192 LC/APC, grade C | CommScope® |  | MFPS | Fiber patch/splice panel
760242661 | ODF-FFACCBRK6 | Variant of FLEX-CAB-ACCESSORIES | Flex Frame Cable Management Bracket 6” standoff | CommScope® |  |  | Cable management hardware
760242662 | ODF-FFACCBRK | Variant of FLEX-CAB-ACCESSORIES | Flex Frame Cable Management Bracket flat | CommScope® |  |  | Cable management hardware
760243096 | FACT-FRICRHP22 | Variant of FACT-ODF | FACT® Interconnect frame, for patching on the right |  | FACT® | FACT | Frame
860633530 | OCFPS1U-CYS311L2 | Variant | OCFPS Fiber Optic CWDM Panel, double mux, 16 channels, 1311 nm starting wavelength, 20 nm channel spacing, LC/APC, 1U, 19 in, gray |  |  | OCFPS | CWDM patch panel
88185A-000 | OCFPS1U-DMQ1204L2-2T-U23 | Variant | OCFPS Fiber Optic DWDM Panel, mux, 40 channels, 1561.42 nm starting wavelength, 100 GHz channel spacing, upgrade port, LC/APC, 1U, 19 in, gray |  |  | OCFPS | DWDM patch panel
760240066 | FACT-2ERHPS2S-010OF | Variant of FACT-CABLED-CHASSIS | FACT® Fiber Optic Pre-cabled Chassis, gray, 2E high, 48-port, singlemode, loaded with SC/APC adapters and C-grade pigtails, SMOUV splice tray type, 10m indoor/outdoor microsheath cable, right-hand patch | CommScope® | FACT® | FACT | Fiber patch chassis ¦ with indoor/outdoor cable
760240067 | FACT-2ELHPS2S-010OF | Variant of FACT-CABLED-CHASSIS | FACT® Fiber Optic Pre-cabled Chassis, gray, 2E high, 48-port, singlemode, loaded with SC/APC adapters and C-grade pigtails, SMOUV splice tray type, 10m indoor/outdoor microsheath cable, left-hand patch | CommScope® | FACT® | FACT | Fiber patch chassis ¦ with indoor/outdoor cable
760240069 | FACT-1ERHPL2S-030OF | Variant of FACT-CABLED-CHASSIS | FACT® Fiber Optic Pre-cabled Chassis, gray, 1E high, 48-port, singlemode, loaded with LC/APC adapters and C-grade pigtails, SMOUV splice tray type, 30m indoor/outdoor microsheath cable, right-hand patch | CommScope® | FACT® | FACT | Fiber patch chassis ¦ with indoor/outdoor cable
760240099 | FACT-4ELHPS2S | Variant of FACT-PATCH-SPLICE-CHASSIS | FACT® Fiber Optic Patch/Splice Chassis, gray, 4E high, 96-port, singlemode, loaded with SC/APC adapters and C-grade pigtails, SMOUV splice tray type, left-hand patch | CommScope® | FACT® | FACT | Fiber patch/splice chassis
760240444 | FACT-6EPATE9 | Variant of FACT-PATCH-CHASSIS | FACT® Fiber Optic Patch Chassis, gray, 6E high, 144-port, singlemode, holding 10 hinged trays loaded with LSH/APC adapters | CommScope® | FACT® | FACT | Fiber patch chassis
760240429 | FACT-5EPATS2 | Variant of FACT-PATCH-CHASSIS | FACT® Fiber Optic Patch Chassis, gray, 5E high, 120-port, singlemode, holding 10 hinged trays loaded with SC/APC adapters | CommScope® | FACT® | FACT | Fiber patch chassis
760240447 | FACT-1ELHPSGS | Variant of FACT-PATCH-SPLICE-CHASSIS | FACT® Fiber Optic Patch/Splice Chassis, gray, 1E high, 24-port, singlemode, loaded with SC/APC adapters and B-grade pigtails, SMOUV splice tray type, left-hand patch | CommScope® | FACT® | FACT | Fiber patch/splice chassis
760240433 | FACT-5EPATL2 | Variant of FACT-PATCH-CHASSIS | FACT® Fiber Optic Patch Chassis, gray, 5E high, 240-port, singlemode, holding 10 hinged trays loaded with LC/UPC adapters | CommScope® | FACT® | FACT | Fiber patch chassis
760240458 | FACT-1ELHPS2A | Variant of FACT-PATCH-SPLICE-CHASSIS | FACT® Fiber Optic Patch/Splice Chassis, gray, 1E high, 24-port, singlemode, loaded with SC/APC adapters and C-grade pigtails, ANT splice tray type, left-hand patch | CommScope® | FACT® | FACT | Fiber patch/splice chassis
760240452 | FACT-1ELHPLFS | Variant of FACT-PATCH-SPLICE-CHASSIS | FACT® Fiber Optic Patch/Splice Chassis, gray, 1E high, 48-port, singlemode, loaded with LC/UPC adapters and B-grade pigtails, SMOUV splice tray type, left-hand patch | CommScope® | FACT® | FACT | Fiber patch/splice chassis
760240471 | FACT-2ELHPSFS | Variant of FACT-PATCH-SPLICE-CHASSIS | FACT® Fiber Optic Patch/Splice Chassis, gray, 2E high, 48-port, singlemode, loaded with SC/UPC adapters and B-grade pigtails, SMOUV splice tray type, left-hand patch | CommScope® | FACT® | FACT | Fiber patch/splice chassis
760240460 | FACT-1ELHPSGA | Variant of FACT-PATCH-SPLICE-CHASSIS | FACT® Fiber Optic Patch/Splice Chassis, gray, 1E high, 24-port, singlemode, loaded with SC/APC adapters and B-grade pigtails, ANT splice tray type, left-hand patch | CommScope® | FACT® | FACT | Fiber patch/splice chassis
760240472 | FACT-2ELHPSGS | Variant of FACT-PATCH-SPLICE-CHASSIS | FACT® Fiber Optic Patch/Splice Chassis, gray, 2E high, 48-port, singlemode, loaded with SC/APC adapters and B-grade pigtails, SMOUV splice tray type, left-hand patch | CommScope® | FACT® | FACT | Fiber patch/splice chassis
760240437 | FACT-6EPATS1 | Variant of FACT-PATCH-CHASSIS | FACT® Fiber Optic Patch Chassis, gray, 6E high, 144-port, singlemode, holding 10 hinged trays loaded with SC/UPC adapters | CommScope® | FACT® | FACT | Fiber patch chassis
760240486 | FACT-2ELHPLFA | Variant of FACT-PATCH-SPLICE-CHASSIS | FACT® Fiber Optic Patch/Splice Chassis, gray, 2E high, 96-port, singlemode, loaded with LC/UPC adapters and B-grade pigtails, ANT splice tray type, left-hand patch | CommScope® | FACT® | FACT | Fiber patch/splice chassis
760240454 | FACT-1ELHPL4S | Variant of FACT-PATCH-SPLICE-CHASSIS | FACT® Fiber Optic Patch/Splice Chassis, gray, 1E high, 48-port, multimode, OM4, loaded with LC/UPC adapters and pigtails, SMOUV splice tray type, left-hand patch | CommScope® | FACT® | FACT | Fiber patch/splice chassis
760240414 | FACT-1EPATL1 | Variant of FACT-PATCH-CHASSIS | FACT® Fiber Optic Patch Chassis, gray, 1E high, 48-port, singlemode, holding 2 hinged trays loaded with LC/UPC adapters | CommScope® | FACT® | FACT | Fiber patch chassis
760240464 | FACT-1ELHPLFA | Variant of FACT-PATCH-SPLICE-CHASSIS | FACT® Fiber Optic Patch/Splice Chassis, gray, 1E high, 48-port, singlemode, loaded with LC/UPC adapters and B-grade pigtails, ANT splice tray type, left-hand patch | CommScope® | FACT® | FACT | Fiber patch/splice chassis
760240476 | FACT-2ELHPLGS | Variant of FACT-PATCH-SPLICE-CHASSIS | FACT® Fiber Optic Patch/Splice Chassis, gray, 2E high, 96-port, singlemode, loaded with LC/APC adapters and B-grade pigtails, SMOUV splice tray type, left-hand patch | CommScope® | FACT® | FACT | Fiber patch/splice chassis
760240415 | FACT-1EPATL2 | Variant of FACT-PATCH-CHASSIS | FACT® Fiber Optic Patch Chassis, gray, 1E high, 48-port, singlemode, holding 2 hinged trays loaded with LC/APC adapters | CommScope® | FACT® | FACT | Fiber patch chassis
760240501 | FACT-3ELHPSGA | Variant of FACT-PATCH-SPLICE-CHASSIS | FACT® Fiber Optic Patch/Splice Chassis, gray, 3E high, 72-port, singlemode, loaded with SC/APC adapters and B-grade pigtails, ANT splice tray type, left-hand patch | CommScope® | FACT® | FACT | Fiber patch/splice chassis
760240465 | FACT-1ELHPLGA | Variant of FACT-PATCH-SPLICE-CHASSIS | FACT® Fiber Optic Patch/Splice Chassis, gray, 1E high, 48-port, singlemode, loaded with LC/APC adapters and B-grade pigtails, ANT splice tray type, left-hand patch | CommScope® | FACT® | FACT | Fiber patch/splice chassis
760240466 | FACT-1ELHPL4A | Variant of FACT-PATCH-SPLICE-CHASSIS | FACT® Fiber Optic Patch/Splice Chassis, gray, 1E high, 48-port, multimode, OM4, loaded with LC/UPC adapters and pigtails, ANT splice tray type, left-hand patch | CommScope® | FACT® | FACT | Fiber patch/splice chassis
760240530 | FACT-5ELHPS1S | Variant of FACT-PATCH-SPLICE-CHASSIS | FACT® Fiber Optic Patch/Splice Chassis, gray, 5E high, 120-port, singlemode, loaded with SC/UPC adapters and C-grade pigtails, SMOUV splice tray type, left-hand patch | CommScope® | FACT® | FACT | Fiber patch/splice chassis
760240479 | FACT-2ELHPS1A | Variant of FACT-PATCH-SPLICE-CHASSIS | FACT® Fiber Optic Patch/Splice Chassis, gray, 2E high, 48-port, singlemode, loaded with SC/UPC adapters and C-grade pigtails, ANT splice tray type, left-hand patch | CommScope® | FACT® | FACT | Fiber patch/splice chassis
760240442 | FACT-6EPATL4 | Variant of FACT-PATCH-CHASSIS | FACT® Fiber Optic Patch Chassis, gray, 6E high, 288-port, multimode, OM4, holding 10 hinged trays loaded with LC/UPC adapters | CommScope® | FACT® | FACT | Fiber patch chassis
760240505 | FACT-3ELHPLFA | Variant of FACT-PATCH-SPLICE-CHASSIS | FACT® Fiber Optic Patch/Splice Chassis, gray, 3E high, 144-port, singlemode, loaded with LC/UPC adapters and B-grade pigtails, ANT splice tray type, left-hand patch | CommScope® | FACT® | FACT | Fiber patch/splice chassis
760240491 | FACT-3ELHPS1S | Variant of FACT-PATCH-SPLICE-CHASSIS | FACT® Fiber Optic Patch/Splice Chassis, gray, 3E high, 72-port, singlemode, loaded with SC/UPC adapters and C-grade pigtails, SMOUV splice tray type, left-hand patch | CommScope® | FACT® | FACT | Fiber patch/splice chassis
760240480 | FACT-2ELHPS2A | Variant of FACT-PATCH-SPLICE-CHASSIS | FACT® Fiber Optic Patch/Splice Chassis, gray, 2E high, 48-port, singlemode, loaded with SC/APC adapters and C-grade pigtails, ANT splice tray type, left-hand patch | CommScope® | FACT® | FACT | Fiber patch/splice chassis
760240531 | FACT-5ELHPS2S | Variant of FACT-PATCH-SPLICE-CHASSIS | FACT® Fiber Optic Patch/Splice Chassis, gray, 5E high, 120-port, singlemode, loaded with SC/APC adapters and C-grade pigtails, SMOUV splice tray type, left-hand patch | CommScope® | FACT® | FACT | Fiber patch/splice chassis
760240558 | FACT-6ELHPSFS | Variant of FACT-PATCH-SPLICE-CHASSIS | FACT® Fiber Optic Patch/Splice Chassis, gray, 6E high, 144-port, singlemode, loaded with SC/UPC adapters and B-grade pigtails, SMOUV splice tray type, left-hand patch | CommScope® | FACT® | FACT | Fiber patch/splice chassis
760240492 | FACT-3ELHPSFS | Variant of FACT-PATCH-SPLICE-CHASSIS | FACT® Fiber Optic Patch/Splice Chassis, gray, 3E high, 72-port, singlemode, loaded with SC/UPC adapters and B-grade pigtails, SMOUV splice tray type, left-hand patch | CommScope® | FACT® | FACT | Fiber patch/splice chassis
760240519 | FACT-4ELHPS2A | Variant of FACT-PATCH-SPLICE-CHASSIS | FACT® Fiber Optic Patch/Splice Chassis, gray, 4E high, 96-port, singlemode, loaded with SC/APC adapters and C-grade pigtails, ANT splice tray type, left-hand patch | CommScope® | FACT® | FACT | Fiber patch/splice chassis
760240532 | FACT-5ELHPSFS | Variant of FACT-PATCH-SPLICE-CHASSIS | FACT® Fiber Optic Patch/Splice Chassis, gray, 5E high, 120-port, singlemode, loaded with SC/UPC adapters and B-grade pigtails, SMOUV splice tray type, left-hand patch | CommScope® | FACT® | FACT | Fiber patch/splice chassis
760240481 | FACT-2ELHPSFA | Variant of FACT-PATCH-SPLICE-CHASSIS | FACT® Fiber Optic Patch/Splice Chassis, gray, 2E high, 48-port, singlemode, loaded with SC/UPC adapters and B-grade pigtails, ANT splice tray type, left-hand patch | CommScope® | FACT® | FACT | Fiber patch/splice chassis
760240507 | FACT-3ELHPL4A | Variant of FACT-PATCH-SPLICE-CHASSIS | FACT® Fiber Optic Patch/Splice Chassis, gray, 3E high, 144-port, multimode, OM4, loaded with LC/UPC adapters and pigtails, ANT splice tray type, left-hand patch | CommScope® | FACT® | FACT | Fiber patch/splice chassis
760240559 | FACT-6ELHPSGS | Variant of FACT-PATCH-SPLICE-CHASSIS | FACT® Fiber Optic Patch/Splice Chassis, gray, 6E high, 144-port, singlemode, loaded with SC/APC adapters and B-grade pigtails, SMOUV splice tray type, left-hand patch | CommScope® | FACT® | FACT | Fiber patch/splice chassis
760240546 | FACT-5ELHPSGA | Variant of FACT-PATCH-SPLICE-CHASSIS | FACT® Fiber Optic Patch/Splice Chassis, gray, 5E high, 120-port, singlemode, loaded with SC/APC adapters and B-grade pigtails, ANT splice tray type, left-hand patch | CommScope® | FACT® | FACT | Fiber patch/splice chassis
760240482 | FACT-2ELHPSGA | Variant of FACT-PATCH-SPLICE-CHASSIS | FACT® Fiber Optic Patch/Splice Chassis, gray, 2E high, 48-port, singlemode, loaded with SC/APC adapters and B-grade pigtails, ANT splice tray type, left-hand patch | CommScope® | FACT® | FACT | Fiber patch/splice chassis
760240520 | FACT-4ELHPSFA | Variant of FACT-PATCH-SPLICE-CHASSIS | FACT® Fiber Optic Patch/Splice Chassis, gray, 4E high, 96-port, singlemode, loaded with SC/UPC adapters and B-grade pigtails, ANT splice tray type, left-hand patch | CommScope® | FACT® | FACT | Fiber patch/splice chassis
760240509 | FACT-4ELHPS1S | Variant of FACT-PATCH-SPLICE-CHASSIS | FACT® Fiber Optic Patch/Splice Chassis, gray, 4E high, 96-port, singlemode, loaded with SC/UPC adapters and C-grade pigtails, SMOUV splice tray type, left-hand patch | CommScope® | FACT® | FACT | Fiber patch/splice chassis
760240533 | FACT-5ELHPSGS | Variant of FACT-PATCH-SPLICE-CHASSIS | FACT® Fiber Optic Patch/Splice Chassis, gray, 5E high, 120-port, singlemode, loaded with SC/APC adapters and B-grade pigtails, SMOUV splice tray type, left-hand patch | CommScope® | FACT® | FACT | Fiber patch/splice chassis
760240562 | FACT-6ELHPL1S | Variant of FACT-PATCH-SPLICE-CHASSIS | FACT® Fiber Optic Patch/Splice Chassis, gray, 6E high, 288-port, singlemode, loaded with LC/UPC adapters and C-grade pigtails, SMOUV splice tray type, left-hand patch | CommScope® | FACT® | FACT | Fiber patch/splice chassis
760240549 | FACT-5ELHPL1A | Variant of FACT-PATCH-SPLICE-CHASSIS | FACT® Fiber Optic Patch/Splice Chassis, gray, 5E high, 240-port, singlemode, loaded with LC/UPC adapters and C-grade pigtails, ANT splice tray type, left-hand patch | CommScope® | FACT® | FACT | Fiber patch/splice chassis
760240497 | FACT-3ELHPE9S | Variant of FACT-PATCH-SPLICE-CHASSIS | FACT® Fiber Optic Patch/Splice Chassis, gray, 3E high, 72-port, singlemode, loaded with LSH/APC adapters and B-grade pigtails, SMOUV splice tray type, left-hand patch | CommScope® | FACT® | FACT | Fiber patch/splice chassis
760240510 | FACT-4ELHPSFS | Variant of FACT-PATCH-SPLICE-CHASSIS | FACT® Fiber Optic Patch/Splice Chassis, gray, 4E high, 96-port, singlemode, loaded with SC/UPC adapters and B-grade pigtails, SMOUV splice tray type, left-hand patch | CommScope® | FACT® | FACT | Fiber patch/splice chassis
760240536 | FACT-5ELHPL1S | Variant of FACT-PATCH-SPLICE-CHASSIS | FACT® Fiber Optic Patch/Splice Chassis, gray, 5E high, 240-port, singlemode, loaded with LC/UPC adapters and C-grade pigtails, SMOUV splice tray type, left-hand patch | CommScope® | FACT® | FACT | Fiber patch/splice chassis
760240498 | FACT-3ELHPS1A | Variant of FACT-PATCH-SPLICE-CHASSIS | FACT® Fiber Optic Patch/Splice Chassis, gray, 3E high, 72-port, singlemode, loaded with SC/UPC adapters and C-grade pigtails, ANT splice tray type, left-hand patch | CommScope® | FACT® | FACT | Fiber patch/splice chassis
760240563 | FACT-6ELHPL2S | Variant of FACT-PATCH-SPLICE-CHASSIS | FACT® Fiber Optic Patch/Splice Chassis, gray, 6E high, 288-port, singlemode, loaded with LC/APC adapters and C-grade pigtails, SMOUV splice tray type, left-hand patch | CommScope® | FACT® | FACT | Fiber patch/splice chassis
760240511 | FACT-4ELHPSGS | Variant of FACT-PATCH-SPLICE-CHASSIS | FACT® Fiber Optic Patch/Splice Chassis, gray, 4E high, 96-port, singlemode, loaded with SC/APC adapters and B-grade pigtails, SMOUV splice tray type, left-hand patch | CommScope® | FACT® | FACT | Fiber patch/splice chassis
760240524 | FACT-4ELHPL1A | Variant of FACT-PATCH-SPLICE-CHASSIS | FACT® Fiber Optic Patch/Splice Chassis, gray, 4E high, 192-port, singlemode, loaded with LC/UPC adapters and C-grade pigtails, ANT splice tray type, left-hand patch | CommScope® | FACT® | FACT | Fiber patch/splice chassis
760240538 | FACT-5ELHPLFS | Variant of FACT-PATCH-SPLICE-CHASSIS | FACT® Fiber Optic Patch/Splice Chassis, gray, 5E high, 240-port, singlemode, loaded with LC/UPC adapters and B-grade pigtails, SMOUV splice tray type, left-hand patch | CommScope® | FACT® | FACT | Fiber patch/splice chassis
760240499 | FACT-3ELHPS2A | Variant of FACT-PATCH-SPLICE-CHASSIS | FACT® Fiber Optic Patch/Splice Chassis, gray, 3E high, 72-port, singlemode, loaded with SC/APC adapters and C-grade pigtails, ANT splice tray type, left-hand patch | CommScope® | FACT® | FACT | Fiber patch/splice chassis
760240514 | FACT-4ELHPLFS | Variant of FACT-PATCH-SPLICE-CHASSIS | FACT® Fiber Optic Patch/Splice Chassis, gray, 4E high, 192-port, singlemode, loaded with LC/UPC adapters and B-grade pigtails, SMOUV splice tray type, left-hand patch | CommScope® | FACT® | FACT | Fiber patch/splice chassis
760240525 | FACT-4ELHPLFA | Variant of FACT-PATCH-SPLICE-CHASSIS | FACT® Fiber Optic Patch/Splice Chassis, gray, 4E high, 192-port, singlemode, loaded with LC/UPC adapters and B-grade pigtails, ANT splice tray type, left-hand patch | CommScope® | FACT® | FACT | Fiber patch/splice chassis
760240600 | FACT-1ERHPLFA | Variant of FACT-PATCH-SPLICE-CHASSIS | FACT® Fiber Optic Patch/Splice Chassis, gray, 1E high, 48-port, singlemode, loaded with LC/UPC adapters and B-grade pigtails, ANT splice tray type, right-hand patch | CommScope® | FACT® | FACT | Fiber patch/splice chassis
760240526 | FACT-4ELHPLGA | Variant of FACT-PATCH-SPLICE-CHASSIS | FACT® Fiber Optic Patch/Splice Chassis, gray, 4E high, 192-port, singlemode, loaded with LC/APC adapters and B-grade pigtails, ANT splice tray type, left-hand patch | CommScope® | FACT® | FACT | Fiber patch/splice chassis
760240540 | FACT-5ELHPL4S | Variant of FACT-PATCH-SPLICE-CHASSIS | FACT® Fiber Optic Patch/Splice Chassis, gray, 5E high, 240-port, multimode, OM4, loaded with LC/UPC adapters and pigtails, SMOUV splice tray type, left-hand patch | CommScope® | FACT® | FACT | Fiber patch/splice chassis
760240616 | FACT-2ERHPSFA | Variant of FACT-PATCH-SPLICE-CHASSIS | FACT® Fiber Optic Patch/Splice Chassis, gray, 2E high, 48-port, singlemode, loaded with SC/UPC adapters and B-grade pigtails, ANT splice tray type, right-hand patch | CommScope® | FACT® | FACT | Fiber patch/splice chassis
760240556 | FACT-6ELHPS1S | Variant of FACT-PATCH-SPLICE-CHASSIS | FACT® Fiber Optic Patch/Splice Chassis, gray, 6E high, 144-port, singlemode, loaded with SC/UPC adapters and C-grade pigtails, SMOUV splice tray type, left-hand patch | CommScope® | FACT® | FACT | Fiber patch/splice chassis
760240602 | FACT-1ERHPL4A | Variant of FACT-PATCH-SPLICE-CHASSIS | FACT® Fiber Optic Patch/Splice Chassis, gray, 1E high, 48-port, multimode, OM4, loaded with LC/UPC adapters and pigtails, ANT splice tray type, right-hand patch | CommScope® | FACT® | FACT | Fiber patch/splice chassis
760240592 | FACT-1ERHPS1A | Variant of FACT-PATCH-SPLICE-CHASSIS | FACT® Fiber Optic Patch/Splice Chassis, gray, 1E high, 24-port, singlemode, loaded with SC/UPC adapters and C-grade pigtails, ANT splice tray type, right-hand patch | CommScope® | FACT® | FACT | Fiber patch/splice chassis
760240617 | FACT-2ERHPSGA | Variant of FACT-PATCH-SPLICE-CHASSIS | FACT® Fiber Optic Patch/Splice Chassis, gray, 2E high, 48-port, singlemode, loaded with SC/APC adapters and B-grade pigtails, ANT splice tray type, right-hand patch | CommScope® | FACT® | FACT | Fiber patch/splice chassis
760240557 | FACT-6ELHPS2S | Variant of FACT-PATCH-SPLICE-CHASSIS | FACT® Fiber Optic Patch/Splice Chassis, gray, 6E high, 144-port, singlemode, loaded with SC/APC adapters and C-grade pigtails, SMOUV splice tray type, left-hand patch | CommScope® | FACT® | FACT | Fiber patch/splice chassis
760240581 | FACT-1ERHPSFS | Variant of FACT-PATCH-SPLICE-CHASSIS | FACT® Fiber Optic Patch/Splice Chassis, gray, 1E high, 24-port, singlemode, loaded with SC/UPC adapters and B-grade pigtails, SMOUV splice tray type, right-hand patch | CommScope® | FACT® | FACT | Fiber patch/splice chassis
760240543 | FACT-5ELHPS1A | Variant of FACT-PATCH-SPLICE-CHASSIS | FACT® Fiber Optic Patch/Splice Chassis, gray, 5E high, 120-port, singlemode, loaded with SC/UPC adapters and C-grade pigtails, ANT splice tray type, left-hand patch | CommScope® | FACT® | FACT | Fiber patch/splice chassis
760240633 | FACT-3ERHPS1A | Variant of FACT-PATCH-SPLICE-CHASSIS | FACT® Fiber Optic Patch/Splice Chassis, gray, 3E high, 72-port, singlemode, loaded with SC/UPC adapters and C-grade pigtails, ANT splice tray type, right-hand patch | CommScope® | FACT® | FACT | Fiber patch/splice chassis
760240582 | FACT-1ERHPSGS | Variant of FACT-PATCH-SPLICE-CHASSIS | FACT® Fiber Optic Patch/Splice Chassis, gray, 1E high, 24-port, singlemode, loaded with SC/APC adapters and B-grade pigtails, SMOUV splice tray type, right-hand patch | CommScope® | FACT® | FACT | Fiber patch/splice chassis
760240569 | FACT-6ELHPS1A | Variant of FACT-PATCH-SPLICE-CHASSIS | FACT® Fiber Optic Patch/Splice Chassis, gray, 6E high, 144-port, singlemode, loaded with SC/UPC adapters and C-grade pigtails, ANT splice tray type, left-hand patch | CommScope® | FACT® | FACT | Fiber patch/splice chassis
760240621 | FACT-2ERHPLGA | Variant of FACT-PATCH-SPLICE-CHASSIS | FACT® Fiber Optic Patch/Splice Chassis, gray, 2E high, 96-port, singlemode, loaded with LC/APC adapters and B-grade pigtails, ANT splice tray type, right-hand patch | CommScope® | FACT® | FACT | Fiber patch/splice chassis
760240634 | FACT-3ERHPS2A | Variant of FACT-PATCH-SPLICE-CHASSIS | FACT® Fiber Optic Patch/Splice Chassis, gray, 3E high, 72-port, singlemode, loaded with SC/APC adapters and C-grade pigtails, ANT splice tray type, right-hand patch | CommScope® | FACT® | FACT | Fiber patch/splice chassis
760240607 | FACT-2ERHPSGS | Variant of FACT-PATCH-SPLICE-CHASSIS | FACT® Fiber Optic Patch/Splice Chassis, gray, 2E high, 48-port, singlemode, loaded with SC/APC adapters and B-grade pigtails, SMOUV splice tray type, right-hand patch | CommScope® | FACT® | FACT | Fiber patch/splice chassis
760240570 | FACT-6ELHPS2A | Variant of FACT-PATCH-SPLICE-CHASSIS | FACT® Fiber Optic Patch/Splice Chassis, gray, 6E high, 144-port, singlemode, loaded with SC/APC adapters and C-grade pigtails, ANT splice tray type, left-hand patch | CommScope® | FACT® | FACT | Fiber patch/splice chassis
760240610 | FACT-2ERHPLFS | Variant of FACT-PATCH-SPLICE-CHASSIS | FACT® Fiber Optic Patch/Splice Chassis, gray, 2E high, 96-port, singlemode, loaded with LC/UPC adapters and B-grade pigtails, SMOUV splice tray type, right-hand patch | CommScope® | FACT® | FACT | Fiber patch/splice chassis
760240586 | FACT-1ERHPL2S | Variant of FACT-PATCH-SPLICE-CHASSIS | FACT® Fiber Optic Patch/Splice Chassis, gray, 1E high, 48-port, singlemode, loaded with LC/APC adapters and C-grade pigtails, SMOUV splice tray type, right-hand patch | CommScope® | FACT® | FACT | Fiber patch/splice chassis
760240598 | FACT-1ERHPL1A | Variant of FACT-PATCH-SPLICE-CHASSIS | FACT® Fiber Optic Patch/Splice Chassis, gray, 1E high, 48-port, singlemode, loaded with LC/UPC adapters and C-grade pigtails, ANT splice tray type, right-hand patch | CommScope® | FACT® | FACT | Fiber patch/splice chassis
760240611 | FACT-2ERHPLGS | Variant of FACT-PATCH-SPLICE-CHASSIS | FACT® Fiber Optic Patch/Splice Chassis, gray, 2E high, 96-port, singlemode, loaded with LC/APC adapters and B-grade pigtails, SMOUV splice tray type, right-hand patch | CommScope® | FACT® | FACT | Fiber patch/splice chassis
760240653 | FACT-4ERHPS2A | Variant of FACT-PATCH-SPLICE-CHASSIS | FACT® Fiber Optic Patch/Splice Chassis, gray, 4E high, 96-port, singlemode, loaded with SC/APC adapters and C-grade pigtails, ANT splice tray type, right-hand patch | CommScope® | FACT® | FACT | Fiber patch/splice chassis
760240690 | FACT-6ERHPSFS | Variant of FACT-PATCH-SPLICE-CHASSIS | FACT® Fiber Optic Patch/Splice Chassis, gray, 6E high, 144-port, singlemode, loaded with SC/UPC adapters and B-grade pigtails, SMOUV splice tray type, right-hand patch | CommScope® | FACT® | FACT | Fiber patch/splice chassis
760240599 | FACT-1ERHPL2A | Variant of FACT-PATCH-SPLICE-CHASSIS | FACT® Fiber Optic Patch/Splice Chassis, gray, 1E high, 48-port, singlemode, loaded with LC/APC adapters and C-grade pigtails, ANT splice tray type, right-hand patch | CommScope® | FACT® | FACT | Fiber patch/splice chassis
760240654 | FACT-4ERHPSFA | Variant of FACT-PATCH-SPLICE-CHASSIS | FACT® Fiber Optic Patch/Splice Chassis, gray, 4E high, 96-port, singlemode, loaded with SC/UPC adapters and B-grade pigtails, ANT splice tray type, right-hand patch | CommScope® | FACT® | FACT | Fiber patch/splice chassis
760240614 | FACT-2ERHPS1A | Variant of FACT-PATCH-SPLICE-CHASSIS | FACT® Fiber Optic Patch/Splice Chassis, gray, 2E high, 48-port, singlemode, loaded with SC/UPC adapters and C-grade pigtails, ANT splice tray type, right-hand patch | CommScope® | FACT® | FACT | Fiber patch/splice chassis
760240625 | FACT-3ERHPSFS | Variant of FACT-PATCH-SPLICE-CHASSIS | FACT® Fiber Optic Patch/Splice Chassis, gray, 3E high, 72-port, singlemode, loaded with SC/UPC adapters and B-grade pigtails, SMOUV splice tray type, right-hand patch | CommScope® | FACT® | FACT | Fiber patch/splice chassis
760240666 | FACT-5ERHPSGS | Variant of FACT-PATCH-SPLICE-CHASSIS | FACT® Fiber Optic Patch/Splice Chassis, gray, 5E high, 120-port, singlemode, loaded with SC/APC adapters and B-grade pigtails, SMOUV splice tray type, right-hand patch | CommScope® | FACT® | FACT | Fiber patch/splice chassis
760240655 | FACT-4ERHPSGA | Variant of FACT-PATCH-SPLICE-CHASSIS | FACT® Fiber Optic Patch/Splice Chassis, gray, 4E high, 96-port, singlemode, loaded with SC/APC adapters and B-grade pigtails, ANT splice tray type, right-hand patch | CommScope® | FACT® | FACT | Fiber patch/splice chassis
760240694 | FACT-6ERHPL1S | Variant of FACT-PATCH-SPLICE-CHASSIS | FACT® Fiber Optic Patch/Splice Chassis, gray, 6E high, 288-port, singlemode, loaded with LC/UPC adapters and C-grade pigtails, SMOUV splice tray type, right-hand patch | CommScope® | FACT® | FACT | Fiber patch/splice chassis
760240706 | FACT-6ERHPL1A | Variant of FACT-PATCH-SPLICE-CHASSIS | FACT® Fiber Optic Patch/Splice Chassis, gray, 6E high, 288-port, singlemode, loaded with LC/UPC adapters and C-grade pigtails, ANT splice tray type, right-hand patch | CommScope® | FACT® | FACT | Fiber patch/splice chassis
760240678 | FACT-5ERHPSFA | Variant of FACT-PATCH-SPLICE-CHASSIS | FACT® Fiber Optic Patch/Splice Chassis, gray, 5E high, 120-port, singlemode, loaded with SC/UPC adapters and B-grade pigtails, ANT splice tray type, right-hand patch | CommScope® | FACT® | FACT | Fiber patch/splice chassis
760240695 | FACT-6ERHPLFS | Variant of FACT-PATCH-SPLICE-CHASSIS | FACT® Fiber Optic Patch/Splice Chassis, gray, 6E high, 288-port, singlemode, loaded with LC/UPC adapters and B-grade pigtails, SMOUV splice tray type, right-hand patch | CommScope® | FACT® | FACT | Fiber patch/splice chassis
760240707 | FACT-6ERHPLFA | Variant of FACT-PATCH-SPLICE-CHASSIS | FACT® Fiber Optic Patch/Splice Chassis, gray, 6E high, 288-port, singlemode, loaded with LC/UPC adapters and B-grade pigtails, ANT splice tray type, right-hand patch | CommScope® | FACT® | FACT | Fiber patch/splice chassis
760240642 | FACT-3ERHPL4A | Variant of FACT-PATCH-SPLICE-CHASSIS | FACT® Fiber Optic Patch/Splice Chassis, gray, 3E high, 144-port, multimode, OM4, loaded with LC/UPC adapters and pigtails, ANT splice tray type, right-hand patch | CommScope® | FACT® | FACT | Fiber patch/splice chassis
760240659 | FACT-4ERHPLFA | Variant of FACT-PATCH-SPLICE-CHASSIS | FACT® Fiber Optic Patch/Splice Chassis, gray, 4E high, 192-port, singlemode, loaded with LC/UPC adapters and B-grade pigtails, ANT splice tray type, right-hand patch | CommScope® | FACT® | FACT | Fiber patch/splice chassis
760240708 | FACT-6ERHPLGA | Variant of FACT-PATCH-SPLICE-CHASSIS | FACT® Fiber Optic Patch/Splice Chassis, gray, 6E high, 288-port, singlemode, loaded with LC/APC adapters and B-grade pigtails, ANT splice tray type, right-hand patch | CommScope® | FACT® | FACT | Fiber patch/splice chassis
760240660 | FACT-4ERHPL4A | Variant of FACT-PATCH-SPLICE-CHASSIS | FACT® Fiber Optic Patch/Splice Chassis, gray, 4E high, 192-port, multimode, OM4, loaded with LC/UPC adapters and pigtails, ANT splice tray type, right-hand patch | CommScope® | FACT® | FACT | Fiber patch/splice chassis
760240679 | FACT-5ERHPSGA | Variant of FACT-PATCH-SPLICE-CHASSIS | FACT® Fiber Optic Patch/Splice Chassis, gray, 5E high, 120-port, singlemode, loaded with SC/APC adapters and B-grade pigtails, ANT splice tray type, right-hand patch | CommScope® | FACT® | FACT | Fiber patch/splice chassis
760240697 | FACT-6ERHPL4S | Variant of FACT-PATCH-SPLICE-CHASSIS | FACT® Fiber Optic Patch/Splice Chassis, gray, 6E high, 288-port, multimode, OM4, loaded with LC/UPC adapters and pigtails, SMOUV splice tray type, right-hand patch | CommScope® | FACT® | FACT | Fiber patch/splice chassis
760240709 | FACT-6ERHPL4A | Variant of FACT-PATCH-SPLICE-CHASSIS | FACT® Fiber Optic Patch/Splice Chassis, gray, 6E high, 288-port, multimode, OM4, loaded with LC/UPC adapters and pigtails, ANT splice tray type, right-hand patch | CommScope® | FACT® | FACT | Fiber patch/splice chassis
760240645 | FACT-4ERHPSGS | Variant of FACT-PATCH-SPLICE-CHASSIS | FACT® Fiber Optic Patch/Splice Chassis, gray, 4E high, 96-port, singlemode, loaded with SC/APC adapters and B-grade pigtails, SMOUV splice tray type, right-hand patch | CommScope® | FACT® | FACT | Fiber patch/splice chassis
CR6731-000 | OCFPS1U-P113200S2 | Variant | OCFPS Fiber Optic Splitter Panel, one 1x32, symmetrical, planar, singlemode, SC/APC, 1U, 19 in, gray |  |  | OCFPS | Splitter patch panel |  | Discontinued
CR8316-000 | BUDI-PARKING-LC-(10)-RU | Variant | BUDI™ Fiber Optic Parking Lot Kit for holding LC-style connectors |  | BUDI™ | BUDI | Fiber cartridge
CS0815-000 | BUDI-PON-48-L2-S | Variant | BUDI™ Fiber Optic PON Application Kit for TB type enclosures |  | BUDI™ | BUDI-PON | Fiber accessory kit
CS2130-000 | BUDI-S-SP-B | Variant of BUDI-S | BUDI™ Fiber Optic Wall mount Enclosure, empty for holding FIST Splice Trays, with lock | CommScope® | BUDI™ | BUDI-S | Fiber wall box
CS1390-000 | BUDI-S-SEAL-2x20 | Variant | BUDI™ Fiber Optic Wrap around Cable Sealing Kit for up to 2 cables with a cable diameter of max 20 mm |  | BUDI™ | BUDI-S | Seal
CS5059-000 | BUDI-S-SEAL-24x7 | Variant | BUDI™ Fiber Optic Wrap around Cable Sealing Kit for up to 24 cables with max 7mm cable diameter |  | BUDI™ | BUDI-S | Seal
CS3620-000 | BUDI-S-SEAL-24x5 | Variant | BUDI™ Fiber Optic Wrap around Cable Sealing Kit for up to 24 cables with max 5mm cable diameter |  | BUDI™ | BUDI-S | Seal
CS6975-000 | BUDI-M-TB-B | Variant of BUDI-M | BUDI™ Fiber Optic Wall mount Enclosure, empty for holding PON Application kits, with lock | CommScope® | BUDI™ | BUDI-M | Fiber wall box
CS6977-000 | BUDI-M-SEAL-6x10 | Variant | BUDI™ Fiber Optic Cable Sealing Kit for up to 6 cables with 10mm cable diameter |  | BUDI™ | BUDI-M | Seal
CS8151-000 | BUDI-PON-96-L2-S | Variant | BUDI™ Fiber Optic PON Application Kit for TB type enclosures |  | BUDI™ | BUDI-PON | Fiber accessory kit
CS6978-000 | BUDI-M-SEAL-6x15 | Variant | BUDI™ Fiber Optic Cable Sealing Kit for up to 6 cables with 15mm cable diameter |  | BUDI™ | BUDI-M | Seal
CS6267-000 | BUDI-S-TB-B | Variant of BUDI-S | BUDI™ Fiber Optic Wall mount Enclosure, empty for holding PON Application kits, with lock | CommScope® | BUDI™ | BUDI-S | Fiber wall box
CS6979-000 | BUDI-M-SEAL-3x20 | Variant | BUDI™ Fiber Optic Wrap around Cable Sealing Kit for up to 3 cables with max 20mm cable diameter |  | BUDI™ | BUDI-M | Seal
CU1193-000 | BUDI-M-SP-B | Variant of BUDI-M | BUDI™ Fiber Optic Wall mount Enclosure, empty for holding FIST Splice Trays, with lock | CommScope® | BUDI™ | BUDI-M | Fiber wall box
CU7645-000 | FIST-GCO2-FD6-GN | Variant of FIST-GCO2-F | FIST® GC02 Fiber Optic Splice Closure, Heat Shrink or Gold Gel Cable sealing, size FD, no pre-installed fiber trays, 6 round ports + 1 oval port; with grounding option |  | FIST® | FIST-GCO2 | Single-ended ¦ rectangular fiber closure
CU4159-000 | FIST-GCO2-BF8-NN | Variant of FIST-GCO2-B | FIST® GC02 Fiber Optic Splice Closure, Heat Shrink or Gold Gel Cable sealing, size BF, no pre-installed fiber trays, 8 round ports + 2 oval ports |  | FIST® | FIST-GCO2 | Single-ended ¦ round fiber closure
EF5508-000 | OCFPS1U-DYY1204L2-2T-SUB | Variant | OCFPS Fiber Optic DWDM Panel, double mux, 20 channels, 1561.42 nm starting wavelength, 100 GHz channel spacing, upgrade port, LC/APC, 1U, 19 in, gray |  |  | OCFPS | DWDM patch panel
EF5509-000 | OCFPS1U-DYY1404L2-2T-SUB | Variant | OCFPS Fiber Optic DWDM Panel, double mux, 20 channels, 1545.32 nm starting wavelength, 100 GHz channel spacing, upgrade port, LC/APC, 1U, 19 in, gray |  |  | OCFPS | DWDM patch panel
EF3711-000 | BUDI-2S-SP-24ES | Variant of BUDI-2S | BUDI™ Fiber Optic Wall mount Enclosure, single element FIST splice trays for 24 SMOUV splices | CommScope® | BUDI™ | BUDI-2S | Fiber wall box
EF8525-000 | BUDI-2S-T-12L2ES | Variant of BUDI-2S | BUDI™ Fiber Optic Wall mount Enclosure, 12 LC/APC ports, single element FIST splice trays for SMOUV splices | CommScope® | BUDI™ | BUDI-2S | Fiber wall box
EG3371-000 | OCFPS1U-P123200S2 | Variant | OCFPS Fiber Optic Splitter Panel, one 2x32, symmetrical, planar, singlemode, SC/APC, 1U, 19 in, gray |  |  | OCFPS | Splitter patch panel |  | Discontinued
EG7897-000 | FIST-FSASA3-SC-102-2P-S | Variant of FIST-FSASA3-SPLITTER-TRAYS | FIST® Fiber Splice Tray with Field Installable Splitter, symmetrical ratio, two 1x2, Planar component, grade P |  | FIST® | FIST-FSASA3 | Splitter splice tray
EG9855-000 | BUDI-S-T-A-24S124CS | Variant of BUDI-S | BUDI™ Fiber Optic Wall mount Enclosure, 24 SC/UPC adapters, single circuit FIST splice trays for 24 SMOUV splices | CommScope® | BUDI™ | BUDI-S | Fiber wall box
EG9883-000 | FACT-GPS-096L1AA-0NN | Variant of FACT-PATCH-CHASSIS | FACT® Fiber Optic Patch Chassis, 96-port, LC/UPC, grade C | CommScope® | FACT® | FACT | Fiber patch chassis |  | Discontinued
EH0402-000 | BUDI-2S-T-04S2ES | Variant of BUDI-2S | BUDI™ Fiber Optic Wall mount Enclosure, 4 SC/APC adapters, single element FIST splice trays for SMOUV splices | CommScope® | BUDI™ | BUDI-2S | Fiber wall box
EH0194-001 | OCP-S1-15DASEN-XX-(12)-AP | Variant of OCP | Fiber Optic Pigtail, 12 color kit, Singlemode, SC/UPC to Stub, 0.9 mm diameter, 1.5 m |  |  | OCP | Fiber pigtail ¦ jacketed
FACT-MMDC20L5UB-S |  | Variant of FACT-MODULES | FACT® MPO Module, multimode, Ultra Low Loss (ULL), LC/UPC-MPO 24 fiber, left exit (for MPO module) | CommScope® | FACT® | FACT | Fiber module
FACT-MMDKE0L0UB-S |  | Variant of FACT-MODULES | FACT® MPO Module, singlemode, Ultra Low Loss (ULL), LC/UPC-MPO 24 fiber, left exit (for MPO module) | CommScope® | FACT® | FACT | Fiber module
FACT-MMDKE0R0UB-S |  | Variant of FACT-MODULES | FACT® MPO Module, singlemode, Ultra Low Loss (ULL), LC/UPC-MPO 24 fiber, right exit (for MPO module) | CommScope® | FACT® | FACT | Fiber module
EH6588-000 | MFPS-KHD-P-SIL2-048 | Variant of MFPS-PANELS | MFPS Fiber Optic panel, 1RU, 48 fibers/RU, splice/patch, SMOUV/front patch cords orientation to the right, 48 LC/APC, grade C | CommScope® |  | MFPS | Fiber patch/splice panel
EH1821-000 | BUDI-M-TA-B-36S236CS | Variant of BUDI-M | BUDI™ Fiber Optic Wall mount Enclosure, 36 SC/APC adapters, single circuit FIST splice trays for 36 SMOUV splices | CommScope® | BUDI™ | BUDI-M | Fiber wall box
EH2060-000 | OCFPS1U-P121600S2 | Variant | OCFPS Fiber Optic Splitter Panel, one 2x16, symmetrical, planar, singlemode, SC/APC, 1U, 19 in, gray |  |  | OCFPS | Splitter patch panel
EH6582-000 | MFPS-JHD-P-SIS2-096 | Variant of MFPS-PANELS | MFPS Fiber Optic panel, 2RU, 48 fibers/RU, splice/patch, SMOUV/front patch cords orientation to the right, 96 SC/APC, grade C | CommScope® |  | MFPS | Fiber patch/splice panel
EH9556-000 | MFPS-JXD-P-SIL2-192 | Variant of MFPS-PANELS | MFPS Fiber Optic panel, 2RU, 96 fibers/RU, splice/patch, SMOUV/front patch cords orientation to the right, 192 LC/APC, grade C | CommScope® |  | MFPS | Fiber patch/splice panel
EH9594-000 | MFPS-KXD-P-SIL2-96 | Variant of MFPS-PANELS | MFPS Fiber Optic panel, 1RU, 96 fibers/RU, splice/patch, SMOUV/front patch cords orientation to the right, 96 LC/APC, grade C | CommScope® |  | MFPS | Fiber patch/splice panel
EH9089-000 | FACT-GPS-048L5AI-0NN | Variant of FACT-PATCH-SPLICE-CHASSIS | FACT® Fiber Optic Termination/Splice Chassis, 48-port, LC/UPC, multimode, with pigtails, right-sided patch cord exit of Chassis | CommScope® | FACT® | FACT | Fiber patch/splice chassis |  | Discontinued
EK3470-000 | MFPS-IHD-P-SKS2-144 | Variant of MFPS-PANELS | MFPS Fiber Optic panel, 3RU, 48 fibers/RU, splice/patch, SMOUV/front patch cords orientation to the left, 144 SC/APC, Grade C | CommScope® |  | MFPS | Fiber patch/splice panel
EK3471-000 | MFPS-IHD-P-PMS2-144 | Variant of MFPS-PANELS | MFPS Fiber Optic panel, 3RU, 48 fibers/RU, patch/patch, front patch cords orientation to the left, 144 SC/APC | CommScope® |  | MFPS | Fiber patch panel
EK3431-000 | MFPS-IHD-P-SIS2-144 | Variant of MFPS-PANELS | MFPS Fiber Optic panel, 3RU, 48 fibers/RU, splice/patch, SMOUV/front patch cords orientation to the right, 144 SC/APC, Grade C | CommScope® |  | MFPS | Fiber patch/splice panel
EK3731-000 | MFPS-JED-P-PML1-144 | Variant of MFPS-PANELS | MFPS Fiber Optic panel, 2RU, 72 fibers/RU, patch/patch, front patch cords orientation to the left, 144 LC/UPC | CommScope® |  | MFPS | Fiber patch panel
EK3437-000 | MFPS-KED-P-PNL1-72 | Variant of MFPS-PANELS | MFPS Fiber Optic panel, 1RU, 72 fibers/RU, patch/patch, front patch cords orientation to the right, 72 LC/UPC | CommScope® |  | MFPS | Fiber patch panel
CZ9129-000 | BUDI-2S-T-12L1ES | Variant of BUDI-2S | BUDI™ Fiber Optic Wall mount Enclosure, 12 LC/UPC ports, single element FIST splice trays for SMOUV splices | CommScope® | BUDI™ | BUDI-2S | Fiber wall box
CZ9348-000 | BUDI-1S-T-A-16S216ES | Variant of BUDI-1S | BUDI™ Fiber Optic Wall mount Enclosure, 16 SC/APC adapters, single element FIST splice trays for 16 SMOUV splices | CommScope® | BUDI™ | BUDI-1S | Fiber wall box
E-501-LGX |  | Variant of LSX-ODF | LGX Fiber Optic Distribution Frame, 7 ft, unloaded, putty white |  |  | LGX | Frame
CK0291-000 | FIST-GCO2-FC8-NN | Variant of FIST-GCO2-F | FIST® GC02 Fiber Optic Splice Closure, Heat Shrink or Gold Gel Cable sealing, size FC, no pre-installed fiber trays, 8 round ports |  | FIST® | FIST-GCO2 | Single-ended ¦ rectangular fiber closure
FPCC-77YP |  | Variant of FPCC | Fiber Optic Patch Cord, duplex, singlemode, 1.2 mm OFNP jacket, SC/UPC-SC/UPC, yellow |  |  | FPCC | Fiber patch cord ¦ duplex
FPCC-EEYP |  | Variant of FPCC | Fiber Optic Patch Cord, duplex, singlemode, 1.2 mm OFNP jacket, SC/APC-SC/APC, yellow |  |  | FPCC | Fiber patch cord ¦ duplex
FGS-ACC500 |  | Variant | FiberGuide® 2x2in to HENDRY 3in Transition Adapter, Black |  | FiberGuide® |  | Adapter
FGS-MDSA-FB-R-Y |  | Variant | FiberGuide® Right Reducer, 4 x12in to 4x6in, Yellow |  | FiberGuide® |  | Reducer
FGS-HIFC-B |  | Variant | FiberGuide® IFC Tie Down Bracket, 4x6in, Black |  | FiberGuide® |  | Accessory
FGS-HEMB-D |  | Variant | FiberGuide® EIA Vertical Bracket Kit, 4x4in |  | FiberGuide® |  | Support mounting kit
FGSB-MEXP-G-A/B/F |  | Variant | FiberGuide® 6-Inch Express Exit™, 4x4, 4x6, 4x12, 4x24in, Black |  | FiberGuide® |  | Express exit
760243494 | EPX-MF-SPLICE-12 (AGL-MF-SPLICE-12) | Variant of EPX-SPLICE-TRAYS | Ribbon Fiber Splice Tray Kit, stackable, 12 ribbon capacity | CommScope® |  | EPX | Fiber splice tray
FPCA-7KYP |  | Variant of FPCA | Fiber Optic Patch Cord, singlemode, 1.2 mm OFNP jacket, SC/UPC-LC/UPC, yellow |  |  | FPCA | Fiber patch cord ¦ simplex
FPCA-EMYP |  | Variant of FPCA | Fiber Optic Patch Cord, singlemode, 1.2 mm OFNP jacket, SC/APC-LC/APC, yellow |  |  | FPCA | Fiber patch cord ¦ simplex
FPCA-MMYP |  | Variant of FPCA | Fiber Optic Patch Cord, singlemode, 1.2 mm OFNP jacket, LC/APC-LC/APC, yellow |  |  | FPCA | Fiber patch cord ¦ simplex
760240682 | FACT-5ERHPL1A | Variant of FACT-PATCH-SPLICE-CHASSIS | FACT® Fiber Optic Patch/Splice Chassis, gray, 5E high, 240-port, singlemode, loaded with LC/UPC adapters and C-grade pigtails, ANT splice tray type, right-hand patch | CommScope® | FACT® | FACT | Fiber patch/splice chassis
760240672 | FACT-5ERHPLGS | Variant of FACT-PATCH-SPLICE-CHASSIS | FACT® Fiber Optic Patch/Splice Chassis, gray, 5E high, 240-port, singlemode, loaded with LC/APC adapters and B-grade pigtails, SMOUV splice tray type, right-hand patch | CommScope® | FACT® | FACT | Fiber patch/splice chassis
760240684 | FACT-5ERHPLFA | Variant of FACT-PATCH-SPLICE-CHASSIS | FACT® Fiber Optic Patch/Splice Chassis, gray, 5E high, 240-port, singlemode, loaded with LC/UPC adapters and B-grade pigtails, ANT splice tray type, right-hand patch | CommScope® | FACT® | FACT | Fiber patch/splice chassis
760240702 | FACT-6ERHPSFA | Variant of FACT-PATCH-SPLICE-CHASSIS | FACT® Fiber Optic Patch/Splice Chassis, gray, 6E high, 144-port, singlemode, loaded with SC/UPC adapters and B-grade pigtails, ANT splice tray type, right-hand patch | CommScope® | FACT® | FACT | Fiber patch/splice chassis
760240686 | FACT-5ERHPL4A | Variant of FACT-PATCH-SPLICE-CHASSIS | FACT® Fiber Optic Patch/Splice Chassis, gray, 5E high, 240-port, multimode, OM4, loaded with LC/UPC adapters and pigtails, ANT splice tray type, right-hand patch | CommScope® | FACT® | FACT | Fiber patch/splice chassis
RCP-4ZBPUK06939B |  | Variant of RAPID-FIBER-PANELS | RapidFiber® Termination Panel, 288-Position 4RU, singlemode, LC/APC to LC/UPC breakouts, 69m cable with 39 inch breakout length and 1.2MM Breakout Jacketing | CommScope® | RapidFiber® | RCP | Fiber patch panel ¦ with rapid cable
RCP-4ZBPUK06945B |  | Variant of RAPID-FIBER-PANELS | RapidFiber® Termination Panel, 288-Position 4RU, singlemode, LC/APC to LC/UPC breakouts, 69m cable with 45 inch breakout length and 1.2MM Breakout Jacketing | CommScope® | RapidFiber® | RCP | Fiber patch panel ¦ with rapid cable
RCP-4ZBPUK09225B |  | Variant of RAPID-FIBER-PANELS | RapidFiber® Termination Panel, 288-Position 4RU, singlemode, LC/APC to LC/UPC breakouts, 92m cable with 25 inch breakout length and 1.2MM Breakout Jacketing | CommScope® | RapidFiber® | RCP | Fiber patch panel ¦ with rapid cable
RCP-4ZBPUK09267B |  | Variant of RAPID-FIBER-PANELS | RapidFiber® Termination Panel, 288-Position 4RU, singlemode, LC/APC to LC/UPC breakouts, 92m cable with 67 inch breakout length and 1.2MM Breakout Jacketing | CommScope® | RapidFiber® | RCP | Fiber patch panel ¦ with rapid cable
RCP-4ZBPUK11439B |  | Variant of RAPID-FIBER-PANELS | RapidFiber® Termination Panel, 288-Position 4RU, singlemode, LC/APC to LC/UPC breakouts, 114m cable with 39 inch breakout length and 1.2MM Breakout Jacketing | CommScope® | RapidFiber® | RCP | Fiber patch panel ¦ with rapid cable
RCP-4ZBPUK11467B |  | Variant of RAPID-FIBER-PANELS | RapidFiber® Termination Panel, 288-Position 4RU, singlemode, LC/APC to LC/UPC breakouts, 114m cable with 67 inch breakout length and 1.2MM Breakout Jacketing | CommScope® | RapidFiber® | RCP | Fiber patch panel ¦ with rapid cable
RCP-4ZBPUK13709B |  | Variant of RAPID-FIBER-PANELS | RapidFiber® Termination Panel, 288-Position 4RU, singlemode, LC/APC to LC/UPC breakouts, 137m cable with 108 inch breakout length and 1.2MM Breakout Jacketing | CommScope® | RapidFiber® | RCP | Fiber patch panel ¦ with rapid cable
RCP-4ZBPUK13725B |  | Variant of RAPID-FIBER-PANELS | RapidFiber® Termination Panel, 288-Position 4RU, singlemode, LC/APC to LC/UPC breakouts, 137m cable with 25 inch breakout length and 1.2MM Breakout Jacketing | CommScope® | RapidFiber® | RCP | Fiber patch panel ¦ with rapid cable
RCP-4ZBPUK16025B |  | Variant of RAPID-FIBER-PANELS | RapidFiber® Termination Panel, 288-Position 4RU, singlemode, LC/APC to LC/UPC breakouts, 160m cable with 25 inch breakout length and 1.2MM Breakout Jacketing | CommScope® | RapidFiber® | RCP | Fiber patch panel ¦ with rapid cable
CJ9787-000 | FIST-GCO2-FD6-NN | Variant of FIST-GCO2-F | FIST® GC02 Fiber Optic Splice Closure, Heat Shrink or Gold Gel Cable sealing, size FD, no pre-installed fiber trays, 6 round ports + 1 oval port |  | FIST® | FIST-GCO2 | Single-ended ¦ rectangular fiber closure
RCP-4KBPUE02300 |  | Variant of RAPID-FIBER-PANELS | RapidFiber® Termination Panel, 288-Position 4RU, singlemode, LC/UPC to MPO breakouts, 23m | CommScope® | RapidFiber® | RCP | Fiber patch panel ¦ with rapid cable
RCP-4KBPUE04600 |  | Variant of RAPID-FIBER-PANELS | RapidFiber® Termination Panel, 288-Position 4RU, singlemode, LC/UPC to MPO breakouts, 46m | CommScope® | RapidFiber® | RCP | Fiber patch panel ¦ with rapid cable
RCP-4KBPUE06900 |  | Variant of RAPID-FIBER-PANELS | RapidFiber® Termination Panel, 288-Position 4RU, singlemode, LC/UPC to MPO breakouts, 69m | CommScope® | RapidFiber® | RCP | Fiber patch panel ¦ with rapid cable
RCP-4KBPUE13700 |  | Variant of RAPID-FIBER-PANELS | RapidFiber® Termination Panel, 288-Position 4RU, singlemode, LC/UPC to MPO breakouts, 137m | CommScope® | RapidFiber® | RCP | Fiber patch panel ¦ with rapid cable
RCP-4KBPUE18300 |  | Variant of RAPID-FIBER-PANELS | RapidFiber® Termination Panel, 288-Position 4RU, singlemode, LC/UPC to MPO breakouts, 183m | CommScope® | RapidFiber® | RCP | Fiber patch panel ¦ with rapid cable
RCP-4KBPUE20600 |  | Variant of RAPID-FIBER-PANELS | RapidFiber® Termination Panel, 288-Position 4RU, singlemode, LC/UPC to MPO breakouts, 206m | CommScope® | RapidFiber® | RCP | Fiber patch panel ¦ with rapid cable
RCP-4KBPUE22900 |  | Variant of RAPID-FIBER-PANELS | RapidFiber® Termination Panel, 288-Position 4RU, singlemode, LC/UPC to MPO breakouts, 229m | CommScope® | RapidFiber® | RCP | Fiber patch panel ¦ with rapid cable
RCP-4ZBPUE02300 |  | Variant of RAPID-FIBER-PANELS | RapidFiber® Termination Panel, 288-Position 4RU, singlemode, LC/APC to MPO breakouts, 23m | CommScope® | RapidFiber® | RCP | Fiber patch panel ¦ with rapid cable
RCP-4ZBPUE04600 |  | Variant of RAPID-FIBER-PANELS | RapidFiber® Termination Panel, 288-Position 4RU, singlemode, LC/APC to MPO breakouts, 46m | CommScope® | RapidFiber® | RCP | Fiber patch panel ¦ with rapid cable
RCP-4ZBPUE09200 |  | Variant of RAPID-FIBER-PANELS | RapidFiber® Termination Panel, 288-Position 4RU, singlemode, LC/APC to MPO breakouts, 92m | CommScope® | RapidFiber® | RCP | Fiber patch panel ¦ with rapid cable
RCP-4ZBPUE13700 |  | Variant of RAPID-FIBER-PANELS | RapidFiber® Termination Panel, 288-Position 4RU, singlemode, LC/APC to MPO breakouts, 137m | CommScope® | RapidFiber® | RCP | Fiber patch panel ¦ with rapid cable
RCP-4ZBPUE18300 |  | Variant of RAPID-FIBER-PANELS | RapidFiber® Termination Panel, 288-Position 4RU, singlemode, LC/APC to MPO breakouts, 183m | CommScope® | RapidFiber® | RCP | Fiber patch panel ¦ with rapid cable
RCP-4KBPU004600 |  | Variant of RAPID-FIBER-PANELS | RapidFiber® Termination Panel, 288-Position 4RU, singlemode, LC/UPC to stub, 46m | CommScope® | RapidFiber® | RCP | Fiber patch panel ¦ with rapid cable
RCP-4KBPU009200 |  | Variant of RAPID-FIBER-PANELS | RapidFiber® Termination Panel, 288-Position 4RU, singlemode, LC/UPC to stub, 92m | CommScope® | RapidFiber® | RCP | Fiber patch panel ¦ with rapid cable
RCP-4KBPU011400 |  | Variant of RAPID-FIBER-PANELS | RapidFiber® Termination Panel, 288-Position 4RU, singlemode, LC/UPC to stub, 114m | CommScope® | RapidFiber® | RCP | Fiber patch panel ¦ with rapid cable
RCP-4KBPU013700 |  | Variant of RAPID-FIBER-PANELS | RapidFiber® Termination Panel, 288-Position 4RU, singlemode, LC/UPC to stub, 137m | CommScope® | RapidFiber® | RCP | Fiber patch panel ¦ with rapid cable
RCP-4KBPU016000 |  | Variant of RAPID-FIBER-PANELS | RapidFiber® Termination Panel, 288-Position 4RU, singlemode, LC/UPC to stub, 160m | CommScope® | RapidFiber® | RCP | Fiber patch panel ¦ with rapid cable
RCP-4KBPU018300 |  | Variant of RAPID-FIBER-PANELS | RapidFiber® Termination Panel, 288-Position 4RU, singlemode, LC/UPC to stub, 183m | CommScope® | RapidFiber® | RCP | Fiber patch panel ¦ with rapid cable
RCP-4ZBPU002300 |  | Variant of RAPID-FIBER-PANELS | RapidFiber® Termination Panel, 288-Position 4RU, singlemode, LC/APC to stub, 23m | CommScope® | RapidFiber® | RCP | Fiber patch panel ¦ with rapid cable
RCP-4ZBPU009200 |  | Variant of RAPID-FIBER-PANELS | RapidFiber® Termination Panel, 288-Position 4RU, singlemode, LC/APC to stub, 92m | CommScope® | RapidFiber® | RCP | Fiber patch panel ¦ with rapid cable
RCP-4ZBPU016000 |  | Variant of RAPID-FIBER-PANELS | RapidFiber® Termination Panel, 288-Position 4RU, singlemode, LC/APC to stub, 160m | CommScope® | RapidFiber® | RCP | Fiber patch panel ¦ with rapid cable
RCP-4ZBPU022900 |  | Variant of RAPID-FIBER-PANELS | RapidFiber® Termination Panel, 288-Position 4RU, singlemode, LC/APC to stub, 229m | CommScope® | RapidFiber® | RCP | Fiber patch panel ¦ with rapid cable
RCP-C4KBPUK06900 |  | Variant of RAPID-FIBER-PANELS | RapidFiber® Termination Panel, 288-Position 4RU, singlemode, LC/UPC to LC/UPC CMOD, 69m | CommScope® | RapidFiber® | RCP | Fiber patch panel ¦ with rapid cable
RCP-C4KBPUK09200 |  | Variant of RAPID-FIBER-PANELS | RapidFiber® Termination Panel, 288-Position 4RU, singlemode, LC/UPC to LC/UPC CMOD, 92m | CommScope® | RapidFiber® | RCP | Fiber patch panel ¦ with rapid cable
RCP-C4KBPUK11400 |  | Variant of RAPID-FIBER-PANELS | RapidFiber® Termination Panel, 288-Position 4RU, singlemode, LC/UPC to LC/UPC CMOD, 114m | CommScope® | RapidFiber® | RCP | Fiber patch panel ¦ with rapid cable
RCP-C4KBPUK18300 |  | Variant of RAPID-FIBER-PANELS | RapidFiber® Termination Panel, 288-Position 4RU, singlemode, LC/UPC to LC/UPC CMOD, 183m | CommScope® | RapidFiber® | RCP | Fiber patch panel ¦ with rapid cable
RCP-C4KBPUK20600 |  | Variant of RAPID-FIBER-PANELS | RapidFiber® Termination Panel, 288-Position 4RU, singlemode, LC/UPC to LC/UPC CMOD, 206m | CommScope® | RapidFiber® | RCP | Fiber patch panel ¦ with rapid cable
RCP-C4KBPUK22900 |  | Variant of RAPID-FIBER-PANELS | RapidFiber® Termination Panel, 288-Position 4RU, singlemode, LC/UPC to LC/UPC CMOD, 229m | CommScope® | RapidFiber® | RCP | Fiber patch panel ¦ with rapid cable
RCP-C4KBPUZ02300 |  | Variant of RAPID-FIBER-PANELS | RapidFiber® Termination Panel, 288-Position 4RU, singlemode, LC/UPC to LC/APC CMOD, 23m | CommScope® | RapidFiber® | RCP | Fiber patch panel ¦ with rapid cable
RCP-C4KBPUZ06900 |  | Variant of RAPID-FIBER-PANELS | RapidFiber® Termination Panel, 288-Position 4RU, singlemode, LC/UPC to LC/APC CMOD, 69m | CommScope® | RapidFiber® | RCP | Fiber patch panel ¦ with rapid cable
RCP-C4KBPUZ13700 |  | Variant of RAPID-FIBER-PANELS | RapidFiber® Termination Panel, 288-Position 4RU, singlemode, LC/UPC to LC/APC CMOD, 137m | CommScope® | RapidFiber® | RCP | Fiber patch panel ¦ with rapid cable
RCP-C4KBPUZ18300 |  | Variant of RAPID-FIBER-PANELS | RapidFiber® Termination Panel, 288-Position 4RU, singlemode, LC/UPC to LC/APC CMOD, 183m | CommScope® | RapidFiber® | RCP | Fiber patch panel ¦ with rapid cable
RCP-C4KBPUZ22900 |  | Variant of RAPID-FIBER-PANELS | RapidFiber® Termination Panel, 288-Position 4RU, singlemode, LC/UPC to LC/APC CMOD, 229m | CommScope® | RapidFiber® | RCP | Fiber patch panel ¦ with rapid cable
RCP-C4ZBPUK06900 |  | Variant of RAPID-FIBER-PANELS | RapidFiber® Termination Panel, 288-Position 4RU, singlemode, LC/APC to LC/UPC CMOD, 69m | CommScope® | RapidFiber® | RCP | Fiber patch panel ¦ with rapid cable
RCP-C4ZBPUK09200 |  | Variant of RAPID-FIBER-PANELS | RapidFiber® Termination Panel, 288-Position 4RU, singlemode, LC/APC to LC/UPC CMOD, 92m | CommScope® | RapidFiber® | RCP | Fiber patch panel ¦ with rapid cable
RCP-C4ZBPUK11400 |  | Variant of RAPID-FIBER-PANELS | RapidFiber® Termination Panel, 288-Position 4RU, singlemode, LC/APC to LC/UPC CMOD, 114m | CommScope® | RapidFiber® | RCP | Fiber patch panel ¦ with rapid cable
RCP-C4ZBPUK13700 |  | Variant of RAPID-FIBER-PANELS | RapidFiber® Termination Panel, 288-Position 4RU, singlemode, LC/APC to LC/UPC CMOD, 137m | CommScope® | RapidFiber® | RCP | Fiber patch panel ¦ with rapid cable
RCP-C4ZBPUK22900 |  | Variant of RAPID-FIBER-PANELS | RapidFiber® Termination Panel, 288-Position 4RU, singlemode, LC/APC to LC/UPC CMOD, 229m | CommScope® | RapidFiber® | RCP | Fiber patch panel ¦ with rapid cable
RCP-C4ZBPUZ04600 |  | Variant of RAPID-FIBER-PANELS | RapidFiber® Termination Panel, 288-Position 4RU, singlemode, LC/APC to LC/APC CMOD, 46m | CommScope® | RapidFiber® | RCP | Fiber patch panel ¦ with rapid cable
RCP-C4ZBPUZ09200 |  | Variant of RAPID-FIBER-PANELS | RapidFiber® Termination Panel, 288-Position 4RU, singlemode, LC/APC to LC/APC CMOD, 92m | CommScope® | RapidFiber® | RCP | Fiber patch panel ¦ with rapid cable
RCP-C4ZBPUZ16000 |  | Variant of RAPID-FIBER-PANELS | RapidFiber® Termination Panel, 288-Position 4RU, singlemode, LC/APC to LC/APC CMOD, 160m | CommScope® | RapidFiber® | RCP | Fiber patch panel ¦ with rapid cable
RCP-C4ZBPUZ20600 |  | Variant of RAPID-FIBER-PANELS | RapidFiber® Termination Panel, 288-Position 4RU, singlemode, LC/APC to LC/APC CMOD, 206m | CommScope® | RapidFiber® | RCP | Fiber patch panel ¦ with rapid cable
RCP-4KBPUK02367B |  | Variant of RAPID-FIBER-PANELS | RapidFiber® Termination Panel, 288-Position 4RU, singlemode, LC/UPC to LC/UPC breakouts, 23m cable with 67 inch breakout length and 1.2MM Breakout Jacketing | CommScope® | RapidFiber® | RCP | Fiber patch panel ¦ with rapid cable
RCP-4KBPUK04625B |  | Variant of RAPID-FIBER-PANELS | RapidFiber® Termination Panel, 288-Position 4RU, singlemode, LC/UPC to LC/UPC breakouts, 46m cable with 25 inch breakout length and 1.2MM Breakout Jacketing | CommScope® | RapidFiber® | RCP | Fiber patch panel ¦ with rapid cable
RCP-4KBPUK04645B |  | Variant of RAPID-FIBER-PANELS | RapidFiber® Termination Panel, 288-Position 4RU, singlemode, LC/UPC to LC/UPC breakouts, 46m cable with 45 inch breakout length and 1.2MM Breakout Jacketing | CommScope® | RapidFiber® | RCP | Fiber patch panel ¦ with rapid cable
RCP-4KBPUK04667B |  | Variant of RAPID-FIBER-PANELS | RapidFiber® Termination Panel, 288-Position 4RU, singlemode, LC/UPC to LC/UPC breakouts, 46m cable with 67 inch breakout length and 1.2MM Breakout Jacketing | CommScope® | RapidFiber® | RCP | Fiber patch panel ¦ with rapid cable
RCP-4KBPUK06909B |  | Variant of RAPID-FIBER-PANELS | RapidFiber® Termination Panel, 288-Position 4RU, singlemode, LC/UPC to LC/UPC breakouts, 69m cable with 108 inch breakout length and 1.2MM Breakout Jacketing | CommScope® | RapidFiber® | RCP | Fiber patch panel ¦ with rapid cable
RCP-4KBPUK06925B |  | Variant of RAPID-FIBER-PANELS | RapidFiber® Termination Panel, 288-Position 4RU, singlemode, LC/UPC to LC/UPC breakouts, 69m cable with 25 inch breakout length and 1.2MM Breakout Jacketing | CommScope® | RapidFiber® | RCP | Fiber patch panel ¦ with rapid cable
RCP-4KBPUK06945B |  | Variant of RAPID-FIBER-PANELS | RapidFiber® Termination Panel, 288-Position 4RU, singlemode, LC/UPC to LC/UPC breakouts, 69m cable with 45 inch breakout length and 1.2MM Breakout Jacketing | CommScope® | RapidFiber® | RCP | Fiber patch panel ¦ with rapid cable
RCP-4KBPUK06967B |  | Variant of RAPID-FIBER-PANELS | RapidFiber® Termination Panel, 288-Position 4RU, singlemode, LC/UPC to LC/UPC breakouts, 69m cable with 67 inch breakout length and 1.2MM Breakout Jacketing | CommScope® | RapidFiber® | RCP | Fiber patch panel ¦ with rapid cable
RCP-4KBPUK09225B |  | Variant of RAPID-FIBER-PANELS | RapidFiber® Termination Panel, 288-Position 4RU, singlemode, LC/UPC to LC/UPC breakouts, 92m cable with 25 inch breakout length and 1.2MM Breakout Jacketing | CommScope® | RapidFiber® | RCP | Fiber patch panel ¦ with rapid cable
RCP-4KBPUK11445B |  | Variant of RAPID-FIBER-PANELS | RapidFiber® Termination Panel, 288-Position 4RU, singlemode, LC/UPC to LC/UPC breakouts, 114m cable with 45 inch breakout length and 1.2MM Breakout Jacketing | CommScope® | RapidFiber® | RCP | Fiber patch panel ¦ with rapid cable
RCP-4KBPUK13725B |  | Variant of RAPID-FIBER-PANELS | RapidFiber® Termination Panel, 288-Position 4RU, singlemode, LC/UPC to LC/UPC breakouts, 137m cable with 25 inch breakout length and 1.2MM Breakout Jacketing | CommScope® | RapidFiber® | RCP | Fiber patch panel ¦ with rapid cable
RCP-4KBPUK13739B |  | Variant of RAPID-FIBER-PANELS | RapidFiber® Termination Panel, 288-Position 4RU, singlemode, LC/UPC to LC/UPC breakouts, 137m cable with 39 inch breakout length and 1.2MM Breakout Jacketing | CommScope® | RapidFiber® | RCP | Fiber patch panel ¦ with rapid cable
RCP-4KBPUK13745B |  | Variant of RAPID-FIBER-PANELS | RapidFiber® Termination Panel, 288-Position 4RU, singlemode, LC/UPC to LC/UPC breakouts, 137m cable with 45 inch breakout length and 1.2MM Breakout Jacketing | CommScope® | RapidFiber® | RCP | Fiber patch panel ¦ with rapid cable
RCP-4KBPUK16009B |  | Variant of RAPID-FIBER-PANELS | RapidFiber® Termination Panel, 288-Position 4RU, singlemode, LC/UPC to LC/UPC breakouts, 160m cable with 108 inch breakout length and 1.2MM Breakout Jacketing | CommScope® | RapidFiber® | RCP | Fiber patch panel ¦ with rapid cable
RCP-4KBPUK16067B |  | Variant of RAPID-FIBER-PANELS | RapidFiber® Termination Panel, 288-Position 4RU, singlemode, LC/UPC to LC/UPC breakouts, 160m cable with 67 inch breakout length and 1.2MM Breakout Jacketing | CommScope® | RapidFiber® | RCP | Fiber patch panel ¦ with rapid cable
RCP-4KBPUK18325B |  | Variant of RAPID-FIBER-PANELS | RapidFiber® Termination Panel, 288-Position 4RU, singlemode, LC/UPC to LC/UPC breakouts, 183m cable with 25 inch breakout length and 1.2MM Breakout Jacketing | CommScope® | RapidFiber® | RCP | Fiber patch panel ¦ with rapid cable
RCP-4KBPUK18345B |  | Variant of RAPID-FIBER-PANELS | RapidFiber® Termination Panel, 288-Position 4RU, singlemode, LC/UPC to LC/UPC breakouts, 183m cable with 45 inch breakout length and 1.2MM Breakout Jacketing | CommScope® | RapidFiber® | RCP | Fiber patch panel ¦ with rapid cable
760244558 | FACT-MMDLKE-B | Variant of FACT-MODULES | FACT® MPO Module, left sided, LC/UPC at front side, 2x12 fiber MPO at rear side, singlemode, wiring method B Enhanced | CommScope® | FACT® | FACT | Fiber module
760244559 | FACT-MMDRKE-B | Variant of FACT-MODULES | FACT® MPO Module, right sided, LC/UPC at front side, 2x12 fiber MPO at rear side, singlemode, wiring method B Enhanced | CommScope® | FACT® | FACT | Fiber module
760244560 | FACT-MMDLME-B | Variant of FACT-MODULES | FACT® MPO Module, left sided, LC/APC at front side, 2x12 fiber MPO at rear side, singlemode, wiring method B Enhanced | CommScope® | FACT® | FACT | Fiber module
RCP-4KBPUK22939B |  | Variant of RAPID-FIBER-PANELS | RapidFiber® Termination Panel, 288-Position 4RU, singlemode, LC/UPC to LC/UPC breakouts, 229m cable with 39 inch breakout length and 1.2MM Breakout Jacketing | CommScope® | RapidFiber® | RCP | Fiber patch panel ¦ with rapid cable
RCP-4KBPUK22945B |  | Variant of RAPID-FIBER-PANELS | RapidFiber® Termination Panel, 288-Position 4RU, singlemode, LC/UPC to LC/UPC breakouts, 229m cable with 45 inch breakout length and 1.2MM Breakout Jacketing | CommScope® | RapidFiber® | RCP | Fiber patch panel ¦ with rapid cable
RCP-4KBPUK22967B |  | Variant of RAPID-FIBER-PANELS | RapidFiber® Termination Panel, 288-Position 4RU, singlemode, LC/UPC to LC/UPC breakouts, 229m cable with 67 inch breakout length and 1.2MM Breakout Jacketing | CommScope® | RapidFiber® | RCP | Fiber patch panel ¦ with rapid cable
760243103 | FACT-FRACCCTU2E | Variant of FACT-CHASSIS-ACCESSORIES | FACT® cable termination unit (CTU), kit for 2E FACT chassis, accomodates: 1 cable 2.5-14mm or 2 cables 2.5-8.5mm or 4 cables 2.5-5mm or 1 flex tube OD 16mm, only for use in FACT frame |  | FACT® | FACT | Cable termination kit
RCP-4KBPUZ02325B |  | Variant of RAPID-FIBER-PANELS | RapidFiber® Termination Panel, 288-Position 4RU, singlemode, LC/UPC to LC/APC breakouts, 23m cable with 25 inch breakout length and 1.2MM Breakout Jacketing | CommScope® | RapidFiber® | RCP | Fiber patch panel ¦ with rapid cable
760243106 | FACT-FRACCCTU5E | Variant of FACT-CHASSIS-ACCESSORIES | FACT® cable termination unit (CTU), kit for 5E FACT chassis, accomodates: 1 cable 2.5-14mm or 2 cables 2.5-8.5mm or 4 cables 2.5-5mm or 1 flex tube OD 16mm, only for use in FACT frame |  | FACT® | FACT | Cable termination kit
RCP-4KBPUZ02345B |  | Variant of RAPID-FIBER-PANELS | RapidFiber® Termination Panel, 288-Position 4RU, singlemode, LC/UPC to LC/APC breakouts, 23m cable with 45 inch breakout length and 1.2MM Breakout Jacketing | CommScope® | RapidFiber® | RCP | Fiber patch panel ¦ with rapid cable
RCP-4KBPUZ02367B |  | Variant of RAPID-FIBER-PANELS | RapidFiber® Termination Panel, 288-Position 4RU, singlemode, LC/UPC to LC/APC breakouts, 23m cable with 67 inch breakout length and 1.2MM Breakout Jacketing | CommScope® | RapidFiber® | RCP | Fiber patch panel ¦ with rapid cable
RCP-4KBPUZ04609B |  | Variant of RAPID-FIBER-PANELS | RapidFiber® Termination Panel, 288-Position 4RU, singlemode, LC/UPC to LC/APC breakouts, 46m cable with 108 inch breakout length and 1.2MM Breakout Jacketing | CommScope® | RapidFiber® | RCP | Fiber patch panel ¦ with rapid cable
RCP-4KBPUZ04639B |  | Variant of RAPID-FIBER-PANELS | RapidFiber® Termination Panel, 288-Position 4RU, singlemode, LC/UPC to LC/APC breakouts, 46m cable with 39 inch breakout length and 1.2MM Breakout Jacketing | CommScope® | RapidFiber® | RCP | Fiber patch panel ¦ with rapid cable
RCP-4KBPUZ04667B |  | Variant of RAPID-FIBER-PANELS | RapidFiber® Termination Panel, 288-Position 4RU, singlemode, LC/UPC to LC/APC breakouts, 46m cable with 67 inch breakout length and 1.2MM Breakout Jacketing | CommScope® | RapidFiber® | RCP | Fiber patch panel ¦ with rapid cable
760244561 | FACT-MMDRME-B | Variant of FACT-MODULES | FACT® MPO Module, right sided, LC/APC at front side, 2x12 fiber MPO at rear side, singlemode, wiring method B Enhanced | CommScope® | FACT® | FACT | Fiber module
RCP-4KBPUZ06925B |  | Variant of RAPID-FIBER-PANELS | RapidFiber® Termination Panel, 288-Position 4RU, singlemode, LC/UPC to LC/APC breakouts, 69m cable with 25 inch breakout length and 1.2MM Breakout Jacketing | CommScope® | RapidFiber® | RCP | Fiber patch panel ¦ with rapid cable
RCP-4KBPUZ06939B |  | Variant of RAPID-FIBER-PANELS | RapidFiber® Termination Panel, 288-Position 4RU, singlemode, LC/UPC to LC/APC breakouts, 69m cable with 39 inch breakout length and 1.2MM Breakout Jacketing | CommScope® | RapidFiber® | RCP | Fiber patch panel ¦ with rapid cable
RCP-4KBPUZ09209B |  | Variant of RAPID-FIBER-PANELS | RapidFiber® Termination Panel, 288-Position 4RU, singlemode, LC/UPC to LC/APC breakouts, 92m cable with 108 inch breakout length and 1.2MM Breakout Jacketing | CommScope® | RapidFiber® | RCP | Fiber patch panel ¦ with rapid cable
RCP-4KBPUZ09225B |  | Variant of RAPID-FIBER-PANELS | RapidFiber® Termination Panel, 288-Position 4RU, singlemode, LC/UPC to LC/APC breakouts, 92m cable with 25 inch breakout length and 1.2MM Breakout Jacketing | CommScope® | RapidFiber® | RCP | Fiber patch panel ¦ with rapid cable
RCP-4KBPUZ09239B |  | Variant of RAPID-FIBER-PANELS | RapidFiber® Termination Panel, 288-Position 4RU, singlemode, LC/UPC to LC/APC breakouts, 92m cable with 39 inch breakout length and 1.2MM Breakout Jacketing | CommScope® | RapidFiber® | RCP | Fiber patch panel ¦ with rapid cable
760244650 | FACT-MMDLCH-B | Variant of FACT-MODULES | FACT® MPO Module, left sided, LC at front side, 2x12 fiber MPO at rear side, ULL multimode OM4, wiring method B Enhanced | CommScope® | FACT® | FACT | Fiber module
RCP-4KBPUZ11409B |  | Variant of RAPID-FIBER-PANELS | RapidFiber® Termination Panel, 288-Position 4RU, singlemode, LC/UPC to LC/APC breakouts, 114m cable with 108 inch breakout length and 1.2MM Breakout Jacketing | CommScope® | RapidFiber® | RCP | Fiber patch panel ¦ with rapid cable
RCP-4KBPUZ11445B |  | Variant of RAPID-FIBER-PANELS | RapidFiber® Termination Panel, 288-Position 4RU, singlemode, LC/UPC to LC/APC breakouts, 114m cable with 45 inch breakout length and 1.2MM Breakout Jacketing | CommScope® | RapidFiber® | RCP | Fiber patch panel ¦ with rapid cable
RCP-4KBPUZ11467B |  | Variant of RAPID-FIBER-PANELS | RapidFiber® Termination Panel, 288-Position 4RU, singlemode, LC/UPC to LC/APC breakouts, 114m cable with 67 inch breakout length and 1.2MM Breakout Jacketing | CommScope® | RapidFiber® | RCP | Fiber patch panel ¦ with rapid cable
RCP-4KBPUZ13725B |  | Variant of RAPID-FIBER-PANELS | RapidFiber® Termination Panel, 288-Position 4RU, singlemode, LC/UPC to LC/APC breakouts, 137m cable with 25 inch breakout length and 1.2MM Breakout Jacketing | CommScope® | RapidFiber® | RCP | Fiber patch panel ¦ with rapid cable
RCP-4KBPUZ13745B |  | Variant of RAPID-FIBER-PANELS | RapidFiber® Termination Panel, 288-Position 4RU, singlemode, LC/UPC to LC/APC breakouts, 137m cable with 45 inch breakout length and 1.2MM Breakout Jacketing | CommScope® | RapidFiber® | RCP | Fiber patch panel ¦ with rapid cable
RCP-4KBPUZ16039B |  | Variant of RAPID-FIBER-PANELS | RapidFiber® Termination Panel, 288-Position 4RU, singlemode, LC/UPC to LC/APC breakouts, 160m cable with 39 inch breakout length and 1.2MM Breakout Jacketing | CommScope® | RapidFiber® | RCP | Fiber patch panel ¦ with rapid cable
RCP-4KBPUZ18309B |  | Variant of RAPID-FIBER-PANELS | RapidFiber® Termination Panel, 288-Position 4RU, singlemode, LC/UPC to LC/APC breakouts, 183m cable with 108 inch breakout length and 1.2MM Breakout Jacketing | CommScope® | RapidFiber® | RCP | Fiber patch panel ¦ with rapid cable
RCP-4KBPUZ18325B |  | Variant of RAPID-FIBER-PANELS | RapidFiber® Termination Panel, 288-Position 4RU, singlemode, LC/UPC to LC/APC breakouts, 183m cable with 25 inch breakout length and 1.2MM Breakout Jacketing | CommScope® | RapidFiber® | RCP | Fiber patch panel ¦ with rapid cable
RCP-4KBPUZ18339B |  | Variant of RAPID-FIBER-PANELS | RapidFiber® Termination Panel, 288-Position 4RU, singlemode, LC/UPC to LC/APC breakouts, 183m cable with 39 inch breakout length and 1.2MM Breakout Jacketing | CommScope® | RapidFiber® | RCP | Fiber patch panel ¦ with rapid cable
RCP-4KBPUZ20667B |  | Variant of RAPID-FIBER-PANELS | RapidFiber® Termination Panel, 288-Position 4RU, singlemode, LC/UPC to LC/APC breakouts, 206m cable with 67 inch breakout length and 1.2MM Breakout Jacketing | CommScope® | RapidFiber® | RCP | Fiber patch panel ¦ with rapid cable
760244850 | FACT-MMDR5H-B | Variant of FACT-MODULES | FACT® MPO Module, right sided, LC at front side, 2x12 fiber MPO at rear side, ULL multimode OM5, wiring method B Enhanced | CommScope® | FACT® | FACT | Fiber module
RCP-4KBPUZ22967B |  | Variant of RAPID-FIBER-PANELS | RapidFiber® Termination Panel, 288-Position 4RU, singlemode, LC/UPC to LC/APC breakouts, 229m cable with 67 inch breakout length and 1.2MM Breakout Jacketing | CommScope® | RapidFiber® | RCP | Fiber patch panel ¦ with rapid cable
RCP-4ZBPUK02325B |  | Variant of RAPID-FIBER-PANELS | RapidFiber® Termination Panel, 288-Position 4RU, singlemode, LC/APC to LC/UPC breakouts, 23m cable with 25 inch breakout length and 1.2MM Breakout Jacketing | CommScope® | RapidFiber® | RCP | Fiber patch panel ¦ with rapid cable
RCP-4ZBPUK02345B |  | Variant of RAPID-FIBER-PANELS | RapidFiber® Termination Panel, 288-Position 4RU, singlemode, LC/APC to LC/UPC breakouts, 23m cable with 45 inch breakout length and 1.2MM Breakout Jacketing | CommScope® | RapidFiber® | RCP | Fiber patch panel ¦ with rapid cable
RCP-4ZBPUK02367B |  | Variant of RAPID-FIBER-PANELS | RapidFiber® Termination Panel, 288-Position 4RU, singlemode, LC/APC to LC/UPC breakouts, 23m cable with 67 inch breakout length and 1.2MM Breakout Jacketing | CommScope® | RapidFiber® | RCP | Fiber patch panel ¦ with rapid cable
RCP-4ZBPUK04625B |  | Variant of RAPID-FIBER-PANELS | RapidFiber® Termination Panel, 288-Position 4RU, singlemode, LC/APC to LC/UPC breakouts, 46m cable with 25 inch breakout length and 1.2MM Breakout Jacketing | CommScope® | RapidFiber® | RCP | Fiber patch panel ¦ with rapid cable
RCP-4ZBPUK04639B |  | Variant of RAPID-FIBER-PANELS | RapidFiber® Termination Panel, 288-Position 4RU, singlemode, LC/APC to LC/UPC breakouts, 46m cable with 39 inch breakout length and 1.2MM Breakout Jacketing | CommScope® | RapidFiber® | RCP | Fiber patch panel ¦ with rapid cable
RCP-4ZBPUK04645B |  | Variant of RAPID-FIBER-PANELS | RapidFiber® Termination Panel, 288-Position 4RU, singlemode, LC/APC to LC/UPC breakouts, 46m cable with 45 inch breakout length and 1.2MM Breakout Jacketing | CommScope® | RapidFiber® | RCP | Fiber patch panel ¦ with rapid cable
760244854 | FACT-MMDRCH-A | Variant of FACT-MODULES | FACT® MPO Module, right sided, LC at front side, 2x12 fiber MPO at rear side, ULL multimode OM4, wiring method A | CommScope® | FACT® | FACT | Fiber module
760244856 | FACT-MMDRC2-A | Variant of FACT-MODULES | FACT® MPO Module, right sided, LC at front side, 1x24 fiber MPO at rear side, ULL multimode OM4, wiring method A | CommScope® | FACT® | FACT | Fiber module
RCP-4ZBPUK06909B |  | Variant of RAPID-FIBER-PANELS | RapidFiber® Termination Panel, 288-Position 4RU, singlemode, LC/APC to LC/UPC breakouts, 69m cable with 108 inch breakout length and 1.2MM Breakout Jacketing | CommScope® | RapidFiber® | RCP | Fiber patch panel ¦ with rapid cable
760244921 | FACT-MMDLKE-A | Variant of FACT-MODULES | FACT® MPO Module, left sided, LC/UPC at front side, 2x12 fiber MPO at rear side, singlemode, wiring method A | CommScope® | FACT® | FACT | Fiber module
RCP-4ZBPUK06925B |  | Variant of RAPID-FIBER-PANELS | RapidFiber® Termination Panel, 288-Position 4RU, singlemode, LC/APC to LC/UPC breakouts, 69m cable with 25 inch breakout length and 1.2MM Breakout Jacketing | CommScope® | RapidFiber® | RCP | Fiber patch panel ¦ with rapid cable
FGS-MEXP-ABF-CV |  | Variant | FiberGuide® 2-Inch Express Exit™ Cover, 2x2in, Yellow |  | FiberGuide® |  | Fiber raceway cover
FGS-MEXP-ABF-NC |  | Variant | FiberGuide® 2-Inch Express Exit™, Cover Not Included, 4x4, 4x6, 4x12, 4x24in, Yellow |  | FiberGuide® |  | Express exit
FGS-MEXP-E-ABF-CV |  | Variant | FiberGuide® 4-Inch Express Exit™ Cover, 4x4, Yellow |  | FiberGuide® |  | Fiber raceway cover
760245765 | MFPS-IED-P-SLL2-216 | Variant of MFPS-PANELS | MFPS Fiber Optic panel, 3RU, 72 fibers/RU, splice/patch, ANT/front patch cords orientation to the left, 216 LC/APC, grade C | CommScope® |  | MFPS | Fiber patch/splice panel
760242172 | MFPS-IHD-P-SKS1-144 | Variant of MFPS-PANELS | MFPS Fiber Optic panel, 3RU, 48 fibers/RU, splice/patch, SMOUV/front patch cords orientation to the left, 144 SC/UPC, grade C | CommScope® |  | MFPS | Fiber patch/splice panel
760245762 | MFPS-IHD-P-SLL2-144 | Variant of MFPS-PANELS | MFPS Fiber Optic panel, 3RU, 48 fibers/RU, splice/patch, ANT/front patch cords orientation to the left, 144 LC/APC, grade C | CommScope® |  | MFPS | Fiber patch/splice panel
760239465 | MFPS-IXD-P-SILG-288 | Variant of MFPS-PANELS | MFPS Fiber Optic panel, 3RU, 96 fibers/RU, splice/patch, SMOUV/front patch cords orientation to the right, 288 LC/APC, grade B | CommScope® |  | MFPS | Fiber patch/splice panel
760248343 | MFPS-IXD-P-SJLG-288 | Variant of MFPS-PANELS | MFPS Fiber Optic panel, 3RU, 96 fibers/RU, splice/patch, ANT/front patch cords orientation to the right, 288 LC/APC, grade B | CommScope® |  | MFPS | Fiber patch/splice panel
760238814 | MFPS-IXD-P-SKLF-288 | Variant of MFPS-PANELS | MFPS Fiber Optic panel, 3RU, 96 fibers/RU, splice/patch, SMOUV/front patch cords orientation to the left, 288 LC/UPC, grade B | CommScope® |  | MFPS | Fiber patch/splice panel
760245764 | MFPS-JED-P-SLL2-144 | Variant of MFPS-PANELS | MFPS Fiber Optic panel, 2RU, 72 fibers/RU, splice/patch, ANT/front patch cords orientation to the left, 144 LC/APC, grade C | CommScope® |  | MFPS | Fiber patch/splice panel
760244418 | MFPS-JHD-P-PMS1-096 | Variant of MFPS-PANELS | MFPS Fiber Optic panel, 2RU, 48 fibers/RU, patch/patch, front patch cords orientation to the left, 96 SC/UPC | CommScope® |  | MFPS | Fiber patch panel
760239290 | MFPS-JHD-P-PNS1-096 | Variant of MFPS-PANELS | MFPS Fiber Optic panel, 2RU, 48 fibers/RU, patch/patch, front patch cords orientation to the right, 96 SC/UPC | CommScope® |  | MFPS | Fiber patch panel
760244353 | MFPS-JHD-P-SISG-096 | Variant of MFPS-PANELS | MFPS Fiber Optic panel, 2RU, 48 fibers/RU, splice/patch, SMOUV/front patch cords orientation to the right, 96 SC/APC, grade B | CommScope® |  | MFPS | Fiber patch/splice panel
760243047 | MFPS-JHD-P-SKS2-096 | Variant of MFPS-PANELS | MFPS Fiber Optic panel, 2RU, 48 fibers/RU, splice/patch, SMOUV/front patch cords orientation to the left, 96 SC/APC, grade C | CommScope® |  | MFPS | Fiber patch/splice panel
760245761 | MFPS-JHD-P-SLL2-096 | Variant of MFPS-PANELS | MFPS Fiber Optic panel, 2RU, 48 fibers/RU, splice/patch, ANT/front patch cords orientation to the left, 96 LC/APC, grade C | CommScope® |  | MFPS | Fiber patch/splice panel
760244416 | MFPS-JXD-P-PML1-192 | Variant of MFPS-PANELS | MFPS Fiber Optic panel, 2RU, 96 fibers/RU, patch/patch, front patch cords orientation to the left, 192 LC/UPC | CommScope® |  | MFPS | Fiber patch panel
760244638 | MFPS-JXD-P-SIL1-192 | Variant of MFPS-PANELS | MFPS Fiber Optic panel, 2RU, 96 fibers/RU, splice/patch, SMOUV/front patch cords orientation to the right, 192 LC/UPC, grade C | CommScope® |  | MFPS | Fiber patch/splice panel
760244681 | MFPS-JXD-P-SILF-192 | Variant of MFPS-PANELS | MFPS Fiber Optic panel, 2RU, 96 fibers/RU, splice/patch, SMOUV/front patch cords orientation to the right, 192 LC/UPC, grade B | CommScope® |  | MFPS | Fiber patch/splice panel
760244417 | MFPS-JXD-P-SKL1-192 | Variant of MFPS-PANELS | MFPS Fiber Optic panel, 2RU, 96 fibers/RU, splice/patch, SMOUV/front patch cords orientation to the left, 192 LC/UPC, grade C | CommScope® |  | MFPS | Fiber patch/splice panel
760239356 | MFPS-KED-P-SILF-072 | Variant of MFPS-PANELS | MFPS Fiber Optic panel, 1RU, 72 fibers/RU, splice/patch, SMOUV/front patch cords orientation to the right, 72 LC/UPC, grade B | CommScope® |  | MFPS | Fiber patch/splice panel
760240722 | MFPS-KED-P-SILG-072 | Variant of MFPS-PANELS | MFPS Fiber Optic panel, 1RU, 72 fibers/RU, splice/patch, SMOUV/front patch cords orientation to the right, 72 LC/APC, grade B | CommScope® |  | MFPS | Fiber patch/splice panel
760240723 | MFPS-KED-P-SKLG-072 | Variant of MFPS-PANELS | MFPS Fiber Optic panel, 1RU, 72 fibers/RU, splice/patch, SMOUV/front patch cords orientation to the left, 72 LC/APC, grade B | CommScope® |  | MFPS | Fiber patch/splice panel
760246334 | MFPS-KHD-P-PML1-048 | Variant of MFPS-PANELS | MFPS Fiber Optic panel, 1RU, 48 fibers/RU, patch/patch, front patch cords orientation to the left, 48 LC/UPC | CommScope® |  | MFPS | Fiber patch panel
760239682 | MFPS-KHD-P-PNL2-048 | Variant of MFPS-PANELS | MFPS Fiber Optic panel, 1RU, 48 fibers/RU, patch/patch, front patch cords orientation to the right, 48 LC/APC | CommScope® |  | MFPS | Fiber patch panel
760241787 | MFPS-KHD-P-SIL2-024 | Variant of MFPS-PANELS | MFPS Fiber Optic panel, 1RU, 48 fibers/RU, splice/patch, SMOUV/front patch cords orientation to the right, 24 LC/APC, grade C | CommScope® |  | MFPS | Fiber patch/splice panel
760245784 | MFPS-KHD-P-SILF-012 | Variant of MFPS-PANELS | MFPS Fiber Optic panel, 1RU, 48 fibers/RU, splice/patch, SMOUV/front patch cords orientation to the right, 12 LC/UPC, grade B | CommScope® |  | MFPS | Fiber patch/splice panel
760245785 | MFPS-KHD-P-SILG-012 | Variant of MFPS-PANELS | MFPS Fiber Optic panel, 1RU, 48 fibers/RU, splice/patch, SMOUV/front patch cords orientation to the right, 12 LC/APC, grade B | CommScope® |  | MFPS | Fiber patch/splice panel
760244357 | MFPS-KHD-P-SILG-048 | Variant of MFPS-PANELS | MFPS Fiber Optic panel, 1RU, 48 fibers/RU, splice/patch, SMOUV/front patch cords orientation to the right, 48 LC/APC, grade B | CommScope® |  | MFPS | Fiber patch/splice panel
760245792 | MFPS-KHD-P-SIS1-012 | Variant of MFPS-PANELS | MFPS Fiber Optic panel, 1RU, 48 fibers/RU, splice/patch, SMOUV/front patch cords orientation to the right, 12 SC/UPC, grade C | CommScope® |  | MFPS | Fiber patch/splice panel
760245815 | MFPS-KHD-P-SIS1-024 | Variant of MFPS-PANELS | MFPS Fiber Optic panel, 1RU, 48 fibers/RU, splice/patch, SMOUV/front patch cords orientation to the right, 24 SC/UPC, grade C | CommScope® |  | MFPS | Fiber patch/splice panel
760245817 | MFPS-KHD-P-SISF-024 | Variant of MFPS-PANELS | MFPS Fiber Optic panel, 1RU, 48 fibers/RU, splice/patch, SMOUV/front patch cords orientation to the right, 24 SC/UPC, grade B | CommScope® |  | MFPS | Fiber patch/splice panel
760245818 | MFPS-KHD-P-SISG-024 | Variant of MFPS-PANELS | MFPS Fiber Optic panel, 1RU, 48 fibers/RU, splice/patch, SMOUV/front patch cords orientation to the right, 24 SC/APC, grade B | CommScope® |  | MFPS | Fiber patch/splice panel
760245787 | MFPS-KHD-P-SKL1-012 | Variant of MFPS-PANELS | MFPS Fiber Optic panel, 1RU, 48 fibers/RU, splice/patch, SMOUV/front patch cords orientation to the left, 12 LC/UPC, grade C | CommScope® |  | MFPS | Fiber patch/splice panel
760245789 | MFPS-KHD-P-SKLF-012 | Variant of MFPS-PANELS | MFPS Fiber Optic panel, 1RU, 48 fibers/RU, splice/patch, SMOUV/front patch cords orientation to the left, 12 LC/UPC, grade B | CommScope® |  | MFPS | Fiber patch/splice panel
760245812 | MFPS-KHD-P-SKLF-024 | Variant of MFPS-PANELS | MFPS Fiber Optic panel, 1RU, 48 fibers/RU, splice/patch, SMOUV/front patch cords orientation to the left, 24 LC/UPC, grade B | CommScope® |  | MFPS | Fiber patch/splice panel
760245813 | MFPS-KHD-P-SKLG-024 | Variant of MFPS-PANELS | MFPS Fiber Optic panel, 1RU, 48 fibers/RU, splice/patch, SMOUV/front patch cords orientation to the left, 24 LC/APC, grade B | CommScope® |  | MFPS | Fiber patch/splice panel
760248148 | MFPS-KHD-P-SKLG-048 | Variant of MFPS-PANELS | MFPS Fiber Optic panel, 1RU, 48 fibers/RU, splice/patch, SMOUV/front patch cords orientation to the left, 48 LC/APC, grade B | CommScope® |  | MFPS | Fiber patch/splice panel
760245796 | MFPS-KHD-P-SKS1-012 | Variant of MFPS-PANELS | MFPS Fiber Optic panel, 1RU, 48 fibers/RU, splice/patch, SMOUV/front patch cords orientation to the left, 12 SC/UPC, grade C | CommScope® |  | MFPS | Fiber patch/splice panel
760245797 | MFPS-KHD-P-SKS2-012 | Variant of MFPS-PANELS | MFPS Fiber Optic panel, 1RU, 48 fibers/RU, splice/patch, SMOUV/front patch cords orientation to the left, 12 SC/APC, grade C | CommScope® |  | MFPS | Fiber patch/splice panel
760245820 | MFPS-KHD-P-SKS2-024 | Variant of MFPS-PANELS | MFPS Fiber Optic panel, 1RU, 48 fibers/RU, splice/patch, SMOUV/front patch cords orientation to the left, 24 SC/APC, grade C | CommScope® |  | MFPS | Fiber patch/splice panel
760245798 | MFPS-KHD-P-SKSF-012 | Variant of MFPS-PANELS | MFPS Fiber Optic panel, 1RU, 48 fibers/RU, splice/patch, SMOUV/front patch cords orientation to the left, 12 SC/UPC, grade B | CommScope® |  | MFPS | Fiber patch/splice panel
760243360 | MFPS-KHD-P-SKSF-048 | Variant of MFPS-PANELS | MFPS Fiber Optic panel, 1RU, 48 fibers/RU, splice/patch, SMOUV/front patch cords orientation to the left, 48 SC/UPC, grade B | CommScope® |  | MFPS | Fiber patch/splice panel
760245799 | MFPS-KHD-P-SKSG-012 | Variant of MFPS-PANELS | MFPS Fiber Optic panel, 1RU, 48 fibers/RU, splice/patch, SMOUV/front patch cords orientation to the left, 12 SC/APC, grade B | CommScope® |  | MFPS | Fiber patch/splice panel
760245822 | MFPS-KHD-P-SKSG-024 | Variant of MFPS-PANELS | MFPS Fiber Optic panel, 1RU, 48 fibers/RU, splice/patch, SMOUV/front patch cords orientation to the left, 24 SC/APC, grade B | CommScope® |  | MFPS | Fiber patch/splice panel
760248533 | MFPS-KHD-P-SLE9-048 | Variant of MFPS-PANELS | MFPS Fiber Optic panel, 1RU, 48 fibers/RU, splice/patch, ANT/front patch cords orientation to the left, 48 LSH/APC, grade B | CommScope® |  | MFPS | Fiber patch/splice panel
760245760 | MFPS-KHD-P-SLL2-048 | Variant of MFPS-PANELS | MFPS Fiber Optic panel, 1RU, 48 fibers/RU, splice/patch, ANT/front patch cords orientation to the left, 48 LC/APC, grade C | CommScope® |  | MFPS | Fiber patch/splice panel
760244587 | MFPS-KXD-P-PML1-096 | Variant of MFPS-PANELS | MFPS Fiber Optic panel, 1RU, 96 fibers/RU, patch/patch, front patch cords orientation to the left, 96 LC/UPC | CommScope® |  | MFPS | Fiber patch panel
760244680 | MFPS-KXD-P-SILF-096 | Variant of MFPS-PANELS | MFPS Fiber Optic panel, 1RU, 96 fibers/RU, splice/patch, SMOUV/front patch cords orientation to the right, 96 LC/UPC, grade B | CommScope® |  | MFPS | Fiber patch/splice panel
760244651 | FACT-MMDRCH-B | Variant of FACT-MODULES | FACT® MPO Module, Right sided, LC at front side, 2x12 fiber MPO at rear side, ULL multimode OM4, wiring method B Enhanced | CommScope® | FACT® | FACT | Fiber module
FGS-HTBK-18-5 |  | Variant | FiberGuide® 18in Horizontal Tool-less Bracket Kit for 4x12, 4x18 and 4x24in Systems, 5in Tall |  | FiberGuide® |  | Support mounting kit
FGS-HTBK-S-18-5 |  | Variant | FiberGuide® 18in Horizontal Sliding Tool-less Bracket Kit for 4x12, 4x18 and 4x24in Systems, 5in Tall |  | FiberGuide® |  | Support mounting kit
FGS-HTBK-S-12-5 |  | Variant | FiberGuide® 12in Horizontal Sliding Tool-less Bracket Kit for 4x12in System, 5in Tall |  | FiberGuide® |  | Support mounting kit
FGS-HTBK-6-5-40PC |  | Variant | FiberGuide® 6in Horizontal Tool-less Bracket Kit for 2x6, 4x4 and 4x6in Systems, 5in Tall, Kit of 40 |  | FiberGuide® |  | Support mounting kit
FGS-HTBK-6-5-80PC |  | Variant | FiberGuide® 6in Horizontal Tool-less Bracket Kit for 2x6, 4x4 and 4x6in Systems, 5in Tall, Kit of 80 |  | FiberGuide® |  | Support mounting kit
FGS-HTBK-18-5-32PC |  | Variant | FiberGuide® 18in Horizontal Tool-less Bracket Kit for 4x12,4x18 and 4x24in Systems, 5in Tall, kit of 32 |  | FiberGuide® |  | Support mounting kit
FGS-HTBK-18-5-80PC |  | Variant | FiberGuide® 18in Horizontal Tool-less Bracket Kit for 4x12,4x18 and 4x24 Systems, 5in Tall, kit of 80 |  | FiberGuide® |  | Support mounting kit
FGS-HTBK-12-5-32PC |  | Variant | FiberGuide® 12in Horizontal Tool-less Bracket Kit for 4x12in System, 5in Tall, kit of 32 |  | FiberGuide® |  | Support mounting kit
FPCA-7MYP |  | Variant of FPCA | Fiber Optic Patch Cord, singlemode, 1.2 mm OFNP jacket, SC/UPC-LC/APC, yellow |  |  | FPCA | Fiber patch cord ¦ simplex
RCP-4KBPUK02325B |  | Variant of RAPID-FIBER-PANELS | RapidFiber® Termination Panel, 288-Position 4RU, singlemode, LC/UPC to LC/UPC breakouts, 23m cable with 25 inch breakout length and 1.2MM Breakout Jacketing | CommScope® | RapidFiber® | RCP | Fiber patch panel ¦ with rapid cable
FGS-MSHS-KF |  | Variant | FiberGuide® Vertical Straight Section with 4in Slot Spacing, 4x4in, Yellow |  | FiberGuide® |  | Slotted vertical
FGS-MTRM-M |  | Variant | FiberGuide® Trumpet Flare, 4x18in, Yellow |  | FiberGuide® |  | Trumpet flare
NG4-VXLFA08AAN |  | Variant of CEX-WDM-MOD | NG4 Module, CEx 1, 8 circuits, LC/APC connectors |  |  | NG4 | Coexistence Element (CEx) | Build America Buy America (BABA) compliant*
FPCA-7EYP |  | Variant of FPCA | Fiber Optic Patch Cord, singlemode, 1.2 mm OFNP jacket, SC/UPC-SC/APC, yellow |  |  | FPCA | Fiber patch cord ¦ simplex
FPCA-EKYP |  | Variant of FPCA | Fiber Optic Patch Cord, singlemode, 1.2 mm OFNP jacket, SC/APC-LC/UPC yellow |  |  | FPCA | Fiber patch cord ¦ simplex
FPCA-KMYP |  | Variant of FPCA | Fiber Optic Patch Cord, singlemode, 1.2 mm OFNP jacket, LC/UPC-LC/APC, yellow |  |  | FPCA | Fiber patch cord ¦ simplex
NG4-MMDC20R000 |  | Variant of NG4-MODULES | NG4access® MPO Module, multimode OM4, LC-MPO 1x24 fiber, Polarity A, right exit (for MPO module) | CommScope® | NG4access® | NG4 | Fiber module
NG4-MMDKE0L0UB |  | Variant of NG4-MODULES | NG4access® MPO Module, singlemode, LC/UPC-MPO 1x24 fiber, ULL Polarity B, left exit (for MPO module) | CommScope® | NG4access® | NG4 | Fiber module
NG4-MMDKE0R0UB |  | Variant of NG4-MODULES | NG4access® MPO Module, singlemode, LC/UPC-MPO 1x24 fiber, ULL Polarity B, right exit (for MPO module) | CommScope® | NG4access® | NG4 | Fiber module
NG4-MMDC20L5UB |  | Variant of NG4-MODULES | NG4access® MPO Module, multimode OM5, LC-MPO 1x24 fiber, ULL Polarity B, left exit (for MPO module) | CommScope® | NG4access® | NG4 | Fiber module
NG4-MMDC20R5UB |  | Variant of NG4-MODULES | NG4access® MPO Module, multimode OM5, LC-MPO 1x24 fiber, ULL Polarity B, right exit (for MPO module) | CommScope® | NG4access® | NG4 | Fiber module
NG4-MMDCM0L5UB |  | Variant of NG4-MODULES | NG4access® MPO Module, multimode OM5, LC-MPO 2x12 fiber, ULL Polarity B, left exit (for MPO module) | CommScope® | NG4access® | NG4 | Fiber module
760262479 | PPL-SH-8AU-8AP-4X4-SM-BEU | Variant of PROPEL-MODULES | Propel ULL Singlemode MPO-8 4x4 Shuffle Module, 4x8f MPO/APC non-pinned rear to 4X8f MPO/APC pinned front | CommScope® | Propel | PPL | Fiber module
760262941 | MFPS-KHD-P-CQS2-48-30-OF | Variant of MFPS-PANELS | MFPS Fiber Optic panel, 1RU, 48 fibers/RU, pre-cabled I/O LSZH, 30m, front patch cords orientation to the right, 48 SC/APC, grade C | CommScope® |  | MFPS | Fiber patch panel ¦ with indoor/outdoor cable
760263034 | PPL-SH-8AP-8AP-222-SM-BEU | Variant of PROPEL-MODULES | Propel ULL Singlemode MPO-8 2x2 Shuffle Module, 4x8f MPO/APC pinned rear to 4X8f MPO/APC pinned front, Key Up/Key Up adapters | CommScope® | Propel | PPL | Fiber module
XP-CMJ/00AS0460000 |  | Variant of XPND-CABLED-MODULES | CommScope XPND Cabled Module 12 Stranded, indoor/outdoor, SC APC - STUB, 46M |  | CommScope XPND™ | XPND | Fiber cabled module
XP-CMJ/00AS0770000 |  | Variant of XPND-CABLED-MODULES | CommScope XPND Cabled Module 12 Stranded, indoor/outdoor, SC APC - STUB, 77M |  | CommScope XPND™ | XPND | Fiber cabled module
XP-CMJ/00BS0310000 |  | Variant of XPND-CABLED-MODULES | CommScope XPND Cabled Module 24 Stranded, indoor/outdoor, SC APC - STUB, 31M |  | CommScope XPND™ | XPND | Fiber cabled module
XP-CMJ/00BS0460000 |  | Variant of XPND-CABLED-MODULES | CommScope XPND Cabled Module 24 Stranded, indoor/outdoor, SC APC - STUB, 46M |  | CommScope XPND™ | XPND | Fiber cabled module
XP-CMJ/00BS0610000 |  | Variant of XPND-CABLED-MODULES | CommScope XPND Cabled Module 24 Stranded, indoor/outdoor, SC APC - STUB, 61M |  | CommScope XPND™ | XPND | Fiber cabled module
XP-CMJ/00CS0160000 |  | Variant of XPND-CABLED-MODULES | CommScope XPND Cabled Module 48 Stranded, indoor/outdoor, SC APC - STUB, 16M |  | CommScope XPND™ | XPND | Fiber cabled module
XP-CMJ/00CS0310000 |  | Variant of XPND-CABLED-MODULES | CommScope XPND Cabled Module 48 Stranded, indoor/outdoor, SC APC - STUB, 31M |  | CommScope XPND™ | XPND | Fiber cabled module
XP-CMJ/00CS0610000 |  | Variant of XPND-CABLED-MODULES | CommScope XPND Cabled Module 48 Stranded, indoor/outdoor, SC APC - STUB, 61M |  | CommScope XPND™ | XPND | Fiber cabled module
XP-CMJ/00CS0920000 |  | Variant of XPND-CABLED-MODULES | CommScope XPND Cabled Module 48 Stranded, indoor/outdoor, SC APC - STUB, 92M |  | CommScope XPND™ | XPND | Fiber cabled module
XP-CMJ/00DS0310000 |  | Variant of XPND-CABLED-MODULES | CommScope XPND Cabled Module 72 Stranded, indoor/outdoor, SC APC - STUB, 31M |  | CommScope XPND™ | XPND | Fiber cabled module
XP-CMJ/00DS0460000 |  | Variant of XPND-CABLED-MODULES | CommScope XPND Cabled Module 72 Stranded, indoor/outdoor, SC APC - STUB, 46M |  | CommScope XPND™ | XPND | Fiber cabled module
XP-CMJ/00FR0160000 |  | Variant of XPND-CABLED-MODULES | CommScope XPND Cabled Module 144 Rollable Ribbon, indoor/outdoor, SC APC - STUB, 16M |  | CommScope XPND™ | XPND | Fiber cabled module
XP-CMJ/00FR0610000 |  | Variant of XPND-CABLED-MODULES | CommScope XPND Cabled Module 144 Rollable Ribbon, indoor/outdoor, SC APC - STUB, 61M |  | CommScope XPND™ | XPND | Fiber cabled module
XP-CMJ/00FR0770000 |  | Variant of XPND-CABLED-MODULES | CommScope XPND Cabled Module 144 Rollable Ribbon, indoor/outdoor, SC APC - STUB, 77M |  | CommScope XPND™ | XPND | Fiber cabled module
XP-CMJ/00FS0310000 |  | Variant of XPND-CABLED-MODULES | CommScope XPND Cabled Module 144 Stranded, indoor/outdoor, SC APC - STUB, 31M |  | CommScope XPND™ | XPND | Fiber cabled module
XP-CMJ/00FS0460000 |  | Variant of XPND-CABLED-MODULES | CommScope XPND Cabled Module 144 Stranded, indoor/outdoor, SC APC - STUB, 46M |  | CommScope XPND™ | XPND | Fiber cabled module
XP-CMJ/00FS0920000 |  | Variant of XPND-CABLED-MODULES | CommScope XPND Cabled Module 144 Stranded, indoor/outdoor, SC APC - STUB, 92M |  | CommScope XPND™ | XPND | Fiber cabled module
XP-CMM/00BS0160000 |  | Variant of XPND-CABLED-MODULES | CommScope XPND Cabled Module 24 Stranded, indoor/outdoor, LC APC - STUB, 16M |  | CommScope XPND™ | XPND | Fiber cabled module
XP-CMM/00BS0770000 |  | Variant of XPND-CABLED-MODULES | CommScope XPND Cabled Module 24 Stranded, indoor/outdoor, LC APC - STUB, 77M |  | CommScope XPND™ | XPND | Fiber cabled module
XP-CMM/00CS0160000 |  | Variant of XPND-CABLED-MODULES | CommScope XPND Cabled Module 48 Stranded, indoor/outdoor, LC APC - STUB, 16M |  | CommScope XPND™ | XPND | Fiber cabled module
XP-CMM/00CS0460000 |  | Variant of XPND-CABLED-MODULES | CommScope XPND Cabled Module 48 Stranded, indoor/outdoor, LC APC - STUB, 46M |  | CommScope XPND™ | XPND | Fiber cabled module
XP-CMM/00CS0610000 |  | Variant of XPND-CABLED-MODULES | CommScope XPND Cabled Module 48 Stranded, indoor/outdoor, LC APC - STUB, 61M |  | CommScope XPND™ | XPND | Fiber cabled module
XP-CMM/00CS0770000 |  | Variant of XPND-CABLED-MODULES | CommScope XPND Cabled Module 48 Stranded, indoor/outdoor, LC APC - STUB, 77M |  | CommScope XPND™ | XPND | Fiber cabled module
XP-CMM/00ES0310000 |  | Variant of XPND-CABLED-MODULES | CommScope XPND Cabled Module 96 Stranded, indoor/outdoor, LC APC - STUB, 31M |  | CommScope XPND™ | XPND | Fiber cabled module
XP-CMM/00ES0770000 |  | Variant of XPND-CABLED-MODULES | CommScope XPND Cabled Module 96 Stranded, indoor/outdoor, LC APC - STUB, 77M |  | CommScope XPND™ | XPND | Fiber cabled module
XP-CMM/00FR0460000 |  | Variant of XPND-CABLED-MODULES | CommScope XPND Cabled Module 144 Rollable Ribbon, indoor/outdoor, LC APC - STUB, 46M |  | CommScope XPND™ | XPND | Fiber cabled module
XP-CMM/00FR0920000 |  | Variant of XPND-CABLED-MODULES | CommScope XPND Cabled Module 144 Rollable Ribbon, indoor/outdoor, LC APC - STUB, 92M |  | CommScope XPND™ | XPND | Fiber cabled module
XP-CMM/00FS0610000 |  | Variant of XPND-CABLED-MODULES | CommScope XPND Cabled Module 144 Stranded, indoor/outdoor, LC APC - STUB, 61M |  | CommScope XPND™ | XPND | Fiber cabled module
760263036 | PPL-SH-8AP-8AP-4x4-SM-BEU | Variant of PROPEL-MODULES | Propel ULL Singlemode MPO-8 4x4 Shuffle Module, 4x8f MPO/APC pinned rear to 4X8f MPO/APC pinned front | CommScope® | Propel | PPL | Fiber module
760262514 | PPL-SH-8AU-8AP-222-OM4-BEU | Variant of PROPEL-MODULES | Propel ULL Multimode OM4 MPO-8 2x2 Shuffle Module, 4x8f MPO/APC non-pinned rear to 4X8f MPO/APC pinned front | CommScope® | Propel | PPL | Fiber module
XP-RR8/M2A1M060016 |  | Variant of XPND-RAPID-REEL-MODULES | CommScope XPND Rapid Reel Cassette 24F, LC/UPC to 2-MPO12, Polarity A, 16M |  | CommScope XPND™ | XPND | Fiber cabled module
XP-RR8/M2A1M060092 |  | Variant of XPND-RAPID-REEL-MODULES | CommScope XPND Rapid Reel Cassette 24F, LC/UPC to 2-MPO12, Polarity A, 92M |  | CommScope XPND™ | XPND | Fiber cabled module
XP-RR8/F8A1PSA1016 |  | Variant of XPND-RAPID-REEL-MODULES | CommScope XPND Rapid Reel Cassette 24F, LC/UPC to LC/UPC, Polarity A, 16M |  | CommScope XPND™ | XPND | Fiber cabled module
XP-RR8/F8A1PSA1031 |  | Variant of XPND-RAPID-REEL-MODULES | CommScope XPND Rapid Reel Cassette 24F, LC/UPC to LC/UPC, Polarity A, 31M |  | CommScope XPND™ | XPND | Fiber cabled module
XP-RR8/F8A1PSA1092 |  | Variant of XPND-RAPID-REEL-MODULES | CommScope XPND Rapid Reel Cassette 24F, LC/UPC to LC/UPC, Polarity A, 92M |  | CommScope XPND™ | XPND | Fiber cabled module
XP-RR7/FJA1PSA1016 |  | Variant of XPND-RAPID-REEL-MODULES | CommScope XPND Rapid Reel Cassette 12F, SC/UPC to SC/APC, Polarity A, 16M |  | CommScope XPND™ | XPND | Fiber cabled module
XP-RR7/FJA1PSA1031 |  | Variant of XPND-RAPID-REEL-MODULES | CommScope XPND Rapid Reel Cassette 12F, SC/UPC to SC/APC, Polarity A, 31M |  | CommScope XPND™ | XPND | Fiber cabled module
XP-RR7/F7A1PSA1016 |  | Variant of XPND-RAPID-REEL-MODULES | CommScope XPND Rapid Reel Cassette 12F, SC/UPC to SC/UPC, Polarity A, 16M |  | CommScope XPND™ | XPND | Fiber cabled module
760260203 | PPL-DM-24AP-24LC-SM-AS | Variant of PROPEL-MODULES | Propel ULL Singlemode MPO-24 Distribution Module, 12 duplex LC to 1X24f MPO/APC pinned, Method A Straight | CommScope® | Propel | PPL | Fiber module
760263942 | PPL-FRAME-DOOR-KIT | Variant of PROPEL-XFRAME-ACCESSORIES | Propel XFrame Doors (set of 2 doors for 1 frame) | CommScope® | Propel | PPL | Door kit
XP-SPTJJ410200 |  | Variant of XPND-SPLITTER-MODULES | XPND module, 1x2 symmetrical split ratio, 4 splitters, SC/APC connectors |  | XPND™ |  | Splitter module | Build America Buy America (BABA) compliant*
XP-SPTJJ110800 |  | Variant of XPND-SPLITTER-MODULES | XPND module, 1x8 symmetrical split ratio, 1 splitters, SC/APC connectors |  | XPND™ |  | Splitter module | Build America Buy America (BABA) compliant*
XP-SPTMM810200 |  | Variant of XPND-SPLITTER-MODULES | XPND module, 1x2 symmetrical split ratio, 8 splitters, LC/APC connectors |  | XPND™ |  | Splitter module | Build America Buy America (BABA) compliant*
XP-SPTJJ213265 |  | Variant of XPND-SPLITTER-MODULES | XPND module, 1x32 symmetrical split ratio, 2 splitters, SC/APC connectors, 65" Pigtails |  | XPND™ |  | Splitter module | Build America Buy America (BABA) compliant*
XP-SPTJJ116465 |  | Variant of XPND-SPLITTER-MODULES | XPND module, 1x64 symmetrical split ratio, 1 splitters, SC/APC connectors, 65" Pigtails |  | XPND™ |  | Splitter module | Build America Buy America (BABA) compliant*
XP-SPTMM116465 |  | Variant of XPND-SPLITTER-MODULES | XPND module, 1x64 symmetrical split ratio, 1 splitters, LC/APC connectors, 65" Pigtails |  | XPND™ |  | Splitter module | Build America Buy America (BABA) compliant*
XP-SPTJJ411665 |  | Variant of XPND-SPLITTER-MODULES | XPND module, 1x16 symmetrical split ratio, 4 splitters, SC/APC connectors, 65" Pigtails |  | XPND™ |  | Splitter module | Build America Buy America (BABA) compliant*
760252459 | FACT-FRACCCAPLSC | Variant of FACT-ODF-ACCESSORIES | FACT® cable attachment plate for small cables |  | FACT® | FACT | Attachment plate
RCP-3ZADUE06100 |  | Variant of RAPID-FIBER-PANELS | RapidFiber® Termination Panel, 144-Position 3RU, singlemode, LC/APC to MPO, I/O, 61 m | CommScope® | RapidFiber® | RCP | Fiber patch panel ¦ with rapid cable
RCP-3KAPUK03125 |  | Variant of RAPID-FIBER-PANELS | RapidFiber® Termination Panel, 144-Position 3RU, singlemode, LC/UPC to LCA, 25" BO, 31 m | CommScope® | RapidFiber® | RCP | Fiber patch panel ¦ with rapid cable
RCP-3KADU003100 |  | Variant of RAPID-FIBER-PANELS | RapidFiber® Termination Panel, 144-Position 3RU, singlemode, LC/UPC to MPO, I/O, 31 m | CommScope® | RapidFiber® | RCP | Fiber patch panel ¦ with rapid cable
RCP-479PU703167 |  | Variant of RAPID-FIBER-PANELS | RapidFiber® Termination Panel, 96-Position 4RU, singlemode, SC/UPC to SC/UPC, 67" BO, 31 m | CommScope® | RapidFiber® | RCP | Fiber patch panel ¦ with rapid cable
NG4-CH1KM576 |  | Variant of NG4-CHASSIS | NG4access® Universal Chassis Preloaded with 576 LC Adapter Packs, LC12 Universal Packs, Front Door and Designation Cards | CommScope® | NG4access® | NG4 | Fiber patch chassis
RCPB-1C2DUM06100 |  | Variant of RAPID-FIBER-PANELS | RapidFiber® Termination Panel, 24-Position LC to MPO, 1RU, indoor/outdoor, multimode (OM4), 61 m, black | CommScope® | RapidFiber® | RCP | Fiber patch panel ¦ with rapid cable
RCPB-1C2DUM09200 |  | Variant of RAPID-FIBER-PANELS | RapidFiber® Termination Panel, 24-Position LC to MPO, 1RU, indoor/outdoor, multimode (OM4), 92 m, black | CommScope® | RapidFiber® | RCP | Fiber patch panel ¦ with rapid cable
760255833 | EPX-2U-PNL-ENC-W | Variant of EPX-PANELS | EPX 2U sliding panel, accepts (6) LGX/PNL style splice cassettes, modules or panels, providing up to 72 duplex LC ports, white | CommScope® |  | EPX | Fiber patch panel ¦ Fiber patch/splice panel
760262983 | FACT-3ERHPLFS | Variant of FACT-PATCH-SPLICE-CHASSIS | FACT® Fiber Optic Patch/Splice Chassis, gray, 3E high, 144-port, singlemode, loaded with LC/UPC adapters and B-grade pigtails, SMOUV splice tray type, Right-hand patch | CommScope® | FACT® | FACT | Fiber patch/splice chassis
FGSB-MFAW-M |  | Variant | FiberGuide® Snap-Fit Junction, 4x18in, Black |  | FiberGuide® |  | Fiber raceway joiner
FGSB-MHRT-M/F |  | Variant of FGS-MHRT | FiberGuide® Horizontal T, 4x18in, 4x12in Exit, Black |  | FiberGuide® |  | Tee
FGSB-MDSA-MB-L |  | Variant | FiberGuide® Left Reducer, 4x18 to 4x6in, Black |  | FiberGuide® |  | Reducer
FGSB-MDSA-MB-R |  | Variant | FiberGuide® Right Reducer, 4x18 to 4x6in, Black |  | FiberGuide® |  | Reducer
FGSB-MSHS-H-CF |  | Variant of FGS-MSHS | FiberGuide® Horizontal Straight Section with Center Divider, 4x24in, Black |  | FiberGuide® |  | Straight section
FGSB-MSHS-H-CF10 |  | Variant of FGS-MSHS | FiberGuide® Horizontal Straight Section with Center Divider, 10 ft, 4x24in, Black |  | FiberGuide® |  | Straight section
760257079 | MFPS-KED-P-PML2-072 | Variant of MFPS-PANELS | MFPS Fiber Optic panel, 1RU, 72 fibers/RU, patch/patch, front patch cords orientation to the left, 72 LC/APC | CommScope® |  | MFPS | Fiber patch panel
760256098 | OCJ-EC-01MASIA-LF | Variant of OCJ | Fiber Optic Patch Cord, Simplex, Singlemode, LSH/APC to LC/UPC, 1.8 mm diameter, yellow, 1m |  |  | OCJ | Fiber patch cord ¦ simplex
760254331 | OCJ-EC-02MASIA-LF | Variant of OCJ | Fiber Optic Patch Cord, Simplex, Singlemode, LSH/APC to LC/UPC, 1.8 mm diameter, yellow, 2m |  |  | OCJ | Fiber patch cord ¦ simplex
760254332 | OCJ-EC-03MASIA-LF | Variant of OCJ | Fiber Optic Patch Cord, Simplex, Singlemode, LSH/APC to LC/UPC, 1.8 mm diameter, yellow, 3m |  |  | OCJ | Fiber patch cord ¦ simplex
760245276 | BUDI-FM-TS248-US00 | Variant of BUDI-FM | BUDI™ Fiber Optic Wall Mount Enclosure for Splice/Patch, 48 SC/APC adapters | CommScope® | BUDI™ | BUDI-FM | Fiber wall box
760248830 | BUDI-FM-TL148-US00 | Variant of BUDI-FM | BUDI™ Fiber Optic Wall Mount Enclosure for Splice/Patch, 48 LC/UPC adapters | CommScope® | BUDI™ | BUDI-FM | Fiber wall box
760257108 | BUDI-FM-TS236-US00 | Variant of BUDI-FM | BUDI™ Fiber Optic Wall Mount Enclosure for Splice/Patch, 36 SC/APC adapters | CommScope® | BUDI™ | BUDI-FM | Fiber wall box
760258040 | EPX-SPLICE-48-IN | Variant of EPX-SPLICE-TRAYS | Fiber Optic Splice Tray Kit, stackable, 48-fiber capacity | CommScope® |  | EPX | Fiber splice tray
760257049 | PPL-CM-12U-8P-2X3-OM4-BEU | Variant of PROPEL-MODULES | Propel ULL Multimode OM4 Conversion Module, (2) MPO-12/UPC non-pinned ports rear, (3) MPO-8//UPC pinned ports front | SYSTIMAX® | Propel | PPL | Fiber module
760257050 | PPL-CM-12U-8P-2X3-OM5-BEU | Variant of PROPEL-MODULES | Propel ULL Multimode OM5 Conversion Module, (2) MPO-12/UPC non-pinned ports rear, (3) MPO-8//UPC pinned ports front | SYSTIMAX® | Propel | PPL | Fiber module
760257061 | PPL-CM-16AU-8P-2X4-OM4-BEU | Variant of PROPEL-MODULES | Propel ULL Multimode OM4 Conversion Module, (2) MPO-16/APC non-pinned ports rear, (4) MPO-8/UPC pinned ports front | SYSTIMAX® | Propel | PPL | Fiber module
760257051 | PPL-CM-24AU-16AP-2X3-SM-BEU | Variant of PROPEL-MODULES | Propel ULL Singlemode Conversion Module, (2) MPO-24/APC non-pinned ports rear, (3) MPO-16/APC pinned ports front | SYSTIMAX® | Propel | PPL | Fiber module
760257054 | PPL-CM-24AU-24AP-2X3-SM-BOU | Variant of PROPEL-MODULES | Propel ULL Singlemode Conversion Module, (2) MPO-24/APC non-pinned ports rear, (3) MPO-24/APC (16 fiber) pinned ports front, OSFP | SYSTIMAX® | Propel | PPL | Fiber module
760257057 | PPL-CM-24AU-24AP-2X3-SM-BQU | Variant of PROPEL-MODULES | Propel ULL Singlemode Conversion Module, (2) MPO-24/APC non-pinned ports rear, (3) MPO-24/APC (16 fiber) pinned ports front, QSFP-DD | SYSTIMAX® | Propel | PPL | Fiber module
760257052 | PPL-CM-24U-16AP-2X3-OM4-BEU | Variant of PROPEL-MODULES | Propel ULL Multimode OM4 Conversion Module, (2) MPO-24/UPC non-pinned ports rear, (3) MPO-16/APC pinned ports front | SYSTIMAX® | Propel | PPL | Fiber module
760257055 | PPL-CM-24U-24P-2X3-OM4-BOU | Variant of PROPEL-MODULES | Propel ULL Multimode OM4 Conversion Module, (2) MPO-24/UPC non-pinned ports rear, (3) MPO-24/UPC (16 fiber) pinned ports front, OSFP | SYSTIMAX® | Propel | PPL | Fiber module
760257058 | PPL-CM-24U-24P-2X3-OM4-BQU | Variant of PROPEL-MODULES | Propel ULL Multimode OM4 Conversion Module, (2) MPO-24/UPC non-pinned ports rear, (3) MPO-24/UPC (16 fiber) pinned ports front, QSFP-DD | SYSTIMAX® | Propel | PPL | Fiber module
760257056 | PPL-CM-24U-24P-2X3-OM5-BOU | Variant of PROPEL-MODULES | Propel ULL Multimode OM5 Conversion Module, (2) MPO-24/UPC non-pinned ports rear, (3) MPO-24/UPC (16 fiber) pinned ports front, OSFP | SYSTIMAX® | Propel | PPL | Fiber module
760257059 | PPL-CM-24U-24P-2X3-OM5-BQU | Variant of PROPEL-MODULES | Propel ULL Multimode OM5 Conversion Module, (2) MPO-24/UPC non-pinned ports rear, (3) MPO-24/UPC (16 fiber) pinned ports front, QSFP-DD | SYSTIMAX® | Propel | PPL | Fiber module
760257045 | PPL-CM-8AU-16AP-2X1-SM-BEU | Variant of PROPEL-MODULES | Propel ULL Singlemode Conversion Module, (2) MPO-08/APC non-pinned ports rear, (1) MPO-16/APC pinned port front | SYSTIMAX® | Propel | PPL | Fiber module
760257046 | PPL-CM-8U-16AP-2X1-OM4-BEU | Variant of PROPEL-MODULES | Propel ULL Multimode OM4 Conversion Module, (2) MPO-08/UPC non-pinned ports rear, (1) MPO-16/APC pinned port front | SYSTIMAX® | Propel | PPL | Fiber module
760257047 | PPL-CM-8U-16AP-2X1-OM5-BEU | Variant of PROPEL-MODULES | Propel ULL Multimode OM5 Conversion Module, (2) MPO-08/UPC non-pinned ports rear, (1) MPO-16/APC pinned port front | SYSTIMAX® | Propel | PPL | Fiber module
760257072 | PPL-CM-12AU-24AP-4X3-SM-BQU | Variant of PROPEL-MODULES | Propel ULL Singlemode Conversion Module, (4) MPO-12/APC non-pinned ports rear, (3) MPO-24/APC (16 fiber) pinned ports front, QSFP-DD | SYSTIMAX® | Propel | PPL | Fiber module
760257073 | PPL-CM-12U-24P-4X3-OM4-BQU | Variant of PROPEL-MODULES | Propel ULL Multimode OM4 Conversion Module, (4) MPO-12/UPC non-pinned ports rear, (3) MPO-24/UPC (16 fiber) pinned ports front, QSFP-DD | SYSTIMAX® | Propel | PPL | Fiber module
760257071 | PPL-CM-12U-24P-4X3-OM5-BOU | Variant of PROPEL-MODULES | Propel ULL Multimode OM5 Conversion Module, (4) MPO-12/UPC non-pinned ports rear, (3) MPO-24/UPC (16 fiber) pinned ports front, OSFP | SYSTIMAX® | Propel | PPL | Fiber module
760257064 | PPL-CM-24U-8P-2X6-OM4-BEU | Variant of PROPEL-MODULES | Propel ULL Multimode OM4 Conversion Module, (2) MPO-24/UPC non-pinned ports rear, (6) MPO-8/UPC pinned ports front | SYSTIMAX® | Propel | PPL | Fiber module
760259084 | PPL-AP-6-MPO16-ALL-A | Variant of PROPEL-ADAPTER-PACKS | Propel pass-through adapter pack, 6 MPO16 ports, Type A | SYSTIMAX® | Propel | PPL | Fiber adapter pack
760258507 |  | Variant of FLEX-ODF | Flex frame-S Rack with cable managers, 19" standard mouting, 24ru of open rack space |  |  | Flex Frame | Frame
760259115 | PPL-1U-ANG-FX | Variant of PROPEL-PANELS | Propel 1RU fixed tray angled fiber panel, accepts Propel ULL components, providing up to 72 duplex LC ports, 72 MPO ports or 144 SN ports (288f). For use with 8 fiber, 12 fiber or 24 fiber components | CommScope® | Propel | PPL | Fiber patch panel
3-2055554-0 | OCJ-S3-30MASIA-S3 | Variant of OCJ | Fiber Optic Patch Cord, Simplex, Singlemode, SC/APC 9° to SC/APC 9°, yellow, 30 m |  |  | OCJ | Fiber patch cord ¦ simplex
3-1920604-0 | OCJ-S1-30MASHA-S1 | Variant of OCJ | Fiber Optic Patch Cord, Duplex, Singlemode, SC/UPC to SC/UPC, yellow, 30 m |  |  | OCJ | Fiber patch cord ¦ duplex
3-1920606-0 | OCJ-L1-30MASHA-L1 | Variant of OCJ | Fiber Optic Patch Cord, Duplex, Singlemode, LC/UPC to LC/UPC, yellow, 30 m |  |  | OCJ | Fiber patch cord ¦ duplex
2055025-3 | OCJ-S2-03MASHA-S2 | Variant of OCJ | Fiber Optic Patch Cord, Duplex, Singlemode, SC/APC to SC/APC, yellow, 3 m |  |  | OCJ | Fiber patch cord ¦ duplex
2055253-3 | OCJ-S2-03MASIA-S2 | Variant of OCJ | Fiber Optic Patch Cord, Simplex, Singlemode, SC/APC to SC/APC, yellow, 3 m |  |  | OCJ | Fiber patch cord ¦ simplex
2055253-5 | OCJ-S2-05MASIA-S2 | Variant of OCJ | Fiber Optic Patch Cord, Simplex, Singlemode, SC/APC to SC/APC, yellow, 5 m |  |  | OCJ | Fiber patch cord ¦ simplex
2055083-2 | OCJ-S1-02MASHA-S2 | Variant of OCJ | Fiber Optic Patch Cord, Duplex, Singlemode, SC/UPC to SC/APC, yellow, 2 m |  |  | OCJ | Fiber patch cord ¦ duplex
2055554-3 | OCJ-S3-03MASIA-S3 | Variant of OCJ | Fiber Optic Patch Cord, Simplex, Singlemode, SC/APC 9° to SC/APC 9°, yellow, 3 m |  |  | OCJ | Fiber patch cord ¦ simplex
2055253-2 | OCJ-S2-02MASIA-S2 | Variant of OCJ | Fiber Optic Patch Cord, Simplex, Singlemode, SC/APC to SC/APC, yellow, 2 m |  |  | OCJ | Fiber patch cord ¦ simplex
2055371-5 | OCJ-S3-05MASHA-S3 | Variant of OCJ | Fiber Optic Patch Cord, Duplex, Singlemode, SC/APC 9° to SC/APC 9°, yellow, 5 m |  |  | OCJ | Fiber patch cord ¦ duplex
2055025-2 | OCJ-S2-02MASHA-S2 | Variant of OCJ | Fiber Optic Patch Cord, Duplex, Singlemode, SC/APC to SC/APC, yellow, 2 m |  |  | OCJ | Fiber patch cord ¦ duplex
212855-000 | OCFPS1U-DMQ1204L2-SUBU23 | Variant | OCFPS Fiber Optic DWDM Panel, mux, 40 channels, 1561.42 nm starting wavelength, 100 GHz channel spacing, upgrade port, LC/APC, 1U, 19 in, gray |  |  | OCFPS | DWDM patch panel
1712297 | FPM-07/0-M006.17M-46 | Variant | Fiber Optic Pigtail, Multi-fiber, Singlemode, 12 fibers, SC/UPC to stub, 6.17 m |  |  | FPM | Fiber pigtail ¦ multi-fiber
1920608-1 | OCJ-L1-01MASIA-L1 | Variant of OCJ | Fiber Optic Patch Cord, Simplex, Singlemode, LC/UPC to LC/UPC, yellow, 1 m |  |  | OCJ | Fiber patch cord ¦ simplex
1920604-1 | OCJ-S1-01MASHA-S1 | Variant of OCJ | Fiber Optic Patch Cord, Duplex, Singlemode, SC/UPC to SC/UPC, yellow, 1 m |  |  | OCJ | Fiber patch cord ¦ duplex
1920533-3 | OCJ-L1-03MASIA-S2 | Variant of OCJ | Fiber Optic Patch Cord, Simplex, Singlemode, LC/UPC to SC/APC, yellow, 3 m |  |  | OCJ | Fiber patch cord ¦ simplex
1920608-5 | OCJ-L1-05MASIA-L1 | Variant of OCJ | Fiber Optic Patch Cord, Simplex, Singlemode, LC/UPC to LC/UPC, yellow, 5 m |  |  | OCJ | Fiber patch cord ¦ simplex
1920617-2 | OCJ-L1-02MASIA-S1 | Variant of OCJ | Fiber Optic Patch Cord, Simplex, Singlemode, LC/UPC to SC/UPC, yellow, 2 m |  |  | OCJ | Fiber patch cord ¦ simplex
1920523-2 | OCP-S2-02MASEN-XX | Variant of OCP | Fiber Optic Pigtail, Simplex, Singlemode, SC/APC to Stub, 0.9 mm diameter, 2 m |  |  | OCP | Fiber pigtail ¦ jacketed
1920617-3 | OCJ-L1-03MASIA-S1 | Variant of OCJ | Fiber Optic Patch Cord, Simplex, Singlemode, LC/UPC to SC/UPC, yellow, 3 m |  |  | OCJ | Fiber patch cord ¦ simplex
1920604-5 | OCJ-S1-05MASHA-S1 | Variant of OCJ | Fiber Optic Patch Cord, Duplex, Singlemode, SC/UPC to SC/UPC, yellow, 5 m |  |  | OCJ | Fiber patch cord ¦ duplex
1920721-3 | OCJ-L2-03MASHA-S2 | Variant of OCJ | Fiber Optic Patch Cord, Duplex, Singlemode, LC/APC to SC/APC, yellow, 3 m |  |  | OCJ | Fiber patch cord ¦ duplex
1920675-3 | OCJ-L1-03MASIA-S3 | Variant of OCJ | Fiber Optic Patch Cord, Simplex, Singlemode, LC/UPC to SC/APC 9°, yellow, 3 m |  |  | OCJ | Fiber patch cord ¦ simplex
1920606-2 | OCJ-L1-02MASHA-L1 | Variant of OCJ | Fiber Optic Patch Cord, Duplex, Singlemode, LC/UPC to LC/UPC, yellow, 2 m |  |  | OCJ | Fiber patch cord ¦ duplex
1920606-3 | OCJ-L1-03MASHA-L1 | Variant of OCJ | Fiber Optic Patch Cord, Duplex, Singlemode, LC/UPC to LC/UPC, yellow, 3 m |  |  | OCJ | Fiber patch cord ¦ duplex
1920779-5 | OCJ-L2-05MASIA-L2 | Variant of OCJ | Fiber Optic Patch Cord, Simplex, Singlemode, LC/APC to LC/APC, yellow, 5 m |  |  | OCJ | Fiber patch cord ¦ simplex
134894-000 | FIST-GCO2-BD16-NN | Variant of FIST-GCO2-B | FIST® GC02 Fiber Optic Splice Closure, Heat Shrink or Gold Gel Cable sealing, size BD, no pre-installed fiber trays, 16 round ports + 1 oval port |  | FIST® | FIST-GCO2 | Single-ended ¦ round fiber closure
760235013 | MFPS-JHD-P-SIL1-096 | Variant of MFPS-PANELS | MFPS Fiber Optic panel, 2RU, 48 fibers/RU, splice/patch, SMOUV/front patch cords orientation to the right, 96 LC/UPC, grade C | CommScope® |  | MFPS | Fiber patch/splice panel
760234915 | MFPS-JHD-P-PNL2-096 | Variant of MFPS-PANELS | MFPS Fiber Optic panel, 2RU, 48 fibers/RU, patch/patch, front patch cords orientation to the right, 96 LC/APC | CommScope® |  | MFPS | Fiber patch panel
760235532 | MFPS-IED-P-SIL2-216 | Variant of MFPS-PANELS | MFPS Fiber Optic panel, 3RU, 72 fibers/RU, splice/patch, SMOUV/front patch cords orientation to the right, 216 LC/APC, grade C | CommScope® |  | MFPS | Fiber patch/splice panel
760235581 | MFPS-KED-P-SKL1-72 | Variant of MFPS-PANELS | MFPS Fiber Optic panel, 1RU, 72 fibers/RU, splice/patch, SMOUV/front patch cords orientation to the left, 72 LC/UPC, grade C | CommScope® |  | MFPS | Fiber patch/splice panel
760235533 | MFPS-IED-P-PNL2-216 | Variant of MFPS-PANELS | MFPS Fiber Optic panel, 3RU, 72 fibers/RU, patch/patch, front patch cords orientation to the right, 216 LC/APC | CommScope® |  | MFPS | Fiber patch panel
760235582 | MFPS-KED-P-SIL1-072 | Variant of MFPS-PANELS | MFPS Fiber Optic panel, 1RU, 72 fibers/RU, splice/patch, SMOUV/front patch cords orientation to the right, 72 LC/UPC, grade C | CommScope® |  | MFPS | Fiber patch/splice panel
760235991 | BUDI-S-PTS-US00 | Variant | BUDI™ Fiber Optic Wrap around Cable Sealing Kit for for pigtails and cables with a diameter up to 5 mm, no cable fixation |  | BUDI™ | BUDI-S | Cable sealing
760235866 | MFPS-IED-P-SIL1-216 | Variant of MFPS-PANELS | MFPS Fiber Optic panel, 3RU, 72 fibers/RU, splice/patch, SMOUV/front patch cords orientation to the right, 216 LC/UPC, grade C | CommScope® |  | MFPS | Fiber patch/splice panel
760236398 | OCFPS1U-P123200L2 | Variant | OCFPS Fiber Optic Splitter Panel, one 2x32, symmetrical, planar, singlemode, LC/APC, 1U, 19 in, gray |  |  | OCFPS | Splitter patch panel |  | Discontinued
760236930 | BUDI-S-4X15-US00 | Variant | BUDI™ Fiber Optic Cable Sealing Kit for up to 4 cables with 15mm cable diameter |  | BUDI™ | BUDI-S | Cable sealing
760237173 | MFPS-KHD-P-SIS2-048 | Variant of MFPS-PANELS | MFPS Fiber Optic panel, 1RU, 48 fibers/RU, splice/patch, SMOUV/front patch cords orientation to the right, 48 SC/APC, grade C | CommScope® |  | MFPS | Fiber patch/splice panel
760237174 | MFPS-KHD-P-SILF-048 | Variant of MFPS-PANELS | MFPS Fiber Optic panel, 1RU, 48 fibers/RU, splice/patch, SMOUV/front patch cords orientation to the right, 48 LC/UPC, grade B | CommScope® |  | MFPS | Fiber patch/splice panel
760237239 | BUDI-FS-SPNNNN | Variant of BUDI-FS | BUDI™ Fiber Optic Wall mount Enclosure with FOSC Management System, no adapters | CommScope® | BUDI™ | BUDI-FS | Fiber wall box
760237241 | BUDI-FS-TS224-US00 | Variant of BUDI-FS | BUDI™ Fiber Optic Wall mount Enclosure with FOSC Management System, 24 SC/APC ports | CommScope® | BUDI™ | BUDI-FS | Fiber wall box
760239898 | FACT-ACCCTUMLT | Variant of FACT-CHASSIS-ACCESSORIES | FACT® Cable Termination Unit (CTU) for one cable with max. diameter of 15 mm or one flex tube of 12-16 mm |  | FACT® | FACT | Cable termination kit
760239899 | FACT-ACCCTUMIFC | Variant of FACT-CHASSIS-ACCESSORIES | FACT® Cable Termination Unit (CTU) for IFC-cables with max.diameter of 8.5mm for one or 6 mm for two cables |  | FACT® | FACT | Cable termination kit
760239900 | FACT-ACCCTUMP24 | Variant of FACT-CHASSIS-ACCESSORIES | FACT® Cable Termination Unit (CTU) trumpet for 24 pigtails with diameter between 1.8 mm and 2.4 mm |  | FACT® | FACT | Cable termination kit
760239981 | FACT-2EPATS1 | Variant of FACT-PATCH-CHASSIS | FACT® Fiber Optic Patch Chassis, gray, 2E high, 48-port, singlemode, holding 4 hinged trays loaded with SC/UPC adapters | CommScope® | FACT® | FACT | Fiber patch chassis
760240002 | FACT-2ELHPL2S | Variant of FACT-PATCH-SPLICE-CHASSIS | FACT® Fiber Optic Patch/Splice Chassis, gray, 2E high, 96-port, singlemode, loaded with LC/APC adapters and C-grade pigtails, SMOUV splice tray type, left-hand patch | CommScope® | FACT® | FACT | Fiber patch/splice chassis
760239961 | FACT-2ESPLS04 | Variant of FACT-SPLICE-CHASSIS | FACT® Fiber Optic Splice Chassis, gray, 2E high, loaded with 24 trays for holding up to 4 SMOUV type splices per tray | CommScope® | FACT® | FACT | Fiber splice chassis
760240003 | FACT-2ELHPL4S | Variant of FACT-PATCH-SPLICE-CHASSIS | FACT® Fiber Optic Patch/Splice Chassis, gray, 2E high, 96-port, multimode, OM4, loaded with LC/UPC adapters and pigtails, SMOUV splice tray type, left-hand patch | CommScope® | FACT® | FACT | Fiber patch/splice chassis
760239993 | FACT-4EPATL1 | Variant of FACT-PATCH-CHASSIS | FACT® Fiber Optic Patch Chassis, gray, 4E high, 192-port, singlemode, holding 8 hinged trays loaded with LC/UPC adapters | CommScope® | FACT® | FACT | Fiber patch chassis
760240021 | FACT-2ERHPL2S | Variant of FACT-PATCH-SPLICE-CHASSIS | FACT® Fiber Optic Patch/Splice Chassis, gray, 2E high, 96-port, singlemode, loaded with LC/APC adapters and C-grade pigtails, SMOUV splice tray type, right-hand patch | CommScope® | FACT® | FACT | Fiber patch/splice chassis
760239962 | FACT-2ESPLA04 | Variant of FACT-SPLICE-CHASSIS | FACT® Fiber Optic Splice Chassis, gray, 2E high, loaded with 24 trays for holding up to 4 ANT type splices per tray | CommScope® | FACT® | FACT | Fiber splice chassis
760240004 | FACT-2ELHPL2A | Variant of FACT-PATCH-SPLICE-CHASSIS | FACT® Fiber Optic Patch/Splice Chassis, gray, 2E high, 96-port, singlemode, loaded with LC/APC adapters and C-grade pigtails, ANT splice tray type, left-hand patch | CommScope® | FACT® | FACT | Fiber patch/splice chassis
760239994 | FACT-4EPATL2 | Variant of FACT-PATCH-CHASSIS | FACT® Fiber Optic Patch Chassis, gray, 4E high, 192-port, singlemode, holding 8 hinged trays loaded with LC/APC adapters | CommScope® | FACT® | FACT | Fiber patch chassis
760240013 | FACT-4ELHPL1S | Variant of FACT-PATCH-SPLICE-CHASSIS | FACT® Fiber Optic Patch/Splice Chassis, gray, 4E high, 192-port, singlemode, loaded with LC/UPC adapters and C-grade pigtails, SMOUV splice tray type, left-hand patch | CommScope® | FACT® | FACT | Fiber patch/splice chassis
760240052 | FACT-4ERHPS1S | Variant of FACT-PATCH-SPLICE-CHASSIS | FACT® Fiber Optic Patch/Splice Chassis, gray, 4E high, 96-port, singlemode, loaded with SC/UPC adapters and C-grade pigtails, SMOUV splice tray type, right-hand patch | CommScope® | FACT® | FACT | Fiber patch/splice chassis
760240023 | FACT-2ERHPL1A | Variant of FACT-PATCH-SPLICE-CHASSIS | FACT® Fiber Optic Patch/Splice Chassis, gray, 2E high, 96-port, singlemode, loaded with LC/UPC adapters and C-grade pigtails, ANT splice tray type, right-hand patch | CommScope® | FACT® | FACT | Fiber patch/splice chassis
760240014 | FACT-4ELHPL2S | Variant of FACT-PATCH-SPLICE-CHASSIS | FACT® Fiber Optic Patch/Splice Chassis, gray, 4E high, 192-port, singlemode, loaded with LC/APC adapters and C-grade pigtails, SMOUV splice tray type, left-hand patch | CommScope® | FACT® | FACT | Fiber patch/splice chassis
760239975 | FACT-1ENG4 | Variant of FACT-NG4-CHASSIS | FACT® NG4 Fiber Chassis, gray with 2 unloaded trays, 1E high, for holding 4 NG4 adapter packs or 2 NG4 MPO modules or 2 NG4 cabled LC/SC modules or 2 NG4 value added modules | CommScope® | FACT® | FACT | Fiber VAM chassis ¦ Fiber patch chassis
760240006 | FACT-3ELHPSGS | Variant of FACT-PATCH-SPLICE-CHASSIS | FACT® Fiber Optic Patch/Splice Chassis, gray, 3E high, 72-port, singlemode, loaded with SC/APC adapters and B-grade pigtails, SMOUV splice tray type, left-hand patch | CommScope® | FACT® | FACT | Fiber patch/splice chassis
760240053 | FACT-1ELHPS2S-030OD | Variant of FACT-CABLED-CHASSIS | FACT® Fiber Optic Pre-cabled Chassis, gray, 1E high, 24-port, singlemode, loaded with SC/APC adapters and C-grade pigtails, ANT splice tray type, 30m indoor/outdoor microsheath cable, left-hand patch | CommScope® | FACT® | FACT | Fiber patch chassis ¦ with indoor/outdoor cable
760240024 | FACT-2ERHPL2A | Variant of FACT-PATCH-SPLICE-CHASSIS | FACT® Fiber Optic Patch/Splice Chassis, gray, 2E high, 96-port, singlemode, loaded with LC/APC adapters and C-grade pigtails, ANT splice tray type, right-hand patch | CommScope® | FACT® | FACT | Fiber patch/splice chassis
760240007 | FACT-3ELHPL1S | Variant of FACT-PATCH-SPLICE-CHASSIS | FACT® Fiber Optic Patch/Splice Chassis, gray, 3E high, 144-port, singlemode, loaded with LC/UPC adapters and C-grade pigtails, SMOUV splice tray type, left-hand patch | CommScope® | FACT® | FACT | Fiber patch/splice chassis
760240015 | FACT-4ELHPL4S | Variant of FACT-PATCH-SPLICE-CHASSIS | FACT® Fiber Optic Patch/Splice Chassis, gray, 4E high, 192-port, multimode, OM4, loaded with LC/UPC adapters and pigtails, SMOUV splice tray type, left-hand patch | CommScope® | FACT® | FACT | Fiber patch/splice chassis
760239976 | FACT-2ENG4 | Variant of FACT-NG4-CHASSIS | FACT® NG4 Fiber Chassis, gray with 4 unloaded trays, 2E high, for holding 8 NG4 adapter packs or 4 NG4 MPO modules or 4 NG4 cabled LC/SC modules or 4 NG4 value added modules | CommScope® | FACT® | FACT | Fiber VAM chassis ¦ Fiber patch chassis
760239997 | FACT-5EPATS1 | Variant of FACT-PATCH-CHASSIS | FACT® Fiber Optic Patch Chassis, gray, 5E high, 120-port, singlemode, holding 10 hinged trays loaded with SC/UPC adapters | CommScope® | FACT® | FACT | Fiber patch chassis
760239966 | FACT-3ESPLA04 | Variant of FACT-SPLICE-CHASSIS | FACT® Fiber Optic Splice Chassis, gray, 3E high, loaded with 36 trays for holding up to 4 ANT type splices per tray | CommScope® | FACT® | FACT | Fiber splice chassis
760240025 | FACT-3ERHPS1S | Variant of FACT-PATCH-SPLICE-CHASSIS | FACT® Fiber Optic Patch/Splice Chassis, gray, 3E high, 72-port, singlemode, loaded with SC/UPC adapters and C-grade pigtails, SMOUV splice tray type, right-hand patch | CommScope® | FACT® | FACT | Fiber patch/splice chassis
760239977 | FACT-3ENG4 | Variant of FACT-NG4-CHASSIS | FACT® NG4 Fiber Chassis, gray with 6 unloaded trays, 3E high, for holding 12 NG4 adapter packs or 6 NG4 MPO modules or 6 NG4 cabled LC/SC modules or 6 NG4 value added modules | CommScope® | FACT® | FACT | Fiber VAM chassis ¦ Fiber patch chassis
760239968 | FACT-3ESPLA12 | Variant of FACT-SPLICE-CHASSIS | FACT® Fiber Optic Splice Chassis, gray, 3E high, loaded with 24 trays for holding up to 12 ANT type splices per tray | CommScope® | FACT® | FACT | Fiber splice chassis
760239987 | FACT-1ERHPS2S-010OD | Variant of FACT-CABLED-CHASSIS | FACT® Fiber Optic Pre-cabled Chassis, gray, 1E high, 24-port, singlemode, loaded with SC/APC adapters and C-grade pigtails, SMOUV splice tray type, 10m indoor/outdoor microsheath cable, right-hand patch | CommScope® | FACT® | FACT | Fiber patch chassis ¦ with indoor/outdoor cable
760240027 | FACT-3ERHPL1S | Variant of FACT-PATCH-SPLICE-CHASSIS | FACT® Fiber Optic Patch/Splice Chassis, gray, 3E high, 144-port, singlemode, loaded with LC/UPC adapters and C-grade pigtails, SMOUV splice tray type, right-hand patch | CommScope® | FACT® | FACT | Fiber patch/splice chassis
760240017 | FACT-6ELHPL2A | Variant of FACT-PATCH-SPLICE-CHASSIS | FACT® Fiber Optic Patch/Splice Chassis, gray, 6E high, 288-port, singlemode, loaded with LC/APC adapters and C-grade pigtails, ANT splice tray type, left-hand patch | CommScope® | FACT® | FACT | Fiber patch/splice chassis
760240028 | FACT-3ERHPL2S | Variant of FACT-PATCH-SPLICE-CHASSIS | FACT® Fiber Optic Patch/Splice Chassis, gray, 3E high, 144-port, singlemode, loaded with LC/APC adapters and C-grade pigtails, SMOUV splice tray type, right-hand patch | CommScope® | FACT® | FACT | Fiber patch/splice chassis
760240071 | FACT-1ELHPL2S-030OF | Variant of FACT-CABLED-CHASSIS | FACT® Fiber Optic Pre-cabled Chassis, gray, 1E high, 48-port, singlemode, loaded with LC/APC adapters and C-grade pigtails, SMOUV splice tray type, 30m indoor/outdoor microsheath cable, left-hand patch | CommScope® | FACT® | FACT | Fiber patch chassis ¦ with indoor/outdoor cable
760240059 | FACT-4ERHPLGA | Variant of FACT-PATCH-SPLICE-CHASSIS | FACT® Fiber Optic Patch/Splice Chassis, gray, 4E high, 192-port, singlemode, loaded with LC/APC adapters and B-grade pigtails, ANT splice tray type, right-hand patch | CommScope® | FACT® | FACT | Fiber patch/splice chassis
760240019 | FACT-2ERHPS1S | Variant of FACT-PATCH-SPLICE-CHASSIS | FACT® Fiber Optic Patch/Splice Chassis, gray, 2E high, 48-port, singlemode, loaded with SC/UPC adapters and C-grade pigtails, SMOUV splice tray type, right-hand patch | CommScope® | FACT® | FACT | Fiber patch/splice chassis
760240072 | FACT-1ELHPL2S-010OF | Variant of FACT-CABLED-CHASSIS | FACT® Fiber Optic Pre-cabled Chassis, gray, 1E high, 48-port, singlemode, loaded with LC/APC adapters and C-grade pigtails, SMOUV splice tray type, 10m indoor/outdoor microsheath cable, left-hand patch | CommScope® | FACT® | FACT | Fiber patch chassis ¦ with indoor/outdoor cable
760240060 | FACT-6ERHPS1S | Variant of FACT-PATCH-SPLICE-CHASSIS | FACT® Fiber Optic Patch/Splice Chassis, gray, 6E high, 144-port, singlemode, loaded with SC/UPC adapters and C-grade pigtails, SMOUV splice tray type, right-hand patch | CommScope® | FACT® | FACT | Fiber patch/splice chassis
760240074 | FACT-3ERHPS2S | Variant of FACT-PATCH-SPLICE-CHASSIS | FACT® Fiber Optic Patch/Splice Chassis, gray, 3E high, 72-port, singlemode, loaded with SC/APC adapters and C-grade pigtails, SMOUV splice tray type, right-hand patch | CommScope® | FACT® | FACT | Fiber patch/splice chassis
760240065 | FACT-2EPATS2 | Variant of FACT-PATCH-CHASSIS | FACT® Fiber Optic Patch Chassis, gray, 2E high, 48-port, singlemode, holding 4 hinged trays loaded with SC/APC adapters | CommScope® | FACT® | FACT | Fiber patch chassis
760237456 | F-BENDCONTROL | Variant | BUDI™ Fiber Optic Bend Radius Limiter |  | BUDI™ | BUDI | Bend radius limiter
760237459 | MFPS-IHD-P-SIS1-144 | Variant of MFPS-PANELS | MFPS Fiber Optic panel, 3RU, 48 fibers/RU, splice/patch, SMOUV/front patch cords orientation to the right, 144 SC/UPC, Grade C | CommScope® |  | MFPS | Fiber patch/splice panel
760237400 | BUDI-S-SEAL-BLIND-PG29 | Variant | BUDI™ Fiber Optic Cable Sealing Kit for for single cable with a diameter from 15 up to 26mm, no cable fixation |  | BUDI™ | BUDI-S | Cable sealing
760237403 | MFPS-IXD-P-SIL2-288 | Variant of MFPS-PANELS | MFPS Fiber Optic panel, 3RU, 96 fibers/RU, splice/patch, SMOUV/front patch cords orientation to the right, 288 LC/APC, grade C | CommScope® |  | MFPS | Fiber patch/splice panel
760238357 | F-BUDI-S-SKIRT-12 | Variant | BUDI™ Fiber Optic Protective Cable Skirt, 12 inches long |  | BUDI™ | BUDI | Cable skirt
760238358 | F-BUDI-S-SKIRT-24 | Variant | BUDI™ Fiber Optic Protective Cable Skirt, 24 inches long |  | BUDI™ | BUDI | Cable skirt
760238573 | MFPS-KXD-P-PNL2-96 | Variant of MFPS-PANELS | MFPS Fiber Optic panel, 1RU, 96 fibers/RU, patch/patch, front patch cords orientation to the right, 96 LC/APC | CommScope® |  | MFPS | Fiber patch panel
760238574 | MFPS-KXD-P-PML2-96 | Variant of MFPS-PANELS | MFPS Fiber Optic panel, 1RU, 96 fibers/RU, patch/patch, front patch cords orientation to the left, 96 LC/APC | CommScope® |  | MFPS | Fiber patch panel
760238575 | MFPS-KXD-P-SKL2-96 | Variant of MFPS-PANELS | MFPS Fiber Optic panel, 1RU, 96 fibers/RU, splice/patch, SMOUV/front patch cords orientation to the left, 96 LC/APC, grade C | CommScope® |  | MFPS | Fiber patch/splice panel
760238459 | MFPS-JED-P-SKL2-144 | Variant of MFPS-PANELS | MFPS Fiber Optic panel, 2RU, 72 fibers/RU, splice/patch, SMOUV/front patch cords orientation to the left, 144 LC/APC, grade C | CommScope® |  | MFPS | Fiber patch/splice panel
760238813 | MFPS-JXD-P-SKLF-192 | Variant of MFPS-PANELS | MFPS Fiber Optic panel, 2RU, 96 fibers/RU, splice/patch, SMOUV/front patch cords orientation to the left, 192 LC/UPC, grade B | CommScope® |  | MFPS | Fiber patch/splice panel
760238848 | MFPS-JHD-P-PMS2-096 | Variant of MFPS-PANELS | MFPS Fiber Optic panel, 2RU, 48 fibers/RU, patch/patch, front patch cords orientation to the left, 96 SC/APC | CommScope® |  | MFPS | Fiber patch panel
760238914 | MFPS-KHD-P-SKS2-048 | Variant of MFPS-PANELS | MFPS Fiber Optic panel, 1RU, 48 fibers/RU, splice/patch, SMOUV/front patch cords orientation to the left, 48 SC/APC, grade C | CommScope® |  | MFPS | Fiber patch/splice panel
760239017 | MFPS-IHD-P-SKSG-144 | Variant of MFPS-PANELS | MFPS Fiber Optic panel, 3RU, 48 fibers/RU, splice/patch, SMOUV/front patch cords orientation to the left, 144 SC/APC, Grade B | CommScope® |  | MFPS | Fiber patch/splice panel
760239154 | MFPS-KHD-P-SIE9-048 | Variant of MFPS-PANELS | MFPS Fiber Optic panel, 1RU, 48 fibers/RU, splice/patch, SMOUV/front patch cords orientation to the right, 48 LSH/APC, grade B | CommScope® |  | MFPS | Fiber patch/splice panel
760239155 | MFPS-JHD-P-SIE9-096 | Variant of MFPS-PANELS | MFPS Fiber Optic panel, 2RU, 48 fibers/RU, splice/patch, SMOUV/front patch cords orientation to the right, 96 LSH/APC, grade B | CommScope® |  | MFPS | Fiber patch/splice panel
760239156 | MFPS-IHD-P-SIE9-144 | Variant of MFPS-PANELS | MFPS Fiber Optic panel, 3RU, 48 fibers/RU, splice/patch, SMOUV/front patch cords orientation to the right, 144 LSH/APC, Grade B | CommScope® |  | MFPS | Fiber patch/splice panel
760239123 | MFPS-IXD-P-SKL1-288 | Variant of MFPS-PANELS | MFPS Fiber Optic panel, 3RU, 96 fibers/RU, splice/patch, SMOUV/front patch cords orientation to the left, 288 LC/UPC, grade C | CommScope® |  | MFPS | Fiber patch/splice panel
NG4-VMMLF4H |  | Variant of NG4-MON-MODULES | NG4access® Module VAM, Monitoring, 70/30, singlemode, LC/APC, front, left, 4 circuits |  | NG4access® | FACT ¦ NG4 | Monitoring module | Build America Buy America (BABA) compliant*
760252389 | EQP-2U-6X-MOD-NG4 | Variant of FACT-NG4-CHASSIS | FACT® NG4 Fiber Equipment Chassis, 2U, 19-Inch, for holding up to 6 single high NG4 or right hand patch FACT modules | CommScope® | FACT® ¦ NG4access® | FACT ¦ NG4 | Fiber VAM chassis ¦ Fiber patch chassis
FGS-ACC158 |  | Variant | FiberGuide® to PANDUIT Solid Transition Adapter, 4x24in, Black |  | FiberGuide® |  | Adapter
760257912 | MFPS-IED-P-SKLF-216 | Variant of MFPS-PANELS | MFPS Fiber Optic panel, 3RU, 72 fibers/RU, splice/patch, SMOUV/front patch cords orientation to the left, 216 LC/UPC, grade B | CommScope® |  | MFPS | Fiber patch/splice panel
760255812 | PPL-AP-8-LA-SM | Variant of PROPEL-ADAPTER-PACKS | Propel pass-through adapter pack, singlemode, 4 duplex LC/APC ports | CommScope® | Propel | PPL | Fiber adapter pack
760255813 | PPL-AP-12-LA-SM | Variant of PROPEL-ADAPTER-PACKS | Propel pass-through adapter pack, singlemode, 6 duplex LC/APC ports | CommScope® | Propel | PPL | Fiber adapter pack
760255814 | PPL-AP-16-LA-SM | Variant of PROPEL-ADAPTER-PACKS | Propel pass-through adapter pack, singlemode, 8 duplex LC/APC ports | CommScope® | Propel | PPL | Fiber adapter pack
LSX-LL/0R2031 |  | Variant of LSX-CHASSIS | LSX Fiber Termination Chassis 8 RU, 288 - SC/APC, Singlemode I/O Riser rate, Rollable Ribbon, 31 Meters, Far end connection Stub | CommScope® |  | LSX | Fiber patch chassis ¦ with OSP cable
760254716 | PPL-AP-4-MPO-ALL-A | Variant of PROPEL-ADAPTER-PACKS | Propel pass-through adapter pack, 4 MPO8-12-24 ports, Type A | CommScope® | Propel | PPL | Fiber adapter pack
760254718 | PPL-AP-8-MPO-ALL-A | Variant of PROPEL-ADAPTER-PACKS | Propel pass-through adapter pack, 8 MPO8-12-24 ports, Type A | CommScope® | Propel | PPL | Fiber adapter pack
FGS-HNTP-M-16MM |  | Variant | FiberGuide® New Threaded Rod Trapeze Bracket Kit, 16mm for 4x18in System |  | FiberGuide® |  | Support mounting kit
FGS-HNTP-M-5/8 |  | Variant | FiberGuide® New Threaded Rod Trapeze Bracket Kit, 5/8in for 4x18in System |  | FiberGuide® |  | Support mounting kit
NG4-VXLFG08AAN |  | Variant of CEX-WDM-MOD | NG4 Module, CEx 5, 8 circuits, LC/APC connectors |  |  | NG4 | Coexistence Element (CEx) | Build America Buy America (BABA) compliant*
NG4-APMP0400EB |  | Variant of NG4-ADAPTER-PACKS | NG4access® Adapter Pack Universal Kit, 2 blocks with 4 MPO Adapter positions each, enhanced Method B (key up/up) |  | NG4access® | FACT ¦ NG4 | Fiber adapter pack
BUDI-R24JC0919D |  | Variant of BUDI-R | BUDI™ Rapid Terminal, 24-position, SC/APC, Indoor/Outdoor riser cable, no connector at far end, 300 ft | CommScope® | BUDI™ ¦ RapidReel® | BUDI-R | Rapid distribution terminal
BUDI-R24JC1529D |  | Variant of BUDI-R | BUDI™ Rapid Terminal, 24-position, SC/APC, Indoor/Outdoor riser cable, no connector at far end, 500 ft | CommScope® | BUDI™ ¦ RapidReel® | BUDI-R | Rapid distribution terminal
BUDI-R24NC0919D |  | Variant of BUDI-R | BUDI™ Rapid Terminal, 24-position, SC/UPC, Indoor/Outdoor riser cable, no connector at far end, 300 ft | CommScope® | BUDI™ ¦ RapidReel® | BUDI-R | Rapid distribution terminal
760244244 | FACT-2ERHPL1S-100OK | Variant of FACT-CABLED-CHASSIS | FACT® Fiber Optic Pre-cabled Chassis, gray, 2E high, 96-port, singlemode, loaded with LC/UPC Duplex adapters and C-grade pigtails, SMOUV splice tray type, 100m in/outdoor Microsheath cable, G657A1, EN50575 CPR Cable EuroClass Dca, right-hand patch | CommScope® | FACT® | FACT | Fiber patch chassis ¦ with indoor/outdoor cable
760254298 | FACT-2ERHPL1S-100CK | Variant of FACT-CABLED-CHASSIS | FACT® Fiber Optic Pre-cabled Chassis, gray, 2E high, 96-port, singlemode, loaded with LC/UPC Duplex adapters and C-grade pigtails, SMOUV splice tray type, 100m indoor Micro-Tube cable, G657A1, yellow jacket, CPR EuroClass Cca, right-hand patch | CommScope® | FACT® | FACT | Fiber patch chassis ¦ with indoor cable
760254299 | FACT-2ERHPL1S-150CK | Variant of FACT-CABLED-CHASSIS | FACT® Fiber Optic Pre-cabled Chassis, gray, 2E high, 96-port, singlemode, loaded with LC/UPC Duplex adapters and C-grade pigtails, SMOUV splice tray type, 150m indoor Micro-Tube cable, G657A1, yellow jacket, CPR EuroClass Cca, right-hand patch | CommScope® | FACT® | FACT | Fiber patch chassis ¦ with indoor cable
760254303 | FACT-2ERHPL2S-150CK | Variant of FACT-CABLED-CHASSIS | FACT® Fiber Optic Pre-cabled Chassis, gray, 2E high, 96-port, singlemode, loaded with LC/APC Duplex adapters and C-grade pigtails, SMOUV splice tray type, 150m indoor Micro-Tube cable, G657A1, yellow jacket, CPR EuroClass Cca, right-hand patch | CommScope® | FACT® | FACT | Fiber patch chassis ¦ with indoor cable
760254302 | FACT-2ERHPL2S-100CK | Variant of FACT-CABLED-CHASSIS | FACT® Fiber Optic Pre-cabled Chassis, gray, 2E high, 96-port, singlemode, loaded with LC/APC Duplex adapters and C-grade pigtails, SMOUV splice tray type, 100m indoor Micro-Tube cable, G657A1, yellow jacket, CPR EuroClass Cca, right-hand patch | CommScope® | FACT® | FACT | Fiber patch chassis ¦ with indoor cable
760255786 | FACT-2ERHPL2S-075CK-HR04 | Variant of FACT-CABLED-CHASSIS | FACT® Fiber Optic Pre-cabled Chassis, gray, 2E high, 96-port, singlemode, loaded with LC/APC Duplex adapters and C-grade pigtails, SMOUV splice tray type, 75m indoor Micro-Tube cable, G657A1, yellow jacket, CPR EuroClass Cca, right-hand patch | CommScope® | FACT® | FACT | Fiber patch chassis ¦ with indoor cable
760255782 | FACT-2ERHPL1S-100CK-HR04 | Variant of FACT-CABLED-CHASSIS | FACT® Fiber Optic Pre-cabled Chassis, gray, 2E high, 96-port, singlemode, loaded with LC/UPC Duplex adapters and C-grade pigtails, SMOUV splice tray type, 100m indoor Micro-Tube cable, G657A1, yellow jacket, CPR EuroClass Cca, right-hand patch | CommScope® | FACT® | FACT | Fiber patch chassis ¦ with indoor cable
760255783 | FACT-2ERHPL1S-150CK-HR04 | Variant of FACT-CABLED-CHASSIS | FACT® Fiber Optic Pre-cabled Chassis, gray, 2E high, 96-port, singlemode, loaded with LC/UPC Duplex adapters and C-grade pigtails, SMOUV splice tray type, 150m indoor Micro-Tube cable, G657A1, yellow jacket, CPR EuroClass Cca, right-hand patch | CommScope® | FACT® | FACT | Fiber patch chassis ¦ with indoor cable
FGS-MHRT-M |  | Variant of FGS-MHRT | FiberGuide® Horizontal T, 4x18in, Yellow |  | FiberGuide® |  | Tee
FGS-MHRT-M/H |  | Variant of FGS-MHRT | FiberGuide® Horizontal T, 4x18in, 4x24in Exit, Yellow |  | FiberGuide® |  | Tee
FGS-MHRT-H/M |  | Variant of FGS-MHRT | FiberGuide® Horizontal T, 4x24in, 4x18in Exit, Yellow |  | FiberGuide® |  | Tee
XP-CMM/00FR0160000 |  | Variant of XPND-CABLED-MODULES | CommScope XPND Cabled Module 144 Rollable Ribbon, indoor/outdoor, LC APC - STUB, 16M |  | CommScope XPND™ | XPND | Fiber cabled module
XP-RRM/M2A1M060031 |  | Variant of XPND-RAPID-REEL-MODULES | CommScope XPND Rapid Reel Cassette 24F, LC/APC to 2-MPO12, Polarity A, 31M |  | CommScope XPND™ | XPND | Fiber cabled module
XP-MPA0128 |  | Variant of XPND-MPO-MODULES | MPO Module, singlemode, LC/UPC-MPO, 2x12, 24 fiber, Method A (Straight) | CommScope® | CommScope XPND™ | XPND | Fiber module
XP-MPA012M |  | Variant of XPND-MPO-MODULES | MPO Module, singlemode, LC/APC-MPO, 2x12, 24 fiber, Method A (Straight) | CommScope® | CommScope XPND™ | XPND | Fiber module
XP-MPBE126 |  | Variant of XPND-MPO-MODULES | MPO Module, multimode OM4, LC-MPO, 2x12, 24 fiber, Method B Enhanced (Method U2) | CommScope® | CommScope XPND™ | XPND | Fiber module
XP-MPBE088 |  | Variant of XPND-MPO-MODULES | MPO Module, singlemode, LC/UPC-MPO, 3x8, 24 fiber, Method B Enhanced (Method U2) | CommScope® | CommScope XPND™ | XPND | Fiber module
760249862 | FACT-2EPATEC | Variant of FACT-PATCH-CHASSIS | FACT® Fiber Optic Patch Chassis, gray, 2E high, 48-port, singlemode, holding 4 hinged trays loaded with LSH/APC adapters | CommScope® | FACT® | FACT | Fiber patch chassis
760249863 | FACT-4EPATEC | Variant of FACT-PATCH-CHASSIS | FACT® Fiber Optic Patch Chassis, gray, 4E high, 96-port, singlemode, holding 8 hinged trays loaded with LSH/APC adapters | CommScope® | FACT® | FACT | Fiber patch chassis
760249881 | FACT-5EPATEC | Variant of FACT-PATCH-CHASSIS | FACT® Fiber Optic Patch Chassis, gray, 5E high, 120-port, singlemode, holding 10 hinged trays loaded with LSH/APC adapters | CommScope® | FACT® | FACT | Fiber patch chassis
760249883 | FACT-1ELHPECS | Variant of FACT-PATCH-SPLICE-CHASSIS | FACT® Fiber Optic Patch/Splice Chassis, gray, 1E high, 24-port, singlemode, loaded with LSH/APC adapters and B-grade pigtails, SMOUV splice tray type, left-hand patch | CommScope® | FACT® | FACT | Fiber patch/splice chassis
760249895 | FACT-1ERHPECA | Variant of FACT-PATCH-SPLICE-CHASSIS | FACT® Fiber Optic Patch/Splice Chassis, gray, 1E high, 24-port, singlemode, loaded with LSH/APC adapters and B-grade pigtails, ANT splice tray type, right-hand patch | CommScope® | FACT® | FACT | Fiber patch/splice chassis
760249886 | FACT-2ELHPECA | Variant of FACT-PATCH-SPLICE-CHASSIS | FACT® Fiber Optic Patch/Splice Chassis, gray, 2E high, 48-port, singlemode, loaded with LSH/APC adapters and B-grade pigtails, ANT splice tray type, left-hand patch | CommScope® | FACT® | FACT | Fiber patch/splice chassis
760249896 | FACT-2ERHPECS | Variant of FACT-PATCH-SPLICE-CHASSIS | FACT® Fiber Optic Patch/Splice Chassis, gray, 2E high, 48-port, singlemode, loaded with LSH/APC adapters and B-grade pigtails, Smouv splice tray type, right-hand patch | CommScope® | FACT® | FACT | Fiber patch/splice chassis
760249898 | FACT-3ERHPECS | Variant of FACT-PATCH-SPLICE-CHASSIS | FACT® Fiber Optic Patch/Splice Chassis, gray, 3E high, 72-port, singlemode, loaded with LSH/APC adapters and B-grade pigtails, SMOUV splice tray type, right-hand patch | CommScope® | FACT® | FACT | Fiber patch/splice chassis
760249889 | FACT-4ELHPECA | Variant of FACT-PATCH-SPLICE-CHASSIS | FACT® Fiber Optic Patch/Splice Chassis, gray, 4E high, 96-port, singlemode, loaded with LSH/APC adapters and B-grade pigtails, ANT splice tray type, left-hand patch | CommScope® | FACT® | FACT | Fiber patch/splice chassis
760249899 | FACT-4ERHPECS | Variant of FACT-PATCH-SPLICE-CHASSIS | FACT® Fiber Optic Patch/Splice Chassis, gray, 4E high, 96-port, singlemode, loaded with LSH/APC adapters and B-grade pigtails, SMOUV splice tray type, right-hand patch | CommScope® | FACT® | FACT | Fiber patch/splice chassis
760249890 | FACT-5ELHPECS | Variant of FACT-PATCH-SPLICE-CHASSIS | FACT® Fiber Optic Patch/Splice Chassis, gray, 5E high, 120-port, singlemode, loaded with LSH/APC adapters and B-grade pigtails, SMOUV splice tray type, left-hand patch | CommScope® | FACT® | FACT | Fiber patch/splice chassis
760249902 | FACT-5ERHPECA | Variant of FACT-PATCH-SPLICE-CHASSIS | FACT® Fiber Optic Patch/Splice Chassis, gray, 5E high, 120-port, singlemode, loaded with LSH/APC adapters and B-grade pigtails, ANT splice tray type, right-hand patch | CommScope® | FACT® | FACT | Fiber patch/splice chassis
760249892 | FACT-6ELHPECS | Variant of FACT-PATCH-SPLICE-CHASSIS | FACT® Fiber Optic Patch/Splice Chassis, gray, 6E high, 144-port, singlemode, loaded with LSH/APC adapters and B-grade pigtails, SMOUV splice tray type, left-hand patch | CommScope® | FACT® | FACT | Fiber patch/splice chassis
760254941 | FACT-5ESPLS04 | Variant of FACT-SPLICE-CHASSIS | FACT® Fiber Optic Splice Chassis, gray, 5E high, loaded with 60 trays for holding up to 4 SMOUV type splices per tray | CommScope® | FACT® | FACT | Fiber splice chassis
760259878 | FACT-6ESPLS04 | Variant of FACT-SPLICE-CHASSIS | FACT® Fiber Optic Splice Chassis, gray, 6E high, loaded with 72 trays for holding up to 4 SMOUV type splices per tray | CommScope® | FACT® | FACT | Fiber splice chassis
CS5114-000 | BUDI-S-LOOPBRCKT-01 | Variant | Loop bracket accessory kit for BUDI™ S and IFEB-40 |  | BUDI™ | BUDI-S ¦ IFEB-40 | Loop bracket
CS6981-000 | BUDI-M-LOOPBRCKT-01 | Variant | Loop bracket accessory kit for BUDI™ M and IFEB-50 |  | BUDI™ | BUDI-S ¦ IFEB-40 | Loop bracket
CX2841-000 | BUDI-1S-LOOPBRCKT-01 | Variant | Loop bracket accessory kit for BUDI™1 S and IFEB-30 |  | BUDI™ | BUDI-S ¦ IFEB-40 | Loop bracket
760256394 | FACT-1ELHPLGR | Variant of FACT-PATCH-SPLICE-CHASSIS | FACT® Fiber Optic Patch/Splice Chassis, gray, 1E high, 48-port, singlemode, loaded with LC/APC adapters and B-grade pigtails, ribbonized for splicing with 12F Rollable Ribbon, Left-hand patch | CommScope® | FACT® | FACT | Fiber patch/splice chassis
760259705 | FACT-1ELHPSGR | Variant of FACT-PATCH-SPLICE-CHASSIS | FACT® Fiber Optic Patch/Splice Chassis, gray, 1E high, 24-port, singlemode, loaded with SC/APC adapters and B-grade pigtails, ribbonized for splicing with 12F Rollable Ribbon, Left-hand patch | CommScope® | FACT® | FACT | Fiber patch/splice chassis
760256376 | FACT-1ERHPLFR | Variant of FACT-PATCH-SPLICE-CHASSIS | FACT® Fiber Optic Patch/Splice Chassis, gray, 1E high, 48-port, singlemode, loaded with LC/UPC adapters and B-grade pigtails, ribbonized for splicing with 12F Rollable Ribbon, right-hand patch | CommScope® | FACT® | FACT | Fiber patch/splice chassis
760254451 | FACT-1ERHPSFR | Variant of FACT-PATCH-SPLICE-CHASSIS | FACT® Fiber Optic Patch/Splice Chassis, gray, 1E high, 24-port, singlemode, loaded with SC/UPC adapters and B-grade pigtails, ribbonized for splicing with 12F Rollable Ribbon, right-hand patch | CommScope® | FACT® | FACT | Fiber patch/splice chassis
760252329 | FACT-2ELHPL1R | Variant of FACT-PATCH-SPLICE-CHASSIS | FACT® Fiber Optic Patch/Splice Chassis, gray, 2E high, 96-port, singlemode, loaded with LC/UPC adapters and C-grade pigtails, ribbonized for splicing with 12F Rollable Ribbon, Left-hand patch | CommScope® | FACT® | FACT | Fiber patch/splice chassis
760259706 | FACT-2ELHPSGR | Variant of FACT-PATCH-SPLICE-CHASSIS | FACT® Fiber Optic Patch/Splice Chassis, gray, 2E high, 48-port, singlemode, loaded with SC/APC adapters and B-grade pigtails, ribbonized for splicing with 12F Rollable Ribbon, Left-hand patch | CommScope® | FACT® | FACT | Fiber patch/splice chassis
760252323 | FACT-2ERHPL1R | Variant of FACT-PATCH-SPLICE-CHASSIS | FACT® Fiber Optic Patch/Splice Chassis, gray, 2E high, 96-port, singlemode, loaded with LC/UPC adapters and C-grade pigtails, ribbonized for splicing with 12F Rollable Ribbon, right-hand patch | CommScope® | FACT® | FACT | Fiber patch/splice chassis
760256377 | FACT-2ERHPLFR | Variant of FACT-PATCH-SPLICE-CHASSIS | FACT® Fiber Optic Patch/Splice Chassis, gray, 2E high, 96-port, singlemode, loaded with LC/UPC adapters and B-grade pigtails, ribbonized for splicing with 12F Rollable Ribbon, right-hand patch | CommScope® | FACT® | FACT | Fiber patch/splice chassis
760256389 | FACT-2ERHPLGR | Variant of FACT-PATCH-SPLICE-CHASSIS | FACT® Fiber Optic Patch/Splice Chassis, gray, 2E high, 96-port, singlemode, loaded with LC/APC adapters and B-grade pigtails, ribbonized for splicing with 12F Rollable Ribbon, right-hand patch | CommScope® | FACT® | FACT | Fiber patch/splice chassis
760252328 | FACT-3ELHPL1R | Variant of FACT-PATCH-SPLICE-CHASSIS | FACT® Fiber Optic Patch/Splice Chassis, gray, 3E high, 144-port, singlemode, loaded with LC/UPC adapters and C-grade pigtails, ribbonized for splicing with 12F Rollable Ribbon, Left-hand patch | CommScope® | FACT® | FACT | Fiber patch/splice chassis
760252316 | FACT-3ELHPL2R | Variant of FACT-PATCH-SPLICE-CHASSIS | FACT® Fiber Optic Patch/Splice Chassis, gray, 3E high, 144-port, singlemode, loaded with LC/APC adapters and C-grade pigtails, ribbonized for splicing with 12F Rollable Ribbon, Left-hand patch | CommScope® | FACT® | FACT | Fiber patch/splice chassis
760256384 | FACT-3ELHPLFR | Variant of FACT-PATCH-SPLICE-CHASSIS | FACT® Fiber Optic Patch/Splice Chassis, gray, 3E high, 144-port, singlemode, loaded with LC/UPC adapters and B-grade pigtails, ribbonized for splicing with 12F Rollable Ribbon, Left-hand patch | CommScope® | FACT® | FACT | Fiber patch/splice chassis
760252322 | FACT-3ERHPL1R | Variant of FACT-PATCH-SPLICE-CHASSIS | FACT® Fiber Optic Patch/Splice Chassis, gray, 3E high, 144-port, singlemode, loaded with LC/UPC adapters and C-grade pigtails, ribbonized for splicing with 12F Rollable Ribbon, right-hand patch | CommScope® | FACT® | FACT | Fiber patch/splice chassis
760252310 | FACT-3ERHPL2R | Variant of FACT-PATCH-SPLICE-CHASSIS | FACT® Fiber Optic Patch/Splice Chassis, gray, 3E high, 144-port, singlemode, loaded with LC/APC adapters and C-grade pigtails, ribbonized for splicing with 12F Rollable Ribbon, right-hand patch | CommScope® | FACT® | FACT | Fiber patch/splice chassis
760259701 | FACT-3ERHPSGR | Variant of FACT-PATCH-SPLICE-CHASSIS | FACT® Fiber Optic Patch/Splice Chassis, gray, 3E high, 72-port, singlemode, loaded with SC/APC adapters and B-grade pigtails, ribbonized for splicing with 12F Rollable Ribbon, right-hand patch | CommScope® | FACT® | FACT | Fiber patch/splice chassis
760252327 | FACT-4ELHPL1R | Variant of FACT-PATCH-SPLICE-CHASSIS | FACT® Fiber Optic Patch/Splice Chassis, gray, 4E high, 192-port, singlemode, loaded with LC/UPC adapters and C-grade pigtails, ribbonized for splicing with 12F Rollable Ribbon, Left-hand patch | CommScope® | FACT® | FACT | Fiber patch/splice chassis
760252315 | FACT-4ELHPL2R | Variant of FACT-PATCH-SPLICE-CHASSIS | FACT® Fiber Optic Patch/Splice Chassis, gray, 4E high, 192-port, singlemode, loaded with LC/UPC adapters and C-grade pigtails, ribbonized for splicing with 12F Rollable Ribbon, Left-hand patch | CommScope® | FACT® | FACT | Fiber patch/splice chassis
760256397 | FACT-4ELHPLGR | Variant of FACT-PATCH-SPLICE-CHASSIS | FACT® Fiber Optic Patch/Splice Chassis, gray, 4E high, 192-port, singlemode, loaded with LC/APC adapters and B-grade pigtails, ribbonized for splicing with 12F Rollable Ribbon, Left-hand patch | CommScope® | FACT® | FACT | Fiber patch/splice chassis
760259708 | FACT-4ELHPSGR | Variant of FACT-PATCH-SPLICE-CHASSIS | FACT® Fiber Optic Patch/Splice Chassis, gray, 4E high, 96-port, singlemode, loaded with SC/APC adapters and B-grade pigtails, ribbonized for splicing with 12F Rollable Ribbon, Left-hand patch | CommScope® | FACT® | FACT | Fiber patch/splice chassis
760259718 | FACT-4ELHPSFR | Variant of FACT-PATCH-SPLICE-CHASSIS | FACT® Fiber Optic Patch/Splice Chassis, gray, 4E high, 96-port, singlemode, loaded with SC/UPC adapters and B-grade pigtails, ribbonized for splicing with 12F Rollable Ribbon, Left-hand patch | CommScope® | FACT® | FACT | Fiber patch/splice chassis
FGS-MDSA-HM-L-Y |  | Variant | FiberGuide® Left Reducer, 4x24 to 4x18in, Yellow |  | FiberGuide® |  | Reducer
FGS-MDSA-HM-R-Y |  | Variant | FiberGuide® Right Reducer, 4x24 to 4x18in, Yellow |  | FiberGuide® |  | Reducer
760252309 | FACT-4ERHPL2R | Variant of FACT-PATCH-SPLICE-CHASSIS | FACT® Fiber Optic Patch/Splice Chassis, gray, 4E high, 192-port, singlemode, loaded with LC/APC adapters and C-grade pigtails, ribbonized for splicing with 12F Rollable Ribbon, right-hand patch | CommScope® | FACT® | FACT | Fiber patch/splice chassis
760252321 | FACT-4ERHPL1R | Variant of FACT-PATCH-SPLICE-CHASSIS | FACT® Fiber Optic Patch/Splice Chassis, gray, 4E high, 192-port, singlemode, loaded with LC/UPC adapters and C-grade pigtails, ribbonized for splicing with 12F Rollable Ribbon, right-hand patch | CommScope® | FACT® | FACT | Fiber patch/splice chassis
760259713 | FACT-4ERHPSFR | Variant of FACT-PATCH-SPLICE-CHASSIS | FACT® Fiber Optic Patch/Splice Chassis, gray, 4E high, 96-port, singlemode, loaded with SC/UPC adapters and B-grade pigtails, ribbonized for splicing with 12F Rollable Ribbon, right-hand patch | CommScope® | FACT® | FACT | Fiber patch/splice chassis
760259702 | FACT-4ERHPSGR | Variant of FACT-PATCH-SPLICE-CHASSIS | FACT® Fiber Optic Patch/Splice Chassis, gray, 4E high, 96-port, singlemode, loaded with SC/APC adapters and B-grade pigtails, ribbonized for splicing with 12F Rollable Ribbon, right-hand patch | CommScope® | FACT® | FACT | Fiber patch/splice chassis
760252314 | FACT-5ELHPL2R | Variant of FACT-PATCH-SPLICE-CHASSIS | FACT® Fiber Optic Patch/Splice Chassis, gray, 5E high, 240-port, singlemode, loaded with LC/APC adapters and C-grade pigtails, ribbonized for splicing with 12F Rollable Ribbon, Left-hand patch | CommScope® | FACT® | FACT | Fiber patch/splice chassis
760256386 | FACT-5ELHPLFR | Variant of FACT-PATCH-SPLICE-CHASSIS | FACT® Fiber Optic Patch/Splice Chassis, gray, 5E high, 240-port, singlemode, loaded with LC/UPC adapters and B-grade pigtails, ribbonized for splicing with 12F Rollable Ribbon, Left-hand patch | CommScope® | FACT® | FACT | Fiber patch/splice chassis
760256398 | FACT-5ELHPLGR | Variant of FACT-PATCH-SPLICE-CHASSIS | FACT® Fiber Optic Patch/Splice Chassis, gray, 5E high, 240-port, singlemode, loaded with LC/APC adapters and B-grade pigtails, ribbonized for splicing with 12F Rollable Ribbon, Left-hand patch | CommScope® | FACT® | FACT | Fiber patch/splice chassis
760252320 | FACT-5ERHPL1R | Variant of FACT-PATCH-SPLICE-CHASSIS | FACT® Fiber Optic Patch/Splice Chassis, gray, 5E high, 240-port, singlemode, loaded with LC/UPC adapters and C-grade pigtails, ribbonized for splicing with 12F Rollable Ribbon, right-hand patch | CommScope® | FACT® | FACT | Fiber patch/splice chassis
760256380 | FACT-5ERHPLFR | Variant of FACT-PATCH-SPLICE-CHASSIS | FACT® Fiber Optic Patch/Splice Chassis, gray, 5E high, 240-port, singlemode, loaded with LC/UPC adapters and B-grade pigtails, ribbonized for splicing with 12F Rollable Ribbon, right-hand patch | CommScope® | FACT® | FACT | Fiber patch/splice chassis
760256392 | FACT-5ERHPLGR | Variant of FACT-PATCH-SPLICE-CHASSIS | FACT® Fiber Optic Patch/Splice Chassis, gray, 5E high, 240-port, singlemode, loaded with LC/APC adapters and B-grade pigtails, ribbonized for splicing with 12F Rollable Ribbon, right-hand patch | CommScope® | FACT® | FACT | Fiber patch/splice chassis
760259714 | FACT-5ERHPSFR | Variant of FACT-PATCH-SPLICE-CHASSIS | FACT® Fiber Optic Patch/Splice Chassis, gray, 5E high, 120-port, singlemode, loaded with SC/UPC adapters and B-grade pigtails, ribbonized for splicing with 12F Rollable Ribbon, right-hand patch | CommScope® | FACT® | FACT | Fiber patch/splice chassis
760259703 | FACT-5ERHPSGR | Variant of FACT-PATCH-SPLICE-CHASSIS | FACT® Fiber Optic Patch/Splice Chassis, gray, 5E high, 120-port, singlemode, loaded with SC/APC adapters and B-grade pigtails, ribbonized for splicing with 12F Rollable Ribbon, right-hand patch | CommScope® | FACT® | FACT | Fiber patch/splice chassis
760252325 | FACT-6ELHPL1R | Variant of FACT-PATCH-SPLICE-CHASSIS | FACT® Fiber Optic Patch/Splice Chassis, gray, 6E high, 288-port, singlemode, loaded with LC/UPC adapters and C-grade pigtails, ribbonized for splicing with 12F Rollable Ribbon, Left-hand patch | CommScope® | FACT® | FACT | Fiber patch/splice chassis
760256399 | FACT-6ELHPLGR | Variant of FACT-PATCH-SPLICE-CHASSIS | FACT® Fiber Optic Patch/Splice Chassis, gray, 6E high, 288-port, singlemode, loaded with LC/APC adapters and B-grade pigtails, ribbonized for splicing with 12F Rollable Ribbon, Left-hand patch | CommScope® | FACT® | FACT | Fiber patch/splice chassis
760259720 | FACT-6ELHPSFR | Variant of FACT-PATCH-SPLICE-CHASSIS | FACT® Fiber Optic Patch/Splice Chassis, gray, 6E high, 144-port, singlemode, loaded with SC/UPC adapters and B-grade pigtails, ribbonized for splicing with 12F Rollable Ribbon, Left-hand patch | CommScope® | FACT® | FACT | Fiber patch/splice chassis
760259710 | FACT-6ELHPSGR | Variant of FACT-PATCH-SPLICE-CHASSIS | FACT® Fiber Optic Patch/Splice Chassis, gray, 6E high, 144-port, singlemode, loaded with SC/APC adapters and B-grade pigtails, ribbonized for splicing with 12F Rollable Ribbon, Left-hand patch | CommScope® | FACT® | FACT | Fiber patch/splice chassis
760252307 | FACT-6ERHPL2R | Variant of FACT-PATCH-SPLICE-CHASSIS | FACT® Fiber Optic Patch/Splice Chassis, gray, 6E high, 288-port, singlemode, loaded with LC/APC adapters and C-grade pigtails, ribbonized for splicing with 12F Rollable Ribbon, right-hand patch | CommScope® | FACT® | FACT | Fiber patch/splice chassis
760252319 | FACT-6ERHPL1R | Variant of FACT-PATCH-SPLICE-CHASSIS | FACT® Fiber Optic Patch/Splice Chassis, gray, 6E high, 288-port, singlemode, loaded with LC/UPC adapters and C-grade pigtails, ribbonized for splicing with 12F Rollable Ribbon, right-hand patch | CommScope® | FACT® | FACT | Fiber patch/splice chassis
760256381 | FACT-6ERHPLFR | Variant of FACT-PATCH-SPLICE-CHASSIS | FACT® Fiber Optic Patch/Splice Chassis, gray, 6E high, 288-port, singlemode, loaded with LC/UPC adapters and B-grade pigtails, ribbonized for splicing with 12F Rollable Ribbon, right-hand patch | CommScope® | FACT® | FACT | Fiber patch/splice chassis
760256393 | FACT-6ERHPLGR | Variant of FACT-PATCH-SPLICE-CHASSIS | FACT® Fiber Optic Patch/Splice Chassis, gray, 6E high, 288-port, singlemode, loaded with LC/APC adapters and B-grade pigtails, ribbonized for splicing with 12F Rollable Ribbon, right-hand patch | CommScope® | FACT® | FACT | Fiber patch/splice chassis
760255747 | FACT-6ERHPSFR | Variant of FACT-PATCH-SPLICE-CHASSIS | FACT® Fiber Optic Patch/Splice Chassis, gray, 6E high, 144-port, singlemode, loaded with SC/UPC adapters and B-grade pigtails, ribbonized for splicing with 12F Rollable Ribbon, right-hand patch | CommScope® | FACT® | FACT | Fiber patch/splice chassis
760248086 | FACT-FRACCGR3CONKIT | Variant of FACT-ODF-ACCESSORIES | FACT® Frame to GR3 transition kit |  | FACT® | FACT | Transition kit
760245379 | FACT-FROLBD18 | Variant of FACT-ODF-ACCESSORIES | FACT® Patch cord overlenght bay door with one handle, opening to the right. The door handle is comes with a factory installed lock. |  | FACT® | FACT | Door kit
760245376 | FACT-FROLB18 | Variant of FACT-ODF-ACCESSORIES | FACT® Path cord overlength management bay |  | FACT® | FACT | Frame
760244018 | FACT-FRACCTRUMPET(25) | Variant of FACT-ODF-ACCESSORIES | FACT® Trumpet Flare kit, 25 pcs |  | FACT® | FACT | Cable management hardware
NG4-ACCISOPIFRM |  | Variant of NG4-ODF-ACCESSORIES | NG4access® Integrated Frame Isolation Pad |  | NG4access® | NG4 | Isolation pad
EG8116-000 | FACT-BPLATE-19 W/ H 19/ETSI-4E-S | Variant of FACT-ODF-ACCESSORIES | FACT® Back Plate, equals to 3HU, mounts 4 standard size FACT® elements |  | FACT® | FACT | Back plate
EG8117-000 | FACT-BPLATE-19 W/ H ETSI-2E-S | Variant of FACT-ODF-ACCESSORIES | FACT® Back Plate, fits 2HU, mounts 2 standard size FACT® elements |  | FACT® | FACT | Back plate
LSX-67/0DS077 |  | Variant of LSX-CHASSIS | LSX Fiber Termination Chassis 4 RU, 72 - SC/UPC, Singlemode IFC Ribbon, 77 Meters, Far end connection Stub | CommScope® |  | LSX | Fiber patch chassis ¦ with IFC cable
LSX-67/0GE016 |  | Variant of LSX-CHASSIS | LSX Fiber Termination Chassis 4 RU, 72 - SC/UPC, Singlemode OSP Ribbon, 16 Meters, Far end connection Stub | CommScope® |  | LSX | Fiber patch chassis ¦ with IFC cable
LSX-67/0DS080 |  | Variant of LSX-CHASSIS | LSX Fiber Termination Chassis 4 RU, 72 - SC/UPC, Singlemode IFC Ribbon, 80 Meters, Far end connection Stub | CommScope® |  | LSX | Fiber patch chassis ¦ with IFC cable
LSX-67/0DS008 |  | Variant of LSX-CHASSIS | LSX Fiber Termination Chassis 4 RU, 72 - SC/UPC, Singlemode IFC Ribbon, 8 Meters, Far end connection Stub | CommScope® |  | LSX | Fiber patch chassis ¦ with IFC cable
LSX-67/0DS016 |  | Variant of LSX-CHASSIS | LSX Fiber Termination Chassis 4 RU, 72 - SC/UPC, Singlemode IFC Ribbon, 16 Meters, Far end connection Stub | CommScope® |  | LSX | Fiber patch chassis ¦ with IFC cable
LSX-67/0DS023 |  | Variant of LSX-CHASSIS | LSX Fiber Termination Chassis 4 RU, 72 - SC/UPC, Singlemode IFC Ribbon, 23 Meters, Far end connection Stub | CommScope® |  | LSX | Fiber patch chassis ¦ with IFC cable
LSX-67/0PD016 |  | Variant of LSX-CHASSIS | LSX Fiber Termination Chassis 4 RU, 72 - SC/UPC, Singlemode I/O Ribbon, 16 Meters, Far end connection Stub | CommScope® |  | LSX | Fiber patch chassis ¦ with indoor/outdoor cable
LSX-67/0ZB031 |  | Variant of LSX-CHASSIS | LSX Fiber Termination Chassis 4 RU, 72 - SC/UPC, Singlemode IFC Stranded, 31 Meters, Far end connection Stub | CommScope® |  | LSX | Fiber patch chassis ¦ with IFC cable
LSX-67/0DS122 |  | Variant of LSX-CHASSIS | LSX Fiber Termination Chassis 4 RU, 72 - SC/UPC, Singlemode IFC Ribbon, 122 Meters, Far end connection Stub | CommScope® |  | LSX | Fiber patch chassis ¦ with IFC cable
LSX-67/0PD023 |  | Variant of LSX-CHASSIS | LSX Fiber Termination Chassis 4 RU, 72 - SC/UPC, Singlemode I/O Ribbon, 23 Meters, Far end connection Stub | CommScope® |  | LSX | Fiber patch chassis ¦ with indoor/outdoor cable
LSX-67/0ZB061 |  | Variant of LSX-CHASSIS | LSX Fiber Termination Chassis 4 RU, 72 - SC/UPC, Singlemode IFC Stranded, 61 Meters, Far end connection Stub | CommScope® |  | LSX | Fiber patch chassis ¦ with IFC cable
LSX-67/0PD031 |  | Variant of LSX-CHASSIS | LSX Fiber Termination Chassis 4 RU, 72 - SC/UPC, Singlemode I/O Ribbon, 31 Meters, Far end connection Stub | CommScope® |  | LSX | Fiber patch chassis ¦ with indoor/outdoor cable
LSX-67/0ZB092 |  | Variant of LSX-CHASSIS | LSX Fiber Termination Chassis 4 RU, 72 - SC/UPC, Singlemode IFC Stranded, 92 Meters, Far end connection Stub | CommScope® |  | LSX | Fiber patch chassis ¦ with IFC cable
LSX-67/0DS046 |  | Variant of LSX-CHASSIS | LSX Fiber Termination Chassis 4 RU, 72 - SC/UPC, Singlemode IFC Ribbon, 46 Meters, Far end connection Stub | CommScope® |  | LSX | Fiber patch chassis ¦ with IFC cable
LSX-6L/0DS031 |  | Variant of LSX-CHASSIS | LSX Fiber Termination Chassis 4 RU, 72 - SC/APC, Singlemode IFC Ribbon, 31 Meters, Far end connection Stub | CommScope® |  | LSX | Fiber patch chassis ¦ with IFC cable
LSX-7L/0LA016 |  | Variant of LSX-CHASSIS | LSX Fiber Termination Chassis 4 RU, 96 - SC/APC, Singlemode IFC Ribbon, 16 Meters, Far end connection Stub | CommScope® |  | LSX | Fiber patch chassis ¦ with IFC cable
LSX-67/7ZB016 |  | Variant of LSX-CHASSIS | LSX Fiber Termination Chassis 4 RU, 72 - SC/UPC, Singlemode IFC Stranded, 16 Meters, Far end connection SC/UPC | CommScope® |  | LSX | Fiber patch chassis ¦ with IFC cable
LSX-6L/0T5016 |  | Variant of LSX-CHASSIS | LSX Fiber Termination Chassis 4 RU, 72 - SC/APC, Singlemode OSP Stranded, 16 Meters, Far end connection Stub | CommScope® |  | LSX | Fiber patch chassis ¦ with OSP cable
LSX-77/0ZC031 |  | Variant of LSX-CHASSIS | LSX Fiber Termination Chassis 4 RU, 96 - SC/UPC, Singlemode IFC Stranded, 31 Meters, Far end connection Stub | CommScope® |  | LSX | Fiber patch chassis ¦ with IFC cable
LSX-67/7ZB061 |  | Variant of LSX-CHASSIS | LSX Fiber Termination Chassis 4 RU, 72 - SC/UPC, Singlemode IFC Stranded, 61 Meters, Far end connection SC/UPC | CommScope® |  | LSX | Fiber patch chassis ¦ with IFC cable
LSX-L7/0WA008 |  | Variant of LSX-CHASSIS | LSX Fiber Termination Chassis 8 RU, 288 - SC/UPC, Singlemode IFC Ribbon, 8 Meters, Far end connection Stub | CommScope® |  | LSX | Fiber patch chassis ¦ with IFC cable
LSX-7L/0ZC016 |  | Variant of LSX-CHASSIS | LSX Fiber Termination Chassis 4 RU, 96 - SC/APC, Singlemode IFC Stranded, 16 Meters, Far end connection Stub | CommScope® |  | LSX | Fiber patch chassis ¦ with IFC cable
LSX-67/0DS199 |  | Variant of LSX-CHASSIS | LSX Fiber Termination Chassis 4 RU, 72 - SC/UPC, Singlemode IFC Ribbon, 199 Meters, Far end connection Stub | CommScope® |  | LSX | Fiber patch chassis ¦ with IFC cable
LSX-7L/0ZC031 |  | Variant of LSX-CHASSIS | LSX Fiber Termination Chassis 4 RU, 96 - SC/APC, Singlemode IFC Stranded, 31 Meters, Far end connection Stub | CommScope® |  | LSX | Fiber patch chassis ¦ with IFC cable
LSX-77/0ZC092 |  | Variant of LSX-CHASSIS | LSX Fiber Termination Chassis 4 RU, 96 - SC/UPC, Singlemode IFC Stranded, 92 Meters, Far end connection Stub | CommScope® |  | LSX | Fiber patch chassis ¦ with IFC cable
LSX-L7/0WB010 |  | Variant of LSX-CHASSIS | LSX Fiber Termination Chassis 8 RU, 288 - SC/UPC, Singlemode IFC Ribbon, 10 Meters, Far end connection Stub | CommScope® |  | LSX | Fiber patch chassis ¦ with IFC cable
LSX-67/0PD092 |  | Variant of LSX-CHASSIS | LSX Fiber Termination Chassis 4 RU, 72 - SC/UPC, Singlemode I/O Ribbon, 92 Meters, Far end connection Stub | CommScope® |  | LSX | Fiber patch chassis ¦ with indoor/outdoor cable
LSX-77/0ZC100 |  | Variant of LSX-CHASSIS | LSX Fiber Termination Chassis 4 RU, 96 - SC/UPC, Singlemode IFC Stranded, 100 Meters, Far end connection Stub | CommScope® |  | LSX | Fiber patch chassis ¦ with IFC cable
LSX-671062-A-SPL |  | Variant of LSX-CHASSIS | LSX Fiber Termination/Splice Chassis 4 RU, 72 - SC/UPC, Singlemode Stranded | CommScope® |  | LSX | Fiber patch/splice chassis
LSX-LL/0LH031 |  | Variant of LSX-CHASSIS | LSX Fiber Termination Chassis 8 RU, 288 - SC/APC, Singlemode IFC Ribbon, 31 Meters, Far end connection Stub | CommScope® |  | LSX | Fiber patch chassis ¦ with IFC cable
LSX-6L1062-A-SPL |  | Variant of LSX-CHASSIS | LSX Fiber Termination/Splice Chassis 4 RU, 72 - SC/APC, Singlemode Stranded | CommScope® |  | LSX | Fiber patch/splice chassis
LSX-675063-A-SPL |  | Variant of LSX-CHASSIS | LSX Fiber Termination/Splice Chassis 4 RU, 72 - SC/UPC, Singlemode Stranded | CommScope® |  | LSX | Fiber patch/splice chassis
LSX-7L0000 |  | Variant of LSX-CHASSIS | LSX Fiber Termination Chassis 4 RU, 96 - SC/APC | CommScope® |  | LSX | Fiber patch chassis
LSX-6L5063-A-SPL |  | Variant of LSX-CHASSIS | LSX Fiber Termination/Splice Chassis 4 RU, 72 - SC/APC, Singlemode Ribbon | CommScope® |  | LSX | Fiber patch/splice chassis
LSX-770000 |  | Variant of LSX-CHASSIS | LSX Fiber Termination Chassis 4 RU, 96 - SC/UPC | CommScope® |  | LSX | Fiber patch chassis
LSX-LL/0WA016 |  | Variant of LSX-CHASSIS | LSX Fiber Termination Chassis 8 RU, 288 - SC/APC, Singlemode IFC Ribbon, 16 Meters, Far end connection Stub | CommScope® |  | LSX | Fiber patch chassis ¦ with IFC cable
LSX-LL/0WB023 |  | Variant of LSX-CHASSIS | LSX Fiber Termination Chassis 8 RU, 288 - SC/APC, Singlemode IFC Stranded, 23 Meters, Far end connection Stub | CommScope® |  | LSX | Fiber patch chassis ¦ with IFC cable
LSX-L7/0WB046 |  | Variant of LSX-CHASSIS | LSX Fiber Termination Chassis 8 RU, 288 - SC/UPC, Singlemode IFC Ribbon, 46 Meters, Far end connection Stub | CommScope® |  | LSX | Fiber patch chassis ¦ with IFC cable
LSX-L71242-A-SPL |  | Variant of LSX-CHASSIS | LSX Fiber Termination/Splice Chassis 8 RU, 288 - SC/UPC, Singlemode Stranded | CommScope® |  | LSX | Fiber patch/splice chassis
LSX-77/0T6031 |  | Variant of LSX-CHASSIS | LSX Fiber Termination Chassis 4 RU, 96 - SC/UPC, Singlemode OSP Stranded, 31 Meters, Far end connection Stub | CommScope® |  | LSX | Fiber patch chassis ¦ with OSP cable
LSX-ACC036 |  | Variant | LSX Fiber Fanout Mounting Kit | CommScope® |  | LGX | Fiber breakout kit
LSX-LL/0WB031 |  | Variant of LSX-CHASSIS | LSX Fiber Termination Chassis 8 RU, 288 - SC/APC, Singlemode IFC Stranded, 31 Meters, Far end connection Stub | CommScope® |  | LSX | Fiber patch chassis ¦ with IFC cable
LSX-L7/0WB061 |  | Variant of LSX-CHASSIS | LSX Fiber Termination Chassis 8 RU, 288 - SC/UPC, Singlemode IFC Ribbon, 61 Meters, Far end connection Stub | CommScope® |  | LSX | Fiber patch chassis ¦ with IFC cable
LSX-771082-A-SPL |  | Variant of LSX-CHASSIS | LSX Fiber Termination/Splice Chassis 4 RU, 96 - SC/UPC, Singlemode Stranded | CommScope® |  | LSX | Fiber patch/splice chassis
LSX-LL/0WB046 |  | Variant of LSX-CHASSIS | LSX Fiber Termination Chassis 8 RU, 288 - SC/APC, Singlemode IFC Stranded, 46 Meters, Far end connection Stub | CommScope® |  | LSX | Fiber patch chassis ¦ with IFC cable
LSX-L7/0WD061 |  | Variant of LSX-CHASSIS | LSX Fiber Termination Chassis 8 RU, 288 - SC/UPC, Singlemode OSP Stranded, 61 Meters, Far end connection Stub | CommScope® |  | LSX | Fiber patch chassis ¦ with OSP cable
LSX-LL/0WB061 |  | Variant of LSX-CHASSIS | LSX Fiber Termination Chassis 8 RU, 288 - SC/APC, Singlemode IFC Stranded, 61 Meters, Far end connection Stub | CommScope® |  | LSX | Fiber patch chassis ¦ with IFC cable
LSX-775083-A-SPL |  | Variant of LSX-CHASSIS | LSX Fiber Termination/Splice Chassis 4 RU, 96 - SC/UPC, Singlemode Ribbon | CommScope® |  | LSX | Fiber patch/splice chassis
LSX-T7/0GT092 |  | Variant of LSX-CHASSIS | LSX Fiber Termination Chassis 6 RU, 144 - SC/UPC, Singlemode OSP Stranded, 92 Meters, Far end connection Stub | CommScope® |  | LSX | Fiber patch chassis ¦ with IFC cable
LSX-LL/0WA031 |  | Variant of LSX-CHASSIS | LSX Fiber Termination Chassis 8 RU, 288 - SC/APC, Singlemode IFC Ribbon, 31 Meters, Far end connection Stub | CommScope® |  | LSX | Fiber patch chassis ¦ with IFC cable
LSX-L7/0WE031 |  | Variant of LSX-CHASSIS | LSX Fiber Termination Chassis 8 RU, 288 - SC/UPC, Singlemode I/O Stranded, 31 Meters, Far end connection Stub | CommScope® |  | LSX | Fiber patch chassis ¦ with indoor/outdoor cable
LSX-LK/0WB031 |  | Variant of LSX-CHASSIS | LSX Fiber Termination Chassis 8 RU, 288 - LC/UPC, Singlemode IFC Stranded, 31 Meters, Far end connection Stub | CommScope® |  | LSX | Fiber patch chassis ¦ with IFC cable
LSX-LL/0WB075 |  | Variant of LSX-CHASSIS | LSX Fiber Termination Chassis 8 RU, 288 - SC/APC, Singlemode IFC Stranded, 75 Meters, Far end connection Stub | CommScope® |  | LSX | Fiber patch chassis ¦ with IFC cable
LSX-T7/0LH062 |  | Variant of LSX-CHASSIS | LSX Fiber Termination Chassis 6 RU, 144 - SC/UPC, Singlemode IFC Ribbon, 62 Meters, Far end connection Stub | CommScope® |  | LSX | Fiber patch chassis ¦ with IFC cable
LSX-SPLCA06 |  | Variant of LSX-CHASSIS | LSX Fiber Optic Splice Chassis, 6 RU | CommScope® |  | LSX | Fiber splice chassis
LSX-T7/0LH168 |  | Variant of LSX-CHASSIS | LSX Fiber Termination Chassis 6 RU, 144 - SC/UPC, Singlemode IFC Ribbon, 168 Meters, Far end connection Stub | CommScope® |  | LSX | Fiber patch chassis ¦ with IFC cable
LSX-LL/0WX018 |  | Variant of LSX-CHASSIS | LSX Fiber Termination Chassis 8 RU, 288 - SC/APC, Singlemode IFC Ribbon, 18 Meters, Far end connection Stub | CommScope® |  | LSX | Fiber patch chassis ¦ with OSP cable
LSX-LL/0WA046 |  | Variant of LSX-CHASSIS | LSX Fiber Termination Chassis 8 RU, 288 - SC/APC, Singlemode IFC Ribbon, 46 Meters, Far end connection Stub | CommScope® |  | LSX | Fiber patch chassis ¦ with IFC cable
LSX-T7/0LH016 |  | Variant of LSX-CHASSIS | LSX Fiber Termination Chassis 6 RU, 144 - SC/UPC, Singlemode IFC Ribbon, 16 Meters, Far end connection Stub | CommScope® |  | LSX | Fiber patch chassis ¦ with IFC cable
LSX-T7/0LH077 |  | Variant of LSX-CHASSIS | LSX Fiber Termination Chassis 6 RU, 144 - SC/UPC, Singlemode IFC Ribbon, 77 Meters, Far end connection Stub | CommScope® |  | LSX | Fiber patch chassis ¦ with IFC cable
LSX-LK/0WE031 |  | Variant of LSX-CHASSIS | LSX Fiber Termination Chassis 8 RU, 288 - LC/UPC, Singlemode I/O Stranded, 31 Meters, Far end connection Stub | CommScope® |  | LSX | Fiber patch chassis ¦ with indoor/outdoor cable
LSX-T7/0LH023 |  | Variant of LSX-CHASSIS | LSX Fiber Termination Chassis 6 RU, 144 - SC/UPC, Singlemode IFC Ribbon, 23 Meters, Far end connection Stub | CommScope® |  | LSX | Fiber patch chassis ¦ with IFC cable
LSX-LK0000 |  | Variant of LSX-CHASSIS | LSX Fiber Termination Chassis 8 RU, 288 - LC/UPC | CommScope® |  | LSX | Fiber patch chassis
LSX-LL1242-A-SPL |  | Variant of LSX-CHASSIS | LSX Fiber Termination/Splice Chassis 8 RU, 288 - SC/APC, Singlemode Stranded | CommScope® |  | LSX | Fiber patch/splice chassis
LSX-LL/0WA077 |  | Variant of LSX-CHASSIS | LSX Fiber Termination Chassis 8 RU, 288 - SC/APC, Singlemode IFC Ribbon, 77 Meters, Far end connection Stub | CommScope® |  | LSX | Fiber patch chassis ¦ with IFC cable
LSX-LL/0WC061 |  | Variant of LSX-CHASSIS | LSX Fiber Termination Chassis 8 RU, 288 - SC/APC, Singlemode OSP Ribbon, 61 Meters, Far end connection Stub | CommScope® |  | LSX | Fiber patch chassis ¦ with IFC cable
LSX-LK1242-A-SPL |  | Variant of LSX-CHASSIS | LSX Fiber Termination/Splice Chassis 8 RU, 288 - LC/UPC, Singlemode Stranded | CommScope® |  | LSX | Fiber patch/splice chassis
LSX-LL/0WC214 |  | Variant of LSX-CHASSIS | LSX Fiber Termination Chassis 8 RU, 288 - SC/APC, Singlemode OSP Ribbon, 214 Meters, Far end connection Stub | CommScope® |  | LSX | Fiber patch chassis ¦ with IFC cable
LSX-LK5243-A-SPL |  | Variant of LSX-CHASSIS | LSX Fiber Termination/Splice Chassis 8 RU, 288 - LC/UPC, Singlemode Ribbon | CommScope® |  | LSX | Fiber patch/splice chassis
LSX-T7/0GT031 |  | Variant of LSX-CHASSIS | LSX Fiber Termination Chassis 6 RU, 144 - SC/UPC, Singlemode OSP Stranded, 31 Meters, Far end connection Stub | CommScope® |  | LSX | Fiber patch chassis ¦ with IFC cable
LSX-T7/0T7046 |  | Variant of LSX-CHASSIS | LSX Fiber Termination Chassis 6 RU, 144 - SC/UPC, Singlemode OSP Stranded, 46 Meters, Far end connection Stub | CommScope® |  | LSX | Fiber patch chassis ¦ with OSP cable
LSX-T7/0GT061 |  | Variant of LSX-CHASSIS | LSX Fiber Termination Chassis 6 RU, 144 - SC/UPC, Singlemode OSP Stranded, 61 Meters, Far end connection Stub | CommScope® |  | LSX | Fiber patch chassis ¦ with IFC cable
LSX-T7/0T7061 |  | Variant of LSX-CHASSIS | LSX Fiber Termination Chassis 6 RU, 144 - SC/UPC, Singlemode OSP Stranded, 61 Meters, Far end connection Stub | CommScope® |  | LSX | Fiber patch chassis ¦ with OSP cable
LSX-T7/0PG092 |  | Variant of LSX-CHASSIS | LSX Fiber Termination Chassis 6 RU, 144 - SC/UPC, Singlemode I/O Ribbon, 92 Meters, Far end connection Stub | CommScope® |  | LSX | Fiber patch chassis ¦ with IFC cable
LSX-TL/0LH016 |  | Variant of LSX-CHASSIS | LSX Fiber Termination Chassis 6 RU, 144 - SC/APC, Singlemode IFC Ribbon, 16 Meters, Far end connection Stub | CommScope® |  | LSX | Fiber patch chassis ¦ with IFC cable
LSX-T7/0LH054 |  | Variant of LSX-CHASSIS | LSX Fiber Termination Chassis 6 RU, 144 - SC/UPC, Singlemode IFC Ribbon, 54 Meters, Far end connection Stub | CommScope® |  | LSX | Fiber patch chassis ¦ with IFC cable
LSX-T7/0ZD016 |  | Variant of LSX-CHASSIS | LSX Fiber Termination Chassis 6 RU, 144 - SC/UPC, Singlemode IFC Stranded, 16 Meters, Far end connection Stub | CommScope® |  | LSX | Fiber patch chassis ¦ with IFC cable
LSX-T7/0PG122 |  | Variant of LSX-CHASSIS | LSX Fiber Termination Chassis 6 RU, 144 - SC/UPC, Singlemode I/O Ribbon, 122 Meters, Far end connection Stub | CommScope® |  | LSX | Fiber patch chassis ¦ with IFC cable
LSX-T71122-A-SPL |  | Variant of LSX-CHASSIS | LSX Fiber Termination/Splice Chassis 6 RU, 144 - SC/UPC, Singlemode Stranded | CommScope® |  | LSX | Fiber patch/splice chassis
LSX-T7/0LH061 |  | Variant of LSX-CHASSIS | LSX Fiber Termination Chassis 6 RU, 144 - SC/UPC, Singlemode IFC Ribbon, 61 Meters, Far end connection Stub | CommScope® |  | LSX | Fiber patch chassis ¦ with IFC cable
LSX-TL/LZD031 |  | Variant of LSX-CHASSIS | LSX Fiber Termination Chassis 6 RU, 144 - SC/APC, Singlemode IFC Stranded, 31 Meters, Far end connection SC/APC | CommScope® |  | LSX | Fiber patch chassis ¦ with IFC cable
LSX-T7/0ZD020 |  | Variant of LSX-CHASSIS | LSX Fiber Termination Chassis 6 RU, 144 - SC/UPC, Singlemode IFC Stranded, 20 Meters, Far end connection Stub | CommScope® |  | LSX | Fiber patch chassis ¦ with IFC cable
LSX-T7/0LH153 |  | Variant of LSX-CHASSIS | LSX Fiber Termination Chassis 6 RU, 144 - SC/UPC, Singlemode IFC Ribbon, 153 Meters, Far end connection Stub | CommScope® |  | LSX | Fiber patch chassis ¦ with IFC cable
LSX-TL/0LH061 |  | Variant of LSX-CHASSIS | LSX Fiber Termination Chassis 6 RU, 144 - SC/APC, Singlemode IFC Ribbon, 61 Meters, Far end connection Stub | CommScope® |  | LSX | Fiber patch chassis ¦ with IFC cable
LSX-T7/0ZD031 |  | Variant of LSX-CHASSIS | LSX Fiber Termination Chassis 6 RU, 144 - SC/UPC, Singlemode IFC Stranded, 31 Meters, Far end connection Stub | CommScope® |  | LSX | Fiber patch chassis ¦ with IFC cable
LSX-T90000 |  | Variant of LSX-CHASSIS | LSX Fiber Termination Chassis 6 RU, 144 - MMSC | CommScope® |  | LSX | Fiber patch chassis
LSX-T7/0LH165 |  | Variant of LSX-CHASSIS | LSX Fiber Termination Chassis 6 RU, 144 - SC/UPC, Singlemode IFC Ribbon, 165 Meters, Far end connection Stub | CommScope® |  | LSX | Fiber patch chassis ¦ with IFC cable
LSX-T7/0ZD035 |  | Variant of LSX-CHASSIS | LSX Fiber Termination Chassis 6 RU, 144 - SC/UPC, Singlemode IFC Stranded, 35 Meters, Far end connection Stub | CommScope® |  | LSX | Fiber patch chassis ¦ with IFC cable
LSX-TL/0LH077 |  | Variant of LSX-CHASSIS | LSX Fiber Termination Chassis 6 RU, 144 - SC/APC, Singlemode IFC Ribbon, 77 Meters, Far end connection Stub | CommScope® |  | LSX | Fiber patch chassis ¦ with IFC cable
LSX-TK/0ZD031 |  | Variant of LSX-CHASSIS | LSX Fiber Termination Chassis 6 RU, 144 - LC/UPC, Singlemode IFC Stranded, 31 Meters, Far end connection Stub | CommScope® |  | LSX | Fiber patch chassis ¦ with IFC cable
LSX-TK0000 |  | Variant of LSX-CHASSIS | LSX Fiber Termination Chassis 6 RU, 144 - LC/UPC | CommScope® |  | LSX | Fiber patch chassis
LSX-TL1122-A-SPL |  | Variant of LSX-CHASSIS | LSX Fiber Termination/Splice Chassis 6 RU, 144 - SC/APC, Singlemode Stranded | CommScope® |  | LSX | Fiber patch/splice chassis
LSX-T7/0ZD077 |  | Variant of LSX-CHASSIS | LSX Fiber Termination Chassis 6 RU, 144 - SC/UPC, Singlemode IFC Stranded, 77 Meters, Far end connection Stub | CommScope® |  | LSX | Fiber patch chassis ¦ with IFC cable
LSX-TM/0ZD046 |  | Variant of LSX-CHASSIS | LSX Fiber Termination Chassis 6 RU, 144 - LC/APC, Singlemode IFC Stranded, 46 Meters, Far end connection Stub | CommScope® |  | LSX | Fiber patch chassis ¦ with IFC cable
LSX-TL/0GT031 |  | Variant of LSX-CHASSIS | LSX Fiber Termination Chassis 6 RU, 144 - SC/APC, Singlemode OSP Ribbon, 31 Meters, Far end connection Stub | CommScope® |  | LSX | Fiber patch chassis ¦ with IFC cable
LSX-TM5123-A-SPL |  | Variant of LSX-CHASSIS | LSX Fiber Termination/Splice Chassis 6 RU, 144 - LC/UPC, Singlemode Ribbon | CommScope® |  | LSX | Fiber patch/splice chassis
LSX-TL/0GT092 |  | Variant of LSX-CHASSIS | LSX Fiber Termination Chassis 6 RU, 144 - SC/APC, Singlemode OSP Ribbon, 92 Meters, Far end connection Stub | CommScope® |  | LSX | Fiber patch chassis ¦ with IFC cable
LSX-TL/0T7031 |  | Variant of LSX-CHASSIS | LSX Fiber Termination Chassis 6 RU, 144 - SC/APC, Singlemode OSP Stranded, 31 Meters, Far end connection Stub | CommScope® |  | LSX | Fiber patch chassis ¦ with OSP cable
LSX-TL/0ZD046 |  | Variant of LSX-CHASSIS | LSX Fiber Termination Chassis 6 RU, 144 - SC/APC, Singlemode IFC Stranded, 46 Meters, Far end connection Stub | CommScope® |  | LSX | Fiber patch chassis ¦ with IFC cable
817678-000 | FIST-GCO2-BC6-GN | Variant of FIST-GCO2-B | FIST® GC02 Fiber Optic Splice Closure, Heat Shrink or Gold Gel Cable sealing, size BC, no pre-installed fiber trays, 6 round ports + 1 oval port |  | FIST® | FIST-GCO2 | Single-ended ¦ round fiber closure
FPS-SPD1CJJ |  | Variant of LSX-SPLTR-MODULES | LGX Fiber Optic Splitter Module, 1 x 16, 7 in, SC/APC, singlemode |  |  | LGX | Splitter module
FPS-SPD1JJJ |  | Variant of LSX-SPLTR-MODULES | LGX Fiber Optic Splitter Module, 1 x 8, SC/APC, singlemode |  |  | LGX | Splitter module
FPS-SPL1GJJ |  | Variant of LSX-SPLTR-MODULES | LGX Fiber Optic Splitter Module, 2 x 32, 9 in, SC/APC, singlemode |  |  | LGX | Splitter module
FPX-1FRP08-122 |  | Variant of FPX-TERMINATION-SPLICE-PANELS | FPX Fiber Optic Termination/Splice Module, 1RU, 19in, Singlemode, 12 fiber, LC/UPC Connector, putty white | CommScope® |  | FPX | Fiber patch/splice panel |  | Discontinued
NG4-CMDMMGQ |  | Variant of NG4-CABLED-MODULES | NG4access® Cabled Module, singlemode LC/APC to LC/APC, 72 fiber, stranded, IFC |  | NG4access® | LSX ¦ NG4 | Fiber cabled module
NG4-CMD7LHQ |  | Variant of NG4-CABLED-MODULES | NG4access® Cabled Module, singlemode SC/UPC to SC/APC, 144 fiber, stranded, IFC |  | NG4access® | LSX ¦ NG4 | Fiber cabled module
NG4-CMDKKHQ |  | Variant of NG4-CABLED-MODULES | NG4access® Cabled Module, singlemode LC/UPC to LC/UPC, 144 fiber, stranded, IFC |  | NG4access® | LSX ¦ NG4 | Fiber cabled module
NG4-CMDK7KQ |  | Variant of NG4-CABLED-MODULES | NG4access® Cabled Module, singlemode LC/UPC to SC/UPC, 96 fiber, stranded, IFC |  | NG4access® | LSX ¦ NG4 | Fiber cabled module
NG4-CMDK0RG |  | Variant of NG4-CABLED-MODULES | NG4access® Cabled Module, singlemode LC/UPC to stub, 72 fiber, rollable ribbon, indoor/outdoor |  | NG4access® | LSX ¦ NG4 | Fiber cabled module
NG4-CMDK0GQ |  | Variant of NG4-CABLED-MODULES | NG4access® Cabled Module, singlemode LC/UPC to stub, 72 fiber, stranded, IFC |  | NG4access® | LSX ¦ NG4 | Fiber cabled module
NG4-CMDK0HQ |  | Variant of NG4-CABLED-MODULES | NG4access® Cabled Module, singlemode LC/UPC to stub, 144 fiber, stranded, IFC |  | NG4access® | LSX ¦ NG4 | Fiber cabled module
NG4-CMDK0HS |  | Variant of NG4-CABLED-MODULES | NG4access® Cabled Module, singlemode LC/UPC to stub, 144 fiber, ribbon, IFC |  | NG4access® | LSX ¦ NG4 | Fiber cabled module
NG4-CMDKNHQ |  | Variant of NG4-CABLED-MODULES | NG4access® Cabled Module, singlemode LC/UPC module at both sides, 144 fiber, stranded, IFC |  | NG4access® | LSX ¦ NG4 | Fiber cabled module
NG4-CMDL0GQ |  | Variant of NG4-CABLED-MODULES | NG4access® Cabled Module, singlemode SC/APC to stub, 72 fiber, stranded, IFC |  | NG4access® | LSX ¦ NG4 | Fiber cabled module
NG4-CMDL0RK |  | Variant of NG4-CABLED-MODULES | NG4access® Cabled Module, singlemode SC/APC to stub, 96 fiber, rollable ribbon, indoor/outdoor |  | NG4access® | LSX ¦ NG4 | Fiber cabled module
NG4-CMDM0GQ |  | Variant of NG4-CABLED-MODULES | NG4access® Cabled Module, singlemode LC/APC to stub, 72 fiber, stranded |  | NG4access® | LSX ¦ NG4 | Fiber cabled module
NG4-CMDM0HQ |  | Variant of NG4-CABLED-MODULES | NG4access® Cabled Module, singlemode LC/APC to stub, 144 fiber, stranded, IFC |  | NG4access® | LSX ¦ NG4 | Fiber cabled module
NG4-CMDM0HS |  | Variant of NG4-CABLED-MODULES | NG4access® Cabled Module, singlemode LC/APC to stub, 144 fiber, ribbon, IFC |  | NG4access® | LSX ¦ NG4 | Fiber cabled module
NG4-CMDM0RK |  | Variant of NG4-CABLED-MODULES | NG4access® Cabled Module, singlemode LC/APC to stub, 96 fiber, rollable ribbon, indoor/outdoor |  | NG4access® | LSX ¦ NG4 | Fiber cabled module
NG4-CMDMNRG |  | Variant of NG4-CABLED-MODULES | NG4access® Cabled Module, singlemode LC/APC module at both sides, 72 fiber, rollable ribbon, indoor/outdoor |  | NG4access® | LSX ¦ NG4 | Fiber cabled module
NG4-CMDK0HL |  | Variant of NG4-CABLED-MODULES | NG4access® Cabled Module, singlemode LC/UPC to stub, 144 fiber, stranded, indoor/outdoor |  | NG4access® | LSX ¦ NG4 | Fiber cabled module
NG4-CMDK0RJ |  | Variant of NG4-CABLED-MODULES | NG4access® Cabled Module, singlemode LC/UPC to stub, 216 fiber, rollable ribbon, indoor/outdoor |  | NG4access® | LSX ¦ NG4 | Fiber cabled module
NG4-CMDK0JS |  | Variant of NG4-CABLED-MODULES | NG4access® Cabled Module, singlemode LC/UPC to stub, 216 fiber, rollable ribbon, indoor/outdoor |  | NG4access® | LSX ¦ NG4 | Fiber cabled module
NG4-CMDK0RK |  | Variant of NG4-CABLED-MODULES | NG4access® Cabled Module, singlemode LC/UPC to stub, 96 fiber, rollable ribbon, indoor/outdoor |  | NG4access® | LSX ¦ NG4 | Fiber cabled module
NG4-CMDL0HL |  | Variant of NG4-CABLED-MODULES | NG4access® Cabled Module, singlemode SC/APC to stub, 144 fiber, stranded, indoor/outdoor |  | NG4access® | LSX ¦ NG4 | Fiber cabled module
NG4-CMDM0RJ |  | Variant of NG4-CABLED-MODULES | NG4access® Cabled Module, singlemode LC/APC to stub, 216 fiber, rollable ribbon, indoor/outdoor |  | NG4access® | LSX ¦ NG4 | Fiber cabled module
NG4-CMD70M2 |  | Variant of NG4-CABLED-MODULES | NG4access® Cabled Module, singlemode SC/UPC to stub, 24 fiber, microcable |  | NG4access® | LSX ¦ NG4 | Fiber cabled module
NG4-CMD77M2 |  | Variant of NG4-CABLED-MODULES | NG4access® Cabled Module, singlemode SC/UPC to SC/UPC, 24 fiber, microcable |  | NG4access® | LSX ¦ NG4 | Fiber cabled module
NG4-CMDK0M2 |  | Variant of NG4-CABLED-MODULES | NG4access® Cabled Module, singlemode LC/UPC to stub, 24 fiber, microcable |  | NG4access® | LSX ¦ NG4 | Fiber cabled module
NG4-CMDK7M2 |  | Variant of NG4-CABLED-MODULES | NG4access® Cabled Module, singlemode LC/UPC to SC/UPC, 24 fiber, microcable |  | NG4access® | LSX ¦ NG4 | Fiber cabled module
NG4-CMDKEM2 |  | Variant of NG4-CABLED-MODULES | NG4access® Cabled Module, singlemode LC/UPC to MPO, 24 fiber, microcable |  | NG4access® | LSX ¦ NG4 | Fiber cabled module
NG4-CMDKNM2 |  | Variant of NG4-CABLED-MODULES | NG4access® Cabled Module, singlemode LC/UPC module at both sides, 24 fiber, microcable |  | NG4access® | LSX ¦ NG4 | Fiber cabled module
NG4-CMDMEM2 |  | Variant of NG4-CABLED-MODULES | NG4access® Cabled Module, singlemode LC/APC to MPO, 24 fiber, microcable |  | NG4access® | LSX ¦ NG4 | Fiber cabled module
NG4-CMDK0R4 |  | Variant of NG4-CABLED-MODULES | NG4access® Cabled Module, singlemode LC/UPC to stub, 288 fiber, Rollable Ribbon, indoor/outdoor |  | NG4access® | LSX ¦ NG4 | Fiber cabled module
NG4-CMDK0R6 |  | Variant of NG4-CABLED-MODULES | NG4access® Cabled Module, singlemode LC/UPC to stub, 576 fiber, Rollable Ribbon, indoor/outdoor |  | NG4access® | LSX ¦ NG4 | Fiber cabled module
NG4-CMDK0R8 |  | Variant of NG4-CABLED-MODULES | NG4access® Cabled Module, singlemode LC/UPC to stub, 864 fiber, Rollable Ribbon, indoor/outdoor |  | NG4access® | LSX ¦ NG4 | Fiber cabled module
NG4-CMDM0R3 |  | Variant of NG4-CABLED-MODULES | NG4access® Cabled Module, singlemode LC/APC to stub, 144 fiber, Rollable Ribbon, indoor/outdoor |  | NG4access® | LSX ¦ NG4 | Fiber cabled module
NG4-CMDM0R5 |  | Variant of NG4-CABLED-MODULES | NG4access® Cabled Module, singlemode LC/APC to stub, 432 fiber, Rollable Ribbon, indoor/outdoor |  | NG4access® | LSX ¦ NG4 | Fiber cabled module
NG4-CMDM0R6 |  | Variant of NG4-CABLED-MODULES | NG4access® Cabled Module, singlemode LC/APC to stub, 576 fiber, Rollable Ribbon, indoor/outdoor |  | NG4access® | LSX ¦ NG4 | Fiber cabled module
NG4-CMDM0R2 |  | Variant of NG4-CABLED-MODULES | NG4access® Cabled Module, singlemode LC/APC to stub, 24 fiber, Rollable Ribbon, Plenum |  | NG4access® | LSX ¦ NG4 | Fiber cabled module
NG4-CMDK0R2 |  | Variant of NG4-CABLED-MODULES | NG4access® Cabled Module, singlemode LC/UPC to stub, 24 fiber, Rollable Ribbon, Plenum |  | NG4access® | LSX ¦ NG4 | Fiber cabled module
BUDI-R24JC3059A |  | Variant of BUDI-R | BUDI™ Rapid Terminal, 24-position, SC/APC, Indoor/Outdoor riser cable, MPO at far end, 1000 ft | CommScope® | BUDI™ ¦ RapidReel® | BUDI-R | Rapid distribution terminal
FGS-MHRT-F/B-VS |  | Variant | FiberGuide® Variable Support Kit for 4x12in Tee with 6in Exit |  | FiberGuide® |  | Support mounting kit
2160938-1 | OCP-LG-02MASEN-XX-(12COL) | Variant of OCP | Fiber Optic Pigtail, Simplex, Singlemode, LC/APC to Stub, 0.9 mm diameter, multicolor, 2 m |  |  | OCP | Fiber pigtail ¦ jacketed
LSX-1L1012-A-SPL |  | Variant of LSX-CHASSIS | LSX Fiber Termination/Splice Chassis 1 RU, 24 - SC/APC, Singlemode, Ribbon | CommScope® |  | LSX | Fiber patch/splice chassis
RCP-1K4PUK03167 |  | Variant of RAPID-FIBER-PANELS | RapidFiber® Termination Panel, 48-Position 1RU, singlemode, LC/UPC to LC/UPC, 31m 67in breakout | CommScope® | RapidFiber® | RCP | Fiber patch panel ¦ with rapid cable
FPS-SPL1AJJ |  | Variant of LSX-SPLTR-MODULES | LGX Fiber Optic Splitter Module, 1 x 32, 9 in, SC/APC, singlemode |  |  | LGX | Splitter module
760252003 | PPL-2U | Variant of PROPEL-PANELS | Propel 2RU sliding tray fiber panel, accepts Propel ULL modules or adapter packs, providing up to 144 duplex LC ports, 144 MPO ports or 288 SN ports (576f) | CommScope® | Propel | PPL | Fiber patch panel
FGS-HNTS-F-1/2-A |  | Variant | FiberGuide® Top Support Adjustable C-Bracket Kit, 1/2in for 4x12in System |  | FiberGuide® |  | Support mounting kit
FGS-HNTS-F-12MM-A |  | Variant | FiberGuide® Top Support Adjustable C-Bracket Kit, 12mm for 4x12in System |  | FiberGuide® |  | Support mounting kit
FGS-HNTS-H-1/2-A |  | Variant | FiberGuide® Top Support Adjustable C-Bracket Kit, 1/2in for 4x24in System |  | FiberGuide® |  | Support mounting kit
FGS-HNTS-H-5/8-A |  | Variant | FiberGuide® Top Support Adjustable C-Bracket Kit, 5/8in for 4x24in System |  | FiberGuide® |  | Support mounting kit
NG4-CMDKPGQ |  | Variant of NG4-CABLED-MODULES | NG4access® Cabled Module, singlemode LC/UPC to MPO/APC, 72 fiber, stranded, IFC |  | NG4access® | LSX ¦ NG4 | Fiber cabled module
NG4-CMDKPHQ |  | Variant of NG4-CABLED-MODULES | NG4access® Cabled Module, singlemode LC/UPC to MPO/APC, 144 fiber, stranded, IFC |  | NG4access® | LSX ¦ NG4 | Fiber cabled module
NG4-CMDMPHQ |  | Variant of NG4-CABLED-MODULES | NG4access® Cabled Module, singlemode LC/APC to MPO/APC, 144 fiber, stranded, IFC |  | NG4access® | LSX ¦ NG4 | Fiber cabled module
760253735 | PPL-DM-12U-12LC-OM5-SAMPLE | Variant of PROPEL-MODULES | Propel Sample Multimode OM5 MPO-12 Distribution Module, 6 duplex LC to 1X12f MPO, No fiber | CommScope® | Propel | PPL | Fiber module
760253736 | PPL-DM-16AU-16LC-OM5-SAMPLE | Variant of PROPEL-MODULES | Propel Sample Multimode OM5 MPO-16 Distribution Module, 8 duplex LC to 1X16f MPO, No fiber | CommScope® | Propel | PPL | Fiber module
760253737 | PPL-DM-16AU-8SN-SM-SAMPLE | Variant of PROPEL-MODULES | Propel Sample Singlemode MPO-16 Distribution Module, 8SN to 1X16f MPO, No fiber | CommScope® | Propel | PPL | Fiber module
NG4-VMMRF4A |  | Variant of NG4-MON-MODULES | NG4access® Module VAM, Monitoring, 90/10, singlemode, LC/APC, front, right, 4 circuits |  | NG4access® | FACT ¦ NG4 | Monitoring module | Build America Buy America (BABA) compliant*
FGS-HTBK-24-5 |  | Variant | FiberGuide® 24in Horizontal Tool-less Bracket Kit for 4x24in System, 5in Tall |  | FiberGuide® |  | Support mounting kit
FGSB-MEXP-ABF-NC |  | Variant | FiberGuide® 2-Inch Express Exit™, Cover Not Included, 4x4, 4x6, 4x12, 4x24in, Black |  | FiberGuide® |  | Express exit
760254221 |  | Variant of PROPEL-COLOR-COLLARS | Propel Color Collar - Rose, 25 pack | CommScope® | Propel | PPL | Color Cap
760254223 |  | Variant of PROPEL-COLOR-COLLARS | Propel Color Collar - Orange, 25 pack | CommScope® | Propel | PPL | Color Cap
760254227 |  | Variant of PROPEL-COLOR-COLLARS | Propel Color Collar - Violet, 25 pack | CommScope® | Propel | PPL | Color Cap
760254228 |  | Variant of PROPEL-COLOR-COLLARS | Propel Color Collar - Slate, 25 pack | CommScope® | Propel | PPL | Color Cap
FGS-HDSB-U-A |  | Variant | FiberGuide® Retro Fit Lateral Support Bracket for Heavy Duty 4-Inch Express Exit™ Bracket, 4x12in System |  | FiberGuide® |  | Support mounting kit
FGS-HDSB-KIT-A |  | Variant | FiberGuide® Heavy Duty and Lateral Support Brackets for 4-Inch Express Exit™, 4x12in System |  | FiberGuide® |  | Support mounting kit
BUDI-R24JP0309A |  | Variant of BUDI-R | BUDI™ Rapid Terminal, 24-position, SC/APC, Indoor plenum cable, MPO at far end, 100 ft | CommScope® | BUDI™ ¦ RapidReel® | BUDI-R | Rapid distribution terminal
BUDI-R24JP0619A |  | Variant of BUDI-R | BUDI™ Rapid Terminal, 24-position, SC/APC, Indoor plenum cable, MPO at far end, 200 ft | CommScope® | BUDI™ ¦ RapidReel® | BUDI-R | Rapid distribution terminal
BUDI-R24JP1529A |  | Variant of BUDI-R | BUDI™ Rapid Terminal, 24-position, SC/APC, Indoor plenum cable, MPO at far end, 500 ft | CommScope® | BUDI™ ¦ RapidReel® | BUDI-R | Rapid distribution terminal
BUDI-R24NP0309A |  | Variant of BUDI-R | BUDI™ Rapid Terminal, 24-position, SC/UPC, Indoor plenum cable, MPO at far end, 100 ft | CommScope® | BUDI™ ¦ RapidReel® | BUDI-R | Rapid distribution terminal
BUDI-R24NP3059A |  | Variant of BUDI-R | BUDI™ Rapid Terminal, 24-position, SC/UPC, Indoor plenum cable, MPO at far end, 1000 ft | CommScope® | BUDI™ ¦ RapidReel® | BUDI-R | Rapid distribution terminal
BUDI-R24JP0159D |  | Variant of BUDI-R | BUDI™ Rapid Terminal, 24-position, SC/APC, Indoor plenum cable, no connector at far end, 50 ft | CommScope® | BUDI™ ¦ RapidReel® | BUDI-R | Rapid distribution terminal
BUDI-R24JP3059D |  | Variant of BUDI-R | BUDI™ Rapid Terminal, 24-position, SC/APC, Indoor plenum cable, no connector at far end, 1000 ft | CommScope® | BUDI™ ¦ RapidReel® | BUDI-R | Rapid distribution terminal
760252362 | PPL-AP-12-LC-SM | Variant of PROPEL-ADAPTER-PACKS | Propel pass-through adapter pack, singlemode, 6 duplex LC/UPC ports | CommScope® | Propel | PPL | Fiber adapter pack
760252365 | PPL-AP-16-LC-SM | Variant of PROPEL-ADAPTER-PACKS | Propel pass-through adapter pack, singlemode, 8 duplex LC/UPC ports | CommScope® | Propel | PPL | Fiber adapter pack
760252366 | PPL-AP-16-LC-OM4 | Variant of PROPEL-ADAPTER-PACKS | Propel pass-through adapter pack, multimode OM4, 8 duplex LC ports | CommScope® | Propel | PPL | Fiber adapter pack
760252370 | PPL-AP-24-LC-OM5 | Variant of PROPEL-ADAPTER-PACKS | Propel pass-through adapter pack, multimode OM5, 12 duplex LC ports | CommScope® | Propel | PPL | Fiber adapter pack
760252371 | PPL-AP-4-MPO-ALL-B | Variant of PROPEL-ADAPTER-PACKS | Propel pass-through adapter pack, 4 MPO8-12-24 ports, Type B | CommScope® | Propel | PPL | Fiber adapter pack
760252373 | PPL-AP-8-MPO-ALL-B | Variant of PROPEL-ADAPTER-PACKS | Propel pass-through adapter pack, 8 MPO8-12-24 ports, Type B | CommScope® | Propel | PPL | Fiber adapter pack
760252374 | PPL-AP-12-MPO-ALL-B | Variant of PROPEL-ADAPTER-PACKS | Propel pass-through adapter pack, 12 MPO8-12-24 ports, Type B | CommScope® | Propel | PPL | Fiber adapter pack
1RU-SP3232001 | 1RU SPLTR PNL 2X32 APC/SC | Variant of 1RU-SPLTR-PNLS | 1RU panel, 2X32 split ratio, 1 splitter, SC/APC connectors |  |  | 1RU | Splitter patch panel | Build America Buy America (BABA) compliant*
1RU-SP4132001 | 1RU SPLTR PNL 1X32 UPC/SC | Variant of 1RU-SPLTR-PNLS | 1RU panel, 1X32 split ratio, 1 splitter, SC/UPC connectors |  |  | 1RU | Splitter patch panel | Build America Buy America (BABA) compliant*
1RU-SP1232002 | 1RU SPLTR PNL (2) 2X32 APC/LC | Variant of 1RU-SPLTR-PNLS | 1RU panel, 2X32 split ratio, 2 splitters, LC/APC connectors |  |  | 1RU | Splitter patch panel | Build America Buy America (BABA) compliant*
1RU-SP2132001 | 1RU SPLTR PNL 1X32 UPC/LC | Variant of 1RU-SPLTR-PNLS | 1RU panel, 1X32 split ratio, 1 splitter, LC/UPC connectors |  |  | 1RU | Splitter patch panel | Build America Buy America (BABA) compliant*
1RU-SP2132002 | 1RU SPLTR PNL (2) 1X32 UPC/LC | Variant of 1RU-SPLTR-PNLS | 1RU panel, 1X32 split ratio, 2 splitters, LC/UPC connectors |  |  | 1RU | Splitter patch panel | Build America Buy America (BABA) compliant*
1RU-SP2164001 | 1RU SPLTR PNL 1X64 UPC/LC | Variant of 1RU-SPLTR-PNLS | 1RU panel, 1X64 split ratio, 1 splitter, LC/UPC connectors |  |  | 1RU | Splitter patch panel | Build America Buy America (BABA) compliant*
FGSB-MSHS-F-CF |  | Variant of FGS-MSHS | FiberGuide® Horizontal Straight Section with Center Divider, 4x12in, Black |  | FiberGuide® |  | Straight section
LSX-LM/0WA031 |  | Variant of LSX-CHASSIS | LSX Fiber Termination Chassis 8 RU, 288 - LC/APC, Singlemode IFC Ribbon, 31 Meters, Far end connection Stub | CommScope® |  | LSX | Fiber patch chassis ¦ with IFC cable
LSX-300000-CMOD |  | Variant of LSX-CHASSIS | LSX Empty CMOD 3RU Chassis, for holding up to 6 CMOD modules | CommScope® |  | LSX | Fiber patch chassis
LSX-T00000-CMOD |  | Variant of LSX-CHASSIS | LSX Empty CMOD 5RU Chassis, for holding up to 12 CMOD modules | CommScope® |  | LSX | Fiber patch chassis
PPLURXDLCMPD |  | Variant of PROPEL-CABLED-MODULES | Propel ULL Multimode OM4 Cabled Module, 1x12 duplex LC Propel module on End A to 1x12f MPO/UPC non-pinned on End B, 12 fiber LSZH Patchcord, Method B Enhanced |  | Propel | PPL | Fiber cabled module
PPLUJX8LCUCM |  | Variant of PROPEL-CABLED-MODULES | Propel ULL Multimode OM4 Cabled Module, 18x8 duplex LC Propel module on End A to Stub on End B, 144 fiber LSZH Trunk, Method B Enhanced |  | Propel | PPL | Fiber cabled module
PPLUJX8LCUCR |  | Variant of PROPEL-CABLED-MODULES | Propel ULL Multimode OM4 Cabled Module, 2x8 duplex LC Propel module on End A to Stub on End B, 16 fiber LSZH Trunk, Method B Enhanced |  | Propel | PPL | Fiber cabled module
PPLUJX8LCUCU |  | Variant of PROPEL-CABLED-MODULES | Propel ULL Multimode OM4 Cabled Module, 8x8 duplex LC Propel module on End A to Stub on End B, 64 fiber LSZH Trunk, Method B Enhanced |  | Propel | PPL | Fiber cabled module
PPLUJXDLCLCF |  | Variant of PROPEL-CABLED-MODULES | Propel ULL Multimode OM4 Cabled Module, 2x12 duplex LC Propel module on End A to 2x12 on End B, 24 fiber LSZH Trunk, Method B Enhanced |  | Propel | PPL | Fiber cabled module
760254908 | PPL-2U-HD-FX-OPEN | Variant of PROPEL-PANELS | Propel 2RU fixed tray open fiber panel, accepts Propel components, providing up to 96 duplex LC ports, 96 MPO ports or 192 SN ports (384f) | CommScope® | Propel | PPL | Fiber patch panel
760255953 | PPL-1U-W | Variant of PROPEL-PANELS | Propel 1RU sliding tray white fiber panel, accepts Propel ULL modules or adapter packs, providing up to 72 duplex LC ports, 72 MPO ports or 144 SN ports (288f) | CommScope® | Propel | PPL | Fiber patch panel
760253207 | FACT-1EPATHDLCS | Variant of FACT-PATCH-CHASSIS | FACT® Fiber Optic High Density Patch Chassis, gray, 1E high, 72-port, singlemode, holding 2 hinged trays loaded with LC adapterpacks to be used with 1.2 mm simplex patch cords | CommScope® | FACT® | FACT | Fiber patch chassis
760253362 | FACT-1EPATHDLCD | Variant of FACT-PATCH-CHASSIS | FACT® Fiber Optic High Density Patch Chassis, gray, 1E high, 72-port, singlemode, holding 2 hinged trays loaded with LC adapterpacks to be used with 1.6 mm duplex patch cords | CommScope® | FACT® | FACT | Fiber patch chassis
FGS-MKIT-M |  | Variant | FiberGuide® Cutting Guide, No Saw Included, 4x18in |  | FiberGuide® |  | Cutting tool
FGSB-MH9E-M |  | Variant | FiberGuide® 90° Horizontal Elbow, 4x18in, Black |  | FiberGuide® |  | Elbow
760259046 | MFPS-KED-P-YRLG-01164P | Variant of MFPS-PANELS | MFPS Fiber Optic panel, 1RU, 1 splitter 1x64, right side orientation, LC/APC grade B | CommScope® |  | MFPS | Splitter patch panel
760259679 | MFPS-KED-P-YRLG-18102P | Variant of MFPS-PANELS | MFPS Fiber Optic panel, 1RU, 18 splitters 1x2, right side orientation, LC/APC grade B | CommScope® |  | MFPS | Splitter patch panel
760259681 | MFPS-KED-P-YRLG-12104P | Variant of MFPS-PANELS | MFPS Fiber Optic panel, 1RU, 12 splitters 1x4, right side orientation, LC/APC grade B | CommScope® |  | MFPS | Splitter patch panel
760259683 | MFPS-KED-P-YRLG-06108P | Variant of MFPS-PANELS | MFPS Fiber Optic panel, 1RU, 6 splitters 1x8, right side orientation, LC/APC grade B | CommScope® |  | MFPS | Splitter patch panel
760259680 | MFPS-KED-P-YLLG-18102P | Variant of MFPS-PANELS | MFPS Fiber Optic panel, 1RU, 18 splitters 1x2, left side orientation, LC/APC grade B | CommScope® |  | MFPS | Splitter patch panel
760259682 | MFPS-KED-P-YLLG-12104P | Variant of MFPS-PANELS | MFPS Fiber Optic panel, 1RU, 12 splitters 1x4, left side orientation, LC/APC grade B | CommScope® |  | MFPS | Splitter patch panel
760259684 | MFPS-KED-P-YLLG-06108P | Variant of MFPS-PANELS | MFPS Fiber Optic panel, 1RU, 6 splitters 1x8, left side orientation, LC/APC grade B | CommScope® |  | MFPS | Splitter patch panel
760259688 | MFPS-KED-P-YLLG-02132P | Variant of MFPS-PANELS | MFPS Fiber Optic panel, 1RU, 2 splitters 1x32, left side orientation, LC/APC grade B | CommScope® |  | MFPS | Splitter patch panel
FGS-MSHS-F10 |  | Variant of FGS-MSHS | FiberGuide® Horizontal Straight Section, 4x12in, 10ft Length, Yellow |  | FiberGuide® |  | Straight section
FGSB-MSHS-M |  | Variant of FGS-MSHS | FiberGuide® Horizontal Straight Section, 4x18 in, Black |  | FiberGuide® |  | Straight section
760252330 | FACT-1ELHPL1R | Variant of FACT-PATCH-SPLICE-CHASSIS | FACT® Fiber Optic Patch/Splice Chassis, gray, 1E high, 48-port, singlemode, loaded with LC/UPC adapters and C-grade pigtails ribbonized for splicing with 12f RR, left-hand patch | CommScope® | FACT® | FACT | Fiber patch/splice chassis
760253218 | FACT-6EPATHDSC | Variant of FACT-PATCH-CHASSIS | FACT® Fiber Optic High Density Patch Chassis, gray, 6E high, 216-port, singlemode, holding 12 hinged trays (2 per Element) loaded with SC adapterpacks | CommScope® | FACT® | FACT | Fiber patch chassis
760253208 | FACT-2EPATHDLCS | Variant of FACT-PATCH-CHASSIS | FACT® Fiber Optic High Density Patch Chassis, gray, 2E high, 144-port, singlemode, holding 4 hinged trays (2 per Element) loaded with LC adapterpacks to be used with 1.2 mm simplex patch cords | CommScope® | FACT® | FACT | Fiber patch chassis
760253209 | FACT-3EPATHDLCS | Variant of FACT-PATCH-CHASSIS | FACT® Fiber Optic High Density Patch Chassis, gray, 3E high, 216-port, singlemode, holding 6 hinged trays (2 per Element) loaded with LC adapterpacks to be used with 1.2 mm simplex patch cords | CommScope® | FACT® | FACT | Fiber patch chassis
760253211 | FACT-5EPATHDLCS | Variant of FACT-PATCH-CHASSIS | FACT® Fiber Optic High Density Patch Chassis, gray, 5E high, 360-port, singlemode, holding 10 hinged trays (2 per Element) loaded with LC adapterpacks to be used with 1.2 mm simplex patch cords | CommScope® | FACT® | FACT | Fiber patch chassis
760253212 | FACT-6EPATHDLCS | Variant of FACT-PATCH-CHASSIS | FACT® Fiber Optic High Density Patch Chassis, gray, 6E high, 432-port, singlemode, holding 12 hinged trays (2 per Element) loaded with LC adapterpacks to be used with 1.2 mm simplex patch cords | CommScope® | FACT® | FACT | Fiber patch chassis
760253364 | FACT-3EPATHDLCD | Variant of FACT-PATCH-CHASSIS | FACT® Fiber Optic High Density Patch Chassis, gray, 3E high, 216-port, singlemode, holding 6 hinged trays (2 per Element) loaded with LC adapterpacks to be used with 1.6 mm duplex patch cords | CommScope® | FACT® | FACT | Fiber patch chassis
760253365 | FACT-4EPATHDLCD | Variant of FACT-PATCH-CHASSIS | FACT® Fiber Optic High Density Patch Chassis, gray, 4E high, 288-port, singlemode, holding 8 hinged trays (2 per Element) loaded with LC adapterpacks to be used with 1.6 mm duplex patch cords | CommScope® | FACT® | FACT | Fiber patch chassis
760253366 | FACT-5EPATHDLCD | Variant of FACT-PATCH-CHASSIS | FACT® Fiber Optic High Density Patch Chassis, gray, 5E high, 360-port, singlemode, holding 10 hinged trays (2 per Element) loaded with LC adapterpacks to be used with 1.6 mm duplex patch cords | CommScope® | FACT® | FACT | Fiber patch chassis
760253367 | FACT-6EPATHDLCD | Variant of FACT-PATCH-CHASSIS | FACT® Fiber Optic High Density Patch Chassis, gray, 6E high, 432-port, singlemode, holding 12 hinged trays (2 per Element) loaded with LC adapterpacks to be used with 1.6 mm duplex patch cords | CommScope® | FACT® | FACT | Fiber patch chassis
760259590 | PPL-DM-12AP-12LC-SM-BEU | Variant of PROPEL-MODULES | Propel ULL Singlemode MPO-12 Distribution Module, 6 duplex LC/UPC to 1X12f MPO/APC pinned, Method B Enhanced | CommScope® | Propel | PPL | Fiber module
1-1154036-7 | BUDI-1S-TB-16-S2-48-E-S | Variant of BUDI-1S | BUDI™ Fiber Optic Wall mount Enclosure, 16 SC/APC adapters, single element FIST splice trays for 48 SMOUV splices | CommScope® | BUDI™ | BUDI-1S | Fiber wall box |  | Discontinued
1-1920604-5 | OCJ-S1-15MASHA-S1 | Variant of OCJ | Fiber Optic Patch Cord, Duplex, Singlemode, SC/UPC to SC/UPC, yellow, 15 m |  |  | OCJ | Fiber patch cord ¦ duplex
1-1920720-0 | OCJ-L2-10MASHA-L2 | Variant of OCJ | Fiber Optic Patch Cord, Duplex, Singlemode, LC/APC to LC/APC, yellow, 10 m |  |  | OCJ | Fiber patch cord ¦ duplex
1-1920721-0 | OCJ-L2-10MASHA-S2 | Variant of OCJ | Fiber Optic Patch Cord, Duplex, Singlemode, LC/APC to SC/APC, yellow, 10 m |  |  | OCJ | Fiber patch cord ¦ duplex
1-1920617-5 | OCJ-L1-15MASIA-S1 | Variant of OCJ | Fiber Optic Patch Cord, Simplex, Singlemode, LC/UPC to SC/UPC, yellow, 15 m |  |  | OCJ | Fiber patch cord ¦ simplex
1-2055025-0 | OCJ-S2-10MASHA-S2 | Variant of OCJ | Fiber Optic Patch Cord, Duplex, Singlemode, SC/APC to SC/APC, yellow, 10 m |  |  | OCJ | Fiber patch cord ¦ duplex
1-2055372-5 | OCJ-L1-15MASIA-L2 | Variant of OCJ | Fiber Optic Patch Cord, Simplex, Singlemode, LC/UPC to LC/APC, yellow, 15 m |  |  | OCJ | Fiber patch cord ¦ simplex
1-2055334-0 | OCP-L2-02MASEN-XX-YE | Variant of OCP | Fiber Optic Pigtail, Simplex, Singlemode, LC/APC to Stub, 0.9 mm diameter, 2 m |  |  | OCP | Fiber pigtail ¦ jacketed
1-2055457-5 | OCJ-S1-15MASIA-S3 | Variant of OCJ | Fiber Optic Patch Cord, Simplex, Singlemode, SC/UPC to SC/APC 9°, yellow, 15 m |  |  | OCJ | Fiber patch cord ¦ simplex
CZ2188-000 | BUDI-2S-SEAL-MAIN-01-(57) | Variant | BUDI™ 2S / IFEB10 Main seal, single cable max diameter 15mm - 57 Pieces | CommScope® | BUDI™ | BUDI-2S ¦ IFEB-10 | Cable sealing
CW2715-000 | BUDI-2S-SEAL-12X5-(57) | Variant | BUDI™ 2S / IFEB10 Drop seal, 12 cables max diameter 5mm - 57 Pieces | CommScope® | BUDI™ | BUDI-2S ¦ IFEB-10 | Cable sealing
CZ0929-000 | BUDI-2S-SEAL-4X7-(57) | Variant | BUDI™ 2S / IFEB10 Branch seal, 4 cables max diameter 7mm - 57 Pieces | CommScope® | BUDI™ | BUDI-2S ¦ IFEB-10 | Cable sealing
760252324 | FACT-1ERHPL1R | Variant of FACT-PATCH-SPLICE-CHASSIS | FACT® Fiber Optic Patch/Splice Chassis, gray, 1E high, 48-port, singlemode, loaded with LC/UPC adapters and C-grade pigtails ribbonized for splicing with 12f RR, Right-hand patch | CommScope® | FACT® | FACT | Fiber patch/splice chassis
760260283 | BUDI-FS-TS224-SL | Variant of BUDI-FS | BUDI™ Fiber Optic Wall Mount Enclosure for Splice/Patch, 24 SC/APC Sliding adapters, C-Tray | CommScope® | BUDI™ | BUDI-FS | Fiber wall box
760260285 | BUDI-FS32-ADPSL | Variant of BUDI-FS | BUDI™ Fiber Optic Wall mount Enclosure with FOSC Management System, 36 SC/APC Sliding Adapters, (1) pre-terminated pigtail | CommScope® | BUDI™ | BUDI-FS | Fiber wall box
FGS-MVAR-H |  | Variant | FiberGuide® Expandable Straight Section, 4x24in, Yellow |  | FiberGuide® |  | Expandable straight
FGSB-MVAR-H |  | Variant | FiberGuide® Expandable Straight Section, 4x24in, Black |  | FiberGuide® |  | Expandable straight
FGS-MDSA-LP-2C |  | Variant | FiberGuide® FlexVertical Low Profile 2x4 to Dual 2x2 Reducer, Yellow |  | FiberGuide® |  | Reducer
FGS-FLEXV-4F-LP-2C |  | Variant of FGS-FLEXV | FiberGuide® Low Profile FlexVertical Kit, 2x4in to Dual 2x2in, 4ft length, Yellow |  | FiberGuide® |  | Drop kit
FGS-MSHS-B12 |  | Variant of FGS-MSHS | Description: FiberGuide® Horizontal Straight Section, 4x6in, 12ft Length, Yellow |  | FiberGuide® |  | Straight section
FGSB-MU4E-M |  | Variant | FiberGuide® 45° Up Elbow, 4x18in, Black |  | FiberGuide® |  | Elbow
NG4-ACCNG3TRANS |  | Variant of NG4-ODF-ACCESSORIES | NG4access® Rack Transition Kit, NG4access to NG3 frames |  | NG4access® | NG4 | Transition kit
NG4-ACCNGFTRANS |  | Variant of NG4-ODF-ACCESSORIES | NG4access® Rack Transition Kit, NG4access to NGF frames |  | NG4access® | NG4 | Transition kit
NG4-ACCFOTSP |  | Variant of NG4-ODF-ACCESSORIES | NG4access® FOTSP Fiber Storage Frame |  | NG4access® | NG4 | Frame
NG4-ACCISOPFRM |  | Variant of NG4-ODF-ACCESSORIES | NG4access® Frame Isolation Pad |  | NG4access® | NG4 | Isolation pad
760239953 | FACT-ACCBPL1E | Variant of FACT-ODF-ACCESSORIES | FACT® back plate, for mounting up to 1 FACT element in GR3 frame |  | FACT® | FACT | Back plate
760243099 | FACT-FRCCP22 | Variant of FACT-ODF-ACCESSORIES | FACT® Cross-connect side panel kit (set of two panels) |  | FACT® | FACT | Side panel kit
760243101 | FACT-FROLBD22 | Variant of FACT-ODF-ACCESSORIES | FACT® Patch cord overlenght bay door with one handle, opening to the right. The door handle is comes with a factory installed lock. |  | FACT® | FACT | Door kit
760243110 | FACT-FRACCFGS | Variant of FACT-ODF-ACCESSORIES | FACT® FiberGuide® fixation kit |  | FACT® | FACT | Mounting kit
E-501-12002 |  | Variant | 3" Universal Endguard Extender Kit 12" to 15" footprint depth, putty | CommScope® |  | ODF | Frame kit
760243108 | FACT-FRACCCAPL | Variant of FACT-ODF-ACCESSORIES | FACT® cable attachment plate for frame side duct & one cable to flex conversion component set |  | FACT® | FACT | Attachment plate
760243111 | FACT-FRACCCTF | Variant of FACT-ODF-ACCESSORIES | FACT® cable to flex conversion component set for cable fixation plate |  | FACT® | FACT | Conversion kit
760243112 | FACT-FRACCFOFK-8 | Variant of FACT-ODF-ACCESSORIES | FACT® 8-way fan out fixation component sets (for fan out fixation plate) |  | FACT® | FACT | Mounting kit
VLM-2KUKU2000D0000 |  | Variant of LSX-SPLTR-MODULES | LGX VAM Fiber Optic Splitter Module, four 1x2 splitters, singlemode, LC/UPC, 50/50 split ratio |  |  | LGX | Splitter module
VLM-57A7A4900A00 |  | Variant of LSX-SPLTR-MODULES | LGX VAM Fiber Optic Splitter Module, one 1x4 splitter, singlemode, SC/APC, symmetrical split ratio |  |  | LGX | Splitter module
VLM-27A7A2000B0000 |  | Variant of LSX-SPLTR-MODULES | LGX VAM Fiber Optic Splitter Module, two 1x2 splitters, singlemode, SC/APC, 50/50 split ratio |  |  | LGX | Splitter module
VLM-27A7A4900A0000 |  | Variant of LSX-SPLTR-MODULES | LGX VAM Fiber Optic Splitter Module, one 1x4 splitter, singlemode, SC/APC, symmetrical split ratio |  |  | LGX | Splitter module
VLM-M7U7U7U1AB000 |  | Variant of LSX-SPLTR-MODULES | LGX VAM Fiber Optic Monitoring Module, two 1x2 splitters, singlemode, SC/UPC, 90/10 split ratio |  |  | LGX | Splitter module
VLM-27A7A8000A0000 |  | Variant of LSX-SPLTR-MODULES | LGX VAM Fiber Optic Splitter Module, one 1x8 splitter, singlemode, SC/APC, symmetrical split ratio |  |  | LGX | Splitter module
VLM-M7U7U7U1ED000 |  | Variant of LSX-SPLTR-MODULES | LGX VAM Fiber Optic Monitoring Module, two 1x2 splitters, singlemode, SC/UPC, 80/20 split ratio |  |  | LGX | Splitter module
018632-000 | FIST-GCO2-BE16-NN | Variant of FIST-GCO2-B | FIST® GC02 Fiber Optic Splice Closure, Heat Shrink or Gold Gel Cable sealing, size BE, no pre-installed fiber trays, 16 round ports + 1 oval port |  | FIST® | FIST-GCO2 | Single-ended ¦ round fiber closure
XP-CM7/00HR0460000 |  | Variant of XPND-CABLED-MODULES | CommScope XPND Cabled Module 288 Rollable Ribbon, indoor/outdoor, SC UPC - STUB, 46M |  | CommScope XPND™ | XPND | Fiber cabled module
XP-CM7/00HR0160000 |  | Variant of XPND-CABLED-MODULES | CommScope XPND Cabled Module 288 Rollable Ribbon, indoor/outdoor, SC UPC - STUB, 16M |  | CommScope XPND™ | XPND | Fiber cabled module
XP-CMJ/00HR0920000 |  | Variant of XPND-CABLED-MODULES | CommScope XPND Cabled Module 288 Rollable Ribbon, indoor/outdoor, SC APC - STUB, 92M |  | CommScope XPND™ | XPND | Fiber cabled module
XP-CMJ/00HR0610000 |  | Variant of XPND-CABLED-MODULES | CommScope XPND Cabled Module 288 Rollable Ribbon, indoor/outdoor, SC APC - STUB, 61M |  | CommScope XPND™ | XPND | Fiber cabled module
XP-CMJ/00HR0160000 |  | Variant of XPND-CABLED-MODULES | CommScope XPND Cabled Module 288 Rollable Ribbon, indoor/outdoor, SC APC - STUB, 16M |  | CommScope XPND™ | XPND | Fiber cabled module
XP-CMM/00HR0610000 |  | Variant of XPND-CABLED-MODULES | CommScope XPND Cabled Module 288 Rollable Ribbon, indoor/outdoor, LC APC - STUB, 61M |  | CommScope XPND™ | XPND | Fiber cabled module
XP-CMM/00HR0310000 |  | Variant of XPND-CABLED-MODULES | CommScope XPND Cabled Module 288 Rollable Ribbon, indoor/outdoor, LC APC - STUB, 31M |  | CommScope XPND™ | XPND | Fiber cabled module
XP-CMM/00HR0160000 |  | Variant of XPND-CABLED-MODULES | CommScope XPND Cabled Module 288 Rollable Ribbon, indoor/outdoor, LC APC - STUB, 16M |  | CommScope XPND™ | XPND | Fiber cabled module
XP-CM8/00HR0770000 |  | Variant of XPND-CABLED-MODULES | CommScope XPND Cabled Module 288 Rollable Ribbon, indoor/outdoor, LC UPC - STUB, 77M |  | CommScope XPND™ | XPND | Fiber cabled module
XP-CM8/00HR0610000 |  | Variant of XPND-CABLED-MODULES | CommScope XPND Cabled Module 288 Rollable Ribbon, indoor/outdoor, LC UPC - STUB, 61M |  | CommScope XPND™ | XPND | Fiber cabled module
XP-CM8/00HR0460000 |  | Variant of XPND-CABLED-MODULES | CommScope XPND Cabled Module 288 Rollable Ribbon, indoor/outdoor, LC UPC - STUB, 46M |  | CommScope XPND™ | XPND | Fiber cabled module
XP-CM8/00HR0160000 |  | Variant of XPND-CABLED-MODULES | CommScope XPND Cabled Module 288 Rollable Ribbon, indoor/outdoor, LC UPC - STUB, 16M |  | CommScope XPND™ | XPND | Fiber cabled module
FDXSCSC42 |  | Base Product | OM4 SC/UPC to SC/UPC, Fiber Patch Cord, 1.6 mm Duplex, Plenum | CommScope® | SYSTIMAX InstaPATCH® 360 | FDX | Fiber patch cord ¦ duplex
FDXLCSC21 |  | Base Product | OM4 LC/UPC to SC/UPC Fiber Patch Cord, 1.6 mm Simplex, Plenum | CommScope® | SYSTIMAX InstaPATCH® 360 | FDX | Fiber patch cord ¦ simplex
FDXSCSC21 |  | Base Product | OM4 SC/UPC to SC/UPC, Fiber Patch Cord, 1.6 mm Simplex, Plenum | CommScope® | SYSTIMAX InstaPATCH® 360 | FDX | Fiber patch cord ¦ simplex
FFWLCLC21 |  | Base Product | TeraSPEED® LC/UPC to LC/UPC, Fiber Patch Cord, 1.6 mm Simplex, Riser | CommScope® | SYSTIMAX InstaPATCH® 360 | FFW | Fiber patch cord ¦ simplex
FFWLCLC42 |  | Base Product | Singlemode LC/UPC to LC/UPC, Fiber Patch Cord, 1.6 mm Duplex, Low Smoke Zero Halogen (LSZH) | CommScope® | SYSTIMAX InstaPATCH® 360 | FFW | Fiber patch cord ¦ duplex
FFWSASA21 |  | Base Product | Singlemode SC/APC to SC/APC, Fiber Patch Cord, 1.6 mm Simplex, Low Smoke Zero Halogen (LSZH) | CommScope® | SYSTIMAX InstaPATCH® 360 | FFW | Fiber patch cord ¦ simplex
FFWLCSA42 |  | Base Product | Singlemode LC/UPC to SC/APC, Fiber Patch Cord, 1.6 mm Duplex, Low Smoke Zero Halogen (LSZH) | CommScope® | SYSTIMAX InstaPATCH® 360 | FFW | Fiber patch cord ¦ duplex
FFXLCSC42 |  | Base Product | OM4 LC/UPC to SC/UPC, Fiber Patch Cord, 1.6 mm Duplex, Low Smoke Zero Halogen (LSZH) | CommScope® | SYSTIMAX InstaPATCH® 360 | FFX | Fiber patch cord ¦ duplex
FFXLCLC42 |  | Base Product | Fiber Patch Cord, LC/UPC/UPC to LC/UPC/UPC, Multimode OM4, 1.6 mm Duplex, Low Smoke Zero Halogen (LSZH) | CommScope® | SYSTIMAX InstaPATCH® 360 | FFX | Fiber patch cord ¦ duplex
FFWLASA42 |  | Base Product | Singlemode LC APC to SC APC, Fiber Patch Cord, 1.6 mm Duplex, Low Smoke Zero Halogen (LSZH) | CommScope® | SYSTIMAX InstaPATCH® 360 | FFW | Fiber patch cord ¦ duplex
FFWLASA21 |  | Base Product | Singlemode LC/APC to SC/APC, Fiber Patch Cord, 1.6 mm Simplex, Low Smoke Zero Halogen (LSZH) | CommScope® | SYSTIMAX InstaPATCH® 360 | FFW | Fiber patch cord ¦ simplex
UBWLCUC11 |  | Base Product | TeraSPEED® LC/UPC to Unconnectorized, Fiber Pigtail, 0.9 mm SBJ | CommScope® | SYSTIMAX InstaPATCH® 360 | UBW | Fiber pigtail ¦ unjacketed
UDGLCLA21 |  | Base Product | Ultra Low Loss Singlemode, LC/UPC to LC/APC, Fiber Patch Cord, 1.6 mm Simplex, Plenum | CommScope® | SYSTIMAX ULL | UDG | Fiber patch cord ¦ simplex
UFGLUSU62 |  | Base Product | Ultra Low Loss Singlemode, LC/UPC Uniboot to SC/UPC Uniboot, 2.0 mm Duplex Fiber Patch Cord, Low Smoke Zero Halogen/Riser | CommScope® | SYSTIMAX ULL | UFG | Fiber patch cord ¦ duplex
UFXLULU62-MGM |  | Base Product | Ultra Low Loss OM4, LC/UPC Uniboot to LC/UPC Uniboot, 2.0 mm Duplex Fiber Patch Cord, Low Smoke Zero Halogen/Riser | CommScope® | SYSTIMAX ULL | UFX | Fiber patch cord ¦ duplex
FPX-1FRA07-120 |  | Variant of FPX-TERMINATION-SPLICE-PANELS | FPX Fiber Optic Termination Module, 1RU, 19in, Singlemode, 12 fiber, SC/UPC Connector, putty white | CommScope® |  | FPX | Fiber patch panel
FPX-12MPLDA9 |  | Variant of FPX-MODULES | FPX Fiber Optic MPO Module, Multimode Ultra 50/125 (OM3), 12 fiber SC adapter, left, putty white | CommScope® |  | FPX | Fiber module
FPX-1FRJA6-482 |  | Variant of FPX-TERMINATION-SPLICE-PANELS | FPX Fiber Optic Termination Module, 1RU, 19in, Multimode, 48 fiber, LC Connector, putty white | CommScope® |  | FPX | Fiber patch panel
FPX-1FRP07-122 |  | Variant of FPX-TERMINATION-SPLICE-PANELS | FPX Fiber Optic Termination/Splice Module, 1RU, 19in, Singlemode, 12 fiber, SC/UPC Connector, putty white | CommScope® |  | FPX | Fiber patch/splice panel
FPX-12MPLS07 |  | Variant of FPX-MODULES | FPX Fiber Optic MPO Module, Singlemode OS2, 12 fiber SC/UPC adapter, left, putty white | CommScope® |  | FPX | Fiber module
FPX-12MPLS0J |  | Variant of FPX-MODULES | FPX Fiber Optic MPO Module, Singlemode OS2, 12 fiber SC/APC adapter, left, putty white | CommScope® |  | FPX | Fiber module
FPX-1FRP07-241 |  | Variant of FPX-TERMINATION-SPLICE-PANELS | FPX Fiber Optic Termination/Splice Module, 1RU, 19in, Singlemode, 24 fiber, SC/UPC Connector, putty white | CommScope® |  | FPX | Fiber patch/splice panel
FPX-1FRA08-240 |  | Variant of FPX-TERMINATION-SPLICE-PANELS | FPX Fiber Optic Termination Module, 1RU, 19in, Singlemode, 24 fiber, LC/UPC Connector, putty white | CommScope® |  | FPX | Fiber patch panel
FPX-1FRP0J-242 |  | Variant of FPX-TERMINATION-SPLICE-PANELS | FPX Fiber Optic Termination/Splice Module, 1RU, 19in, Singlemode, 24 fiber, SC/APC Connector, putty white | CommScope® |  | FPX | Fiber patch/splice panel
FPX-1FRP0Z-482 |  | Variant of FPX-TERMINATION-SPLICE-PANELS | FPX Fiber Optic Termination/Splice Module, 1RU, 19in, Singlemode, 48 fiber, LC/APC Connector, putty white | CommScope® |  | FPX | Fiber patch/splice panel
FPX-1FRR07-123 |  | Variant of FPX-TERMINATION-SPLICE-PANELS | FPX Fiber Optic Termination/Splice Module, 1RU, 19in, Singlemode, 12 fiber, SC/UPC Connector, putty white | CommScope® |  | FPX | Fiber patch/splice panel
FPX-1FRP08-242 |  | Variant of FPX-TERMINATION-SPLICE-PANELS | FPX Fiber Optic Termination/Splice Module, 1RU, 19in, Singlemode, 24 fiber, LC/UPC Connector, putty white | CommScope® |  | FPX | Fiber patch/splice panel
FPX-1FS7/02AU016 |  | Variant of FPX-PRE-TERMINATED-PANELS | FPX Fiber Optic Termination Panel with IFC Stranded Cable, 1RU, 19in, Singlemode, 24 fiber, SC/UPC connectors, Stub tail at far end, putty white, 16m | CommScope® |  | FPX | Fiber patch panel ¦ with IFC cable
FPX-1FR000-000 |  | Variant of FPX-EMPTY-PANELS | FPX Fiber Optic Termination/Splice Module, unloaded, 1RU, 19in, putty white | CommScope® |  | FPX | Fiber patch/splice panel
FPX-1FS7/02AU031 |  | Variant of FPX-PRE-TERMINATED-PANELS | FPX Fiber Optic Termination Panel with IFC Stranded Cable, 1RU, 19in, Singlemode, 24 fiber, SC/UPC connectors, Stub tail at far end, putty white, 31m | CommScope® |  | FPX | Fiber patch panel ¦ with IFC cable
FPX-1FS8/04HU031 |  | Variant of FPX-PRE-TERMINATED-PANELS | FPX Fiber Optic Termination Panel with Indoor/Outdoor Cable, 1RU, 19in, Singlemode, 48 fiber, LC/UPC connectors, Stub tail at far end, putty white, 31m | CommScope® |  | FPX | Fiber patch panel ¦ with IFC cable
FPX-1FS7/02AU077 |  | Variant of FPX-PRE-TERMINATED-PANELS | FPX Fiber Optic Termination Panel with IFC Stranded Cable, 1RU, 19in, Singlemode, 24 fiber, SC/UPC connectors, Stub tail at far end, putty white, 77m | CommScope® |  | FPX | Fiber patch panel ¦ with IFC cable
FPX-1FS7/02HU244 |  | Variant of FPX-PRE-TERMINATED-PANELS | FPX Fiber Optic Termination Panel with Indoor/Outdoor Cable, 1RU, 19in, Singlemode, 24 fiber, SC/UPC connectors, Stub tail at far end, putty white, 244m | CommScope® |  | FPX | Fiber patch panel ¦ with IFC cable
FPX-1FS7/02HU305 |  | Variant of FPX-PRE-TERMINATED-PANELS | FPX Fiber Optic Termination Panel with Indoor/Outdoor Cable, 1RU, 19in, Singlemode, 24 fiber, SC/UPC connectors, Stub tail at far end, putty white, 305m | CommScope® |  | FPX | Fiber patch panel ¦ with indoor/outdoor cable
FPX-24MPLDA6 |  | Variant of FPX-MODULES | FPX Fiber Optic MPO Module, Multimode Ultra 50/125 (OM3), 12 fiber LC adapter, left, putty white | CommScope® |  | FPX | Fiber module
FPX-24MPLQA6 |  | Variant of FPX-MODULES | FPX Fiber Optic MPO Module, Multimode OM4, 24 fiber LC adapter, left, putty white | CommScope® |  | FPX | Fiber module
FPX-1FSJ/02GU031 |  | Variant of FPX-PRE-TERMINATED-PANELS | FPX Fiber Optic Termination Panel with Armored Cable, 1RU, 19in, Singlemode, 24 fiber, SC/APC connectors, Stub tail at far end, putty white, 31m | CommScope® |  | FPX | Fiber patch panel ¦ with IFC cable
FPX-1FS7/02MU031 |  | Variant of FPX-PRE-TERMINATED-PANELS | FPX Fiber Optic Termination Panel with IFC Ribbon Cable, 1RU, 19in, Singlemode, 24 fiber, SC/UPC connectors, Stub tail at far end, putty white, 31m | CommScope® |  | FPX | Fiber patch panel ¦ with IFC cable
FPX-1FRA0J-120 |  | Variant of FPX-TERMINATION-SPLICE-PANELS | FPX Fiber Optic Termination Module, 1RU, 19in, Singlemode, 12 fiber, SC/APC Connector, putty white | CommScope® |  | FPX | Fiber patch panel
FPX-1FS7/02HU061 |  | Variant of FPX-PRE-TERMINATED-PANELS | FPX Fiber Optic Termination Panel with Indoor/Outdoor Cable, 1RU, 19in, Singlemode, 24 fiber, SC/UPC connectors, Stub tail at far end, putty white, 61m | CommScope® |  | FPX | Fiber patch panel ¦ with indoor/outdoor cable
FPX-1FSZ/04GR031 |  | Variant of FPX-PRE-TERMINATED-PANELS | FPX Fiber Optic Termination Panel with Armored Cable, 1RU, 19in, Singlemode, 48 fiber, LC/APC connectors, Stub tail at far end, putty white, 31m | CommScope® |  | FPX | Fiber patch panel ¦ with IFC cable
FPX-1FSZ/04GS031 |  | Variant of FPX-PRE-TERMINATED-PANELS | FPX Fiber Optic Termination Panel with Armored Cable, 1RU, 19in, Singlemode, 48 fiber, LC/APC connectors, Stub tail at far end, putty white, 31m | CommScope® |  | FPX | Fiber patch panel ¦ with IFC cable
FPX-1FSZ/04GU031 |  | Variant of FPX-PRE-TERMINATED-PANELS | FPX Fiber Optic Termination Panel with Armored Cable, 1RU, 19in, Singlemode, 48 fiber, LC/APC connectors, Stub tail at far end, putty white, 31m | CommScope® |  | FPX | Fiber patch panel ¦ with IFC cable
FPX-2FRA08-480 |  | Variant of FPX-TERMINATION-SPLICE-PANELS | FPX Fiber Optic Termination Module, 2RU, 19in, Singlemode, 48 fiber, LC/UPC Connector, putty white | CommScope® |  | FPX | Fiber patch panel
FPX-2FSJ/74AU023 |  | Variant of FPX-PRE-TERMINATED-PANELS | FPX Fiber Optic Termination Panel with IFC Stranded Cable, 2RU, 19in, Singlemode, 48 fiber, SC/APC connectors, Stub tail at far end, putty white, 23m | CommScope® |  | FPX | Fiber patch panel ¦ with OSP cable
FPX-2FRA08-720 |  | Variant of FPX-TERMINATION-SPLICE-PANELS | FPX Fiber Optic Termination Module, 2RU, 19in, Singlemode, 72 fiber, LC/UPC Connector, putty white | CommScope® |  | FPX | Fiber patch panel
FPX-2FS7/04FD077 |  | Variant of FPX-PRE-TERMINATED-PANELS | FPX Fiber Optic Termination Panel with IFC Stranded Plenem Cable, 2RU, 19in, Singlemode, 48 fiber, SC/UPC connectors, Stub tail at far end, putty white, 77m | CommScope® |  | FPX | Fiber patch panel ¦ with OSP cable
FPX-2FRP0Z-962 |  | Variant of FPX-TERMINATION-SPLICE-PANELS | FPX Fiber Optic Termination/Splice Module, 2RU, 19in, Singlemode, 96 fiber, LC/APC Connector, putty white | CommScope® |  | FPX | Fiber patch/splice panel
FPX-3FR000-000 |  | Variant of FPX-EMPTY-PANELS | FPX Fiber Optic Termination/Splice Module, unloaded, 3RU, 19in, putty white | CommScope® |  | FPX | Fiber patch/splice panel
FPX-2FRA08-960 |  | Variant of FPX-TERMINATION-SPLICE-PANELS | FPX Fiber Optic Termination Module, 2RU, 19in, Singlemode, 96 fiber, LC/UPC Connector, putty white | CommScope® |  | FPX | Fiber patch panel
FPX-3FRA07-720 |  | Variant of FPX-TERMINATION-SPLICE-PANELS | FPX Fiber Optic Termination Module, 3RU, 19in, Singlemode, 72 fiber, SC/UPC Connector, putty white | CommScope® |  | FPX | Fiber patch panel
FPX-2FRA09-480 |  | Variant of FPX-TERMINATION-SPLICE-PANELS | FPX Fiber Optic Termination Module, 2RU, 19in, Multimode, 48 fiber, SC Connector, putty white | CommScope® |  | FPX | Fiber patch panel
FPX-2FS7/04AR077 |  | Variant of FPX-PRE-TERMINATED-PANELS | FPX Fiber Optic Termination Panel with IFC Stranded Cable, 2RU, 19in, Singlemode, 48 fiber, SC/UPC connectors, Stub tail at far end, putty white, 77m | CommScope® |  | FPX | Fiber patch panel ¦ with OSP cable
FPX-2FS7/04HU153 |  | Variant of FPX-PRE-TERMINATED-PANELS | FPX Fiber Optic Termination Panel with Indoor/Outdoor Cable, 3RU, 19in, Singlemode, 48 fiber, SC/UPC connectors, Stub tail at far end, putty white, 153m | CommScope® |  | FPX | Fiber patch panel ¦ with indoor/outdoor cable
FPX-2FS7/04AU016 |  | Variant of FPX-PRE-TERMINATED-PANELS | FPX Fiber Optic Termination Panel with IFC Stranded Cable, 2RU, 19in, Singlemode, 48 fiber, SC/UPC connectors, Stub tail at far end, putty white, 16m | CommScope® |  | FPX | Fiber patch panel ¦ with IFC cable
FPX-3FRA08-1440 |  | Variant of FPX-TERMINATION-SPLICE-PANELS | FPX Fiber Optic Termination Module, 3RU, 19in, Singlemode, 144 fiber, LC/UPC Connector, putty white | CommScope® |  | FPX | Fiber patch panel
FPX-2FS7/04JU023 |  | Variant of FPX-PRE-TERMINATED-PANELS | FPX Fiber Optic Termination Panel with OSP Stranded Cable, 2RU, 19in, Singlemode, 48 fiber, SC/UPC connectors, Stub tail at far end, putty white, 23m | CommScope® |  | FPX | Fiber patch panel ¦ with IFC cable
FPX-2FRA0Z-720 |  | Variant of FPX-TERMINATION-SPLICE-PANELS | FPX Fiber Optic Termination Module, 2RU, 19in, Singlemode, 72 fiber, LC/APC Connector, putty white | CommScope® |  | FPX | Fiber patch panel
FPX-2FS7/04AU061 |  | Variant of FPX-PRE-TERMINATED-PANELS | FPX Fiber Optic Termination Panel with IFC Stranded Cable, 2RU, 19in, Singlemode, 48 fiber, SC/UPC connectors, Stub tail at far end, putty white, 61m | CommScope® |  | FPX | Fiber patch panel ¦ with IFC cable
FPX-2FS7/04RD061 |  | Variant of FPX-PRE-TERMINATED-PANELS | FPX Fiber Optic Termination Panel with Indoor/Outdoor Cable, 2RU, 19in, Singlemode, 48 fiber, SC/UPC connectors, Stub tail at far end, putty white, 61m | CommScope® |  | FPX | Fiber patch panel ¦ with indoor/outdoor cable
FPX-2FRAA6-960 |  | Variant of FPX-TERMINATION-SPLICE-PANELS | FPX Fiber Optic Termination Module, 2RU, 19in, Multimode, 96 fiber, LC Connector, putty white | CommScope® |  | FPX | Fiber patch panel
FPX-2FS7/04AU092 |  | Variant of FPX-PRE-TERMINATED-PANELS | FPX Fiber Optic Termination Panel with IFC Stranded Cable, 2RU, 19in, Singlemode, 48 fiber, SC/UPC connectors, Stub tail at far end, putty white, 92m | CommScope® |  | FPX | Fiber patch panel ¦ with OSP cable
FPX-2FS8/09AD023 |  | Variant of FPX-PRE-TERMINATED-PANELS | FPX Fiber Optic Termination Panel with IFC Stranded Cable, 2RU, 19in, Singlemode, 96 fiber, LC/UPC connectors, Stub tail at far end, putty white, 23m | CommScope® |  | FPX | Fiber patch panel ¦ with OSP cable
FPX-2FRJA6-962 |  | Variant of FPX-TERMINATION-SPLICE-PANELS | FPX Fiber Optic Termination Module, 2RU, 19in, Multimode, 96 fiber, LC Connector, putty white | CommScope® |  | FPX | Fiber patch panel
FPX-2FS8/09HU031 |  | Variant of FPX-PRE-TERMINATED-PANELS | FPX Fiber Optic Termination Panel with Indoor/Outdoor Cable, 2RU, 19in, Singlemode, 96 fiber, LC/UPC connectors, Stub tail at far end, putty white, 31m | CommScope® |  | FPX | Fiber patch panel ¦ with indoor/outdoor cable
FPX-3FS7/07MD023 |  | Variant of FPX-PRE-TERMINATED-PANELS | FPX Fiber Optic Termination Panel with IFC Ribbon Cable, 4RU, 19in, Singlemode, 72 fiber, SC/UPC connectors, Stub tail at far end, putty white, 23m | CommScope® |  | FPX | Fiber patch panel ¦ with IFC cable
FPX-3FRP08-1442 |  | Variant of FPX-TERMINATION-SPLICE-PANELS | FPX Fiber Optic Termination/Splice Module, 3RU, 19in, Singlemode, 144 fiber, LC/UPC Connector, putty white | CommScope® |  | FPX | Fiber patch/splice panel
FPX-3FSJ/07AU010 |  | Variant of FPX-PRE-TERMINATED-PANELS | FPX Fiber Optic Termination Panel with IFC Stranded Cable, 3RU, 19in, Singlemode, 72 fiber, SC/APC connectors, Stub tail at far end, putty white, 10m | CommScope® |  | FPX | Fiber patch panel ¦ with IFC cable
FPX-3FS7/07RU077 |  | Variant of FPX-PRE-TERMINATED-PANELS | FPX Fiber Optic Termination Panel with Indoor/Outdoor Cable, 3RU, 19in, Singlemode, 72 fiber, SC/UPC connectors, Stub tail at far end, putty white, 77m | CommScope® |  | FPX | Fiber patch panel ¦ with IFC cable
FPX-3FSJ/07AU023 |  | Variant of FPX-PRE-TERMINATED-PANELS | FPX Fiber Optic Termination Panel with IFC Stranded Cable, 5RU, 19in, Singlemode, 72 fiber, SC/APC connectors, Stub tail at far end, putty white, 23m | CommScope® |  | FPX | Fiber patch panel ¦ with IFC cable
FPX-3FS7/07HU061 |  | Variant of FPX-PRE-TERMINATED-PANELS | FPX Fiber Optic Termination Panel with Indoor/Outdoor Cable, 3RU, 19in, Singlemode, 72 fiber, SC/UPC connectors, Stub tail at far end, putty white, 61m | CommScope® |  | FPX | Fiber patch panel ¦ with IFC cable
FPX-3FRR08-1443 |  | Variant of FPX-TERMINATION-SPLICE-PANELS | FPX Fiber Optic Termination/Splice Module, 3RU, 19in, Singlemode, 144 fiber, LC/UPC Connector, putty white | CommScope® |  | FPX | Fiber patch/splice panel
FPX-3FRR0Z-1443 |  | Variant of FPX-TERMINATION-SPLICE-PANELS | FPX Fiber Optic Termination/Splice Module, 3RU, 19in, Singlemode, 144 fiber, LC/APC Connector, putty white | CommScope® |  | FPX | Fiber patch/splice panel
FPX-3FSJ/07AU092 |  | Variant of FPX-PRE-TERMINATED-PANELS | FPX Fiber Optic Termination Panel with IFC Stranded Cable, 3RU, 19in, Singlemode, 72 fiber, SC/APC connectors, Stub tail at far end, putty white, 92m | CommScope® |  | FPX | Fiber patch panel ¦ with IFC cable
FPX-3FS8/0AHU031 |  | Variant of FPX-PRE-TERMINATED-PANELS | FPX Fiber Optic Termination Panel with Indoor/Outdoor Cable, 3RU, 19in, Singlemode, 144 fiber, LC/UPC connectors, Stub tail at far end, putty white, 31m | CommScope® |  | FPX | Fiber patch panel ¦ with IFC cable
FPX-3FSZ/0AJS031 |  | Variant of FPX-PRE-TERMINATED-PANELS | FPX Fiber Optic Termination Panel with OSP Stranded Cable, 3RU, 19in, Singlemode, 144 fiber, LC/APC connectors, Stub tail at far end, putty white, 31m | CommScope® |  | FPX | Fiber patch panel ¦ with OSP cable
FPX-24MPLS0Z |  | Variant of FPX-MODULES | FPX Fiber Optic MPO Module, Singlemode OS2, 24 fiber LC/APC adapter, left, putty white | CommScope® |  | FPX | Fiber module
FPX-1FS701AU092 |  | Variant of FPX-PRE-TERMINATED-PANELS | FPX Fiber Optic Termination Panel with IFC Stranded Cable, 1RU, 19in, Singlemode, 12 fiber, SC/UPC connectors, Stub tail at far end, putty white, 92m | CommScope® |  | FPX | Fiber patch panel ¦ with IFC cable
FPX-5FRA08-2880 |  | Variant of FPX-TERMINATION-SPLICE-PANELS | FPX Fiber Optic Termination Module, 5RU, 19in, Singlemode, 288 fiber, LC/UPC Connector, putty white | CommScope® |  | FPX | Fiber patch panel
FPX-4FSJ/09AU092 |  | Variant of FPX-PRE-TERMINATED-PANELS | FPX Fiber Optic Termination Panel with IFC Stranded Cable, 4RU, 19in, Singlemode, 96 fiber, SC/APC connectors, Stub tail at far end, putty white, 92m | CommScope® |  | FPX | Fiber patch panel ¦ with IFC cable
FPX-1FS8/02FU061 |  | Variant of FPX-PRE-TERMINATED-PANELS | FPX Fiber Optic Termination Panel with IFC Stranded Plenem Cable, 1RU, 19in, Singlemode, 24 fiber, LC/UPC connectors, Stub tail at far end, putty white, 61m | CommScope® |  | FPX | Fiber patch panel ¦ with IFC cable
FPX-4FR000-000 |  | Variant of FPX-TERMINATION-SPLICE-PANELS | FPX Fiber Optic Termination/Splice Module, unloaded, 4RU, 19in, putty white | CommScope® |  | FPX | Fiber patch/splice panel
FPX-4FS7/09FU092 |  | Variant of FPX-PRE-TERMINATED-PANELS | FPX Fiber Optic Termination Panel with IFC Stranded Plenem Cable, 4RU, 19in, Singlemode, 96 fiber, SC/UPC connectors, Stub tail at far end, putty white, 92m | CommScope® |  | FPX | Fiber patch panel ¦ with IFC cable
FPX-5FRA09-1440 |  | Variant of FPX-TERMINATION-SPLICE-PANELS | FPX Fiber Optic Termination Module, 5RU, 19in, Multimode, 144 fiber, SC Connector, putty white | CommScope® |  | FPX | Fiber patch panel
FPX-5FRR08-2883 |  | Variant of FPX-TERMINATION-SPLICE-PANELS | FPX Fiber Optic Termination/Splice Module, 5RU, 19in, Singlemode, 288 fiber, LC/UPC Connector, putty white | CommScope® |  | FPX | Fiber patch panel
FPX-4FSJ/09GS023 |  | Variant of FPX-PRE-TERMINATED-PANELS | FPX Fiber Optic Termination Panel with Armored Cable, 4RU, 19in, Singlemode, 96 fiber, SC/APC connectors, Stub tail at far end, putty white, 23m | CommScope® |  | FPX | Fiber patch panel ¦ with IFC cable
FPX-5FRA0J-1440 |  | Variant of FPX-TERMINATION-SPLICE-PANELS | FPX Fiber Optic Termination Module, 5RU, 19in, Singlemode, 144 fiber, SC/APC Connector, putty white | CommScope® |  | FPX | Fiber patch panel
FPX-4FS7/09GU061 |  | Variant of FPX-PRE-TERMINATED-PANELS | FPX Fiber Optic Termination Panel with Armored Cable, 4RU, 19in, Singlemode, 96 fiber, SC/UPC connectors, Stub tail at far end, putty white, 61m | CommScope® |  | FPX | Fiber patch panel ¦ with IFC cable
FPX-5FRP07-1441 |  | Variant of FPX-TERMINATION-SPLICE-PANELS | FPX Fiber Optic Termination/Splice Module, 5RU, 19in, Singlemode, 144 fiber, SC/UPC Connector, putty white | CommScope® |  | FPX | Fiber patch/splice panel
UAXLCUC0C |  | Base Product | Ultra Low Loss (ULL) LazrSPEED® 550 LC/UPC to Unconnectorized, Fiber Pigtail, 0.9 mm Tight Buffer, 12-fiber Kit, Blue - Aqua (1-12) | CommScope® | SYSTIMAX ULL | UAX | Fiber pigtail ¦ unjacketed
UBXLCUC11 |  | Base Product | Ultra Low Loss (ULL) LazrSPEED® 550 LC/UPC to Unconnectorized, Fiber Pigtail, 0.9 mm Riser - SBJ | CommScope® | SYSTIMAX ULL | UBX | Fiber pigtail ¦ unjacketed
UFGLCLC21 |  | Base Product | Ultra Low Loss Singlemode, LC/UPC to LC/UPC, Fiber Patch Cord, 1.6 mm Simplex, Low Smoke Zero Halogen | CommScope® | SYSTIMAX ULL | UFG | Fiber patch cord ¦ simplex
UFGLCLC42 |  | Base Product | Ultra Low Loss Singlemode, LC/UPC to LC/UPC, Fiber Patch Cord, 1.6 mm Duplex, Low Smoke Zero Halogen | CommScope® | SYSTIMAX ULL | UFG | Fiber patch cord ¦ duplex
UFXLCLC21 |  | Base Product | Ultra Low Loss OM4 LC/UPC to LC/UPC, Fiber Patch Cord, 1.6 mm Simplex, Low Smoke Zero Halogen | CommScope® | SYSTIMAX ULL | UFX | Fiber patch cord ¦ simplex
UFGLCUC42 |  | Base Product | Ultra Low Loss (ULL) Singlemode LC/UPC to Unconnectorized, 1.6 mm Duplex Fiber Pigtail, Low Smoke Zero Halogen (LSZH) | CommScope® | SYSTIMAX ULL | UFG | Fiber pigtail ¦ jacketed
UFXLCLC42 |  | Base Product | Ultra Low Loss OM4, LC/UPC to LC/UPC, Fiber Patch Cord, 1.6 mm Duplex, Low Smoke Zero Halogen | CommScope® | SYSTIMAX ULL | UFX | Fiber patch cord ¦ duplex
UDXLCLC21 |  | Base Product | Ultra Low Loss OM4, LC/UPC to LC/UPC, Fiber Patch Cord, 1.6 mm Simplex, Plenum | CommScope® | SYSTIMAX ULL | UDX | Fiber patch cord ¦ simplex
UDGLCUC42 |  | Base Product | Ultra Low Loss (ULL) Singlemode LC/UPC to Unconnectorized, 1.6 mm Duplex Fiber Pigtail, Plenum | CommScope® | SYSTIMAX ULL | UDG | Fiber pigtail ¦ jacketed
UFXLCUC21 |  | Base Product | Ultra Low Loss (ULL) OM4 LC/UPC to Unconnectorized, 1.6 mm Simplex Fiber Pigtail, Low Smoke Zero Halogen (LSZH) | CommScope® | SYSTIMAX ULL | UFX | Fiber pigtail ¦ jacketed
UFGLULU62 |  | Base Product | Ultra Low Loss Singlemode, LC/UPC Uniboot to LC/UPC Uniboot, 2.0 mm Duplex Fiber Patch Cord, Low Smoke Zero Halogen/Riser | CommScope® | SYSTIMAX ULL | UFG | Fiber patch cord ¦ duplex
UDGLULU62 |  | Base Product | Ultra Low Loss Singlemode, LC/UPC Uniboot to LC/UPC Uniboot, 2.0 mm Duplex Fiber Patch Cord, Plenum | CommScope® | SYSTIMAX ULL | UDG | Fiber patch cord ¦ duplex
UFGLULUK2 |  | Base Product | Ultra Low Loss Singlemode, LC/UPC Uniboot to LC/UPC Uniboot, 1.5 mm Duplex Fiber Patch Cord, Low Smoke Zero Halogen/Riser | CommScope® | SYSTIMAX ULL | UFG | Fiber patch cord ¦ duplex
UDXLCUC42 |  | Base Product | Ultra Low Loss (ULL) OM4 LC/UPC to Unconnectorized, 1.6 mm Duplex Fiber Pigtail, Plenum | CommScope® | SYSTIMAX ULL | UDX | Fiber pigtail ¦ jacketed
UDGLULUK2 |  | Base Product | Ultra Low Loss Singlemode, LC/UPC Uniboot to LC/UPC Uniboot, 1.5 mm Duplex Fiber Patch Cord, Plenum | CommScope® | SYSTIMAX ULL | UDG | Fiber patch cord ¦ duplex
UFXLULU62 |  | Base Product | Ultra Low Loss OM4, LC/UPC Uniboot to LC/UPC Uniboot, 2.0 mm Duplex Fiber Patch Cord, Low Smoke Zero Halogen/Riser | CommScope® | SYSTIMAX ULL | UFX | Fiber patch cord ¦ duplex
UDXLULU62 |  | Base Product | Ultra Low Loss OM4, LC/UPC Uniboot to LC/UPC Uniboot, 2.0 mm Duplex Fiber Patch Cord, Plenum | CommScope® | SYSTIMAX ULL | UDX | Fiber patch cord ¦ duplex
UFXLULUK2 |  | Base Product | Ultra Low Loss OM4, LC/UPC Uniboot to LC/UPC Uniboot, 1.5 mm Duplex Fiber Patch Cord, Low Smoke Zero Halogen/Riser | CommScope® | SYSTIMAX ULL | UFX | Fiber patch cord ¦ duplex
FAWSCUC0A |  | Base Product | Singlemode SC/UPC to Unconnectorized, Fiber Pigtail, 0.9 mm Tight Buffer, 6-Fiber Kit Blue - White (1-6) | CommScope® | SYSTIMAX InstaPATCH® 360 | FAW | Fiber pigtail ¦ unjacketed
FAWLCUC0C |  | Base Product | Singlemode LC/UPC to Unconnectorized, Fiber Pigtail, 0.9 mm Tight Buffer, 12-Fiber Kit Blue - Aqua (1-12) | CommScope® | SYSTIMAX InstaPATCH® 360 | FAW | Fiber pigtail ¦ unjacketed
FAXLCUC0B |  | Base Product | OM4 LC/UPC to Unconnectorized, Fiber Pigtail, 0.9 mm Tight Buffer, 6-Fiber Kit Red - Aqua (7-12) | CommScope® | SYSTIMAX InstaPATCH® 360 | FAX | Fiber pigtail ¦ unjacketed
FAWSAUC0B |  | Base Product | Singlemode SC APC to Unconnectorized, Fiber Pigtail, 0.9 mm Tight Buffer, 6-Fiber Kit Red - Aqua (7-12) | CommScope® | SYSTIMAX InstaPATCH® 360 | FAW | Fiber pigtail ¦ unjacketed
FAWLCUC01 |  | Base Product | TeraSPEED® LC/UPC to Unconnectorized, Fiber Pigtail, 0.9 mm Tight Buffer | CommScope® | SYSTIMAX InstaPATCH® 360 | FAW | Fiber pigtail ¦ unjacketed
FAXSCUC01 |  | Base Product | LazrSPEED® 550 SC/UPC to Unconnectorized, Fiber Pigtail, 0.9 mm Tight Buffer | CommScope® | SYSTIMAX InstaPATCH® 360 | FAX | Fiber pigtail ¦ unjacketed
FBWSCUC11 |  | Base Product | TeraSPEED® SC/UPC to Unconnectorized, Fiber Pigtail, 0.9 mm SBJ | CommScope® | SYSTIMAX InstaPATCH® 360 | FBW | Fiber pigtail ¦ unjacketed
FAXSCUC0B |  | Base Product | OM4 SC/UPC to Unconnectorized, Fiber Pigtail, 0.9 mm Tight Buffer, 6-Fiber Kit Red - Aqua (7-12) | CommScope® | SYSTIMAX InstaPATCH® 360 | FAX | Fiber pigtail ¦ unjacketed
FAXSCUC0C |  | Base Product | OM4 SC/UPC to Unconnectorized, Fiber Pigtail, 0.9 mm Tight Buffer, 12-Fiber Kit Blue - Aqua (1-12) | CommScope® | SYSTIMAX InstaPATCH® 360 | FAX | Fiber pigtail ¦ unjacketed
FAXLCUC01 |  | Base Product | OM4 LC/UPC to Unconnectorized,0.9mm Tight Buffer Simplex Fiber Pigtail | CommScope® | SYSTIMAX InstaPATCH® 360 | FAX | Fiber pigtail ¦ unjacketed
FAXLCUC0A |  | Base Product | OM4 LC/UPC to Unconnectorized, Fiber Pigtail, 0.9 mm Tight Buffer, 6-Fiber Kit Blue - White (1-6) | CommScope® | SYSTIMAX InstaPATCH® 360 | FAX | Fiber pigtail ¦ unjacketed
FBXSCUC11 |  | Base Product | LazrSPEED® 550 SC/UPC to Unconnectorized, Fiber Pigtail, 0.9 mm SBJ | CommScope® | SYSTIMAX InstaPATCH® 360 | FBX | Fiber pigtail ¦ unjacketed
FBWLAUC11 |  | Base Product | TeraSPEED® LC APC to Unconnectorized, Fiber Pigtail, 0.9 mm SBJ | CommScope® | SYSTIMAX InstaPATCH® 360 | FBW | Fiber pigtail ¦ unjacketed
FBWSAUC11 |  | Base Product | TeraSPEED® SC APC to Unconnectorized, Fiber Pigtail, 0.9 mm SBJ | CommScope® | SYSTIMAX InstaPATCH® 360 | FBW | Fiber pigtail ¦ unjacketed
FDWLCLA21 |  | Base Product | Singlemode LC/UPC to LC/APC, Fiber Patch Cord, 1.6 mm Simplex, Plenum | CommScope® | SYSTIMAX InstaPATCH® 360 | FDW | Fiber patch cord ¦ simplex
FDWSCSC21 |  | Base Product | Singlemode SC/UPC to SC/UPC, Fiber Patch Cord, 1.6 mm Simplex, Plenum | CommScope® | SYSTIMAX InstaPATCH® 360 | FDW | Fiber patch cord ¦ simplex
FDWLASA21 |  | Base Product | Singlemode LC APC to SC APC, Fiber Patch Cord, 1.6 mm Simplex, Plenum | CommScope® | SYSTIMAX InstaPATCH® 360 | FDW | Fiber patch cord ¦ simplex
FDWLCLA42 |  | Base Product | Singlemode LC/UPC to LC/APC, Fiber Patch Cord, 1.6 mm Duplex, Plenum | CommScope® | SYSTIMAX InstaPATCH® 360 | FDW | Fiber patch cord ¦ duplex
FDWLCSC21 |  | Base Product | Singlemode LC/UPC to SC/UPC, Fiber Patch Cord, 1.6 mm Simplex, Plenum | CommScope® | SYSTIMAX InstaPATCH® 360 | FDW | Fiber patch cord ¦ simplex
FDWLCSC42 |  | Base Product | Singlemode LC/UPC to SC/UPC, Fiber Patch Cord, 1.6 mm Duplex, Plenum | CommScope® | SYSTIMAX InstaPATCH® 360 | FDW | Fiber patch cord ¦ duplex
FDWSASA21 |  | Base Product | Singlemode SC APC to SC APC, Fiber Patch Cord, 1.6 mm Simplex, Plenum | CommScope® | SYSTIMAX InstaPATCH® 360 | FDW | Fiber patch cord ¦ simplex
FDWSCSA21 |  | Base Product | Singlemode SC/UPC to SC/APC, Fiber Patch Cord, 1.6 mm Simplex, Plenum | CommScope® | SYSTIMAX InstaPATCH® 360 | FDW | Fiber patch cord ¦ simplex
FDWSASA42 |  | Base Product | Singlemode SC APC to SC APC, Fiber Patch Cord, 1.6 mm Duplex, Plenum | CommScope® | SYSTIMAX InstaPATCH® 360 | FDW | Fiber patch cord ¦ duplex
FPX-5FS7/0ARU305 |  | Variant of FPX-PRE-TERMINATED-PANELS | FPX Fiber Optic Termination Panel with Indoor/Outdoor Cable, 5RU, 19in, Singlemode, 144 fiber, SC/UPC connectors, Stub tail at far end, putty white, 305m | CommScope® |  | FPX | Fiber patch panel ¦ with indoor/outdoor cable
FPX-AF-12APL07SP3 |  | Variant of FPX-ADAPTER-PACKS | FPX Fiber Optic Adapter Pack with 3m Stranded Pigtail, Singlemode, 12 fiber, SC/UPC adapter, left, blue, putty white |  |  | FPX | Fiber adapter pack with pigtails
FPX-2FR000-000 |  | Variant of FPX-EMPTY-PANELS | FPX Fiber Optic Termination/Splice Module, unloaded, 2RU, 19in, putty white | CommScope® |  | FPX | Fiber patch/splice panel
FPX-AF-24APL08 |  | Variant of FPX-ADAPTER-PACKS | FPX Fiber Optic Adapter Pack Only, Singlemode, 24 fiber, LC/UPC adapter, left, blue, putty white |  |  | FPX | Fiber adapter pack
FPX-5FS8/0HAD031 |  | Variant of FPX-PRE-TERMINATED-PANELS | FPX Fiber Optic Termination Panel with IFC Stranded Cable, 5RU, 19in, Singlemode, 288 fiber, LC/UPC connectors, Stub tail at far end, putty white, 31m | CommScope® |  | FPX | Fiber patch panel ¦ with IFC cable
FPX-9FS7/0CRU016 |  | Variant of FPX-PRE-TERMINATED-PANELS | FPX Fiber Optic Termination Panel with Indoor/Outdoor Cable, 9RU, 19in, Singlemode, 216 fiber, SC/UPC connectors, Stub tail at far end, putty white, 16m | CommScope® |  | FPX | Fiber patch panel ¦ with indoor/outdoor cable
FPX-5FS8/0HAU077 |  | Variant of FPX-PRE-TERMINATED-PANELS | FPX Fiber Optic Termination Panel with IFC Stranded Cable, 5RU, 19in, Singlemode, 288 fiber, LC/UPC connectors, Stub tail at far end, putty white, 77m | CommScope® |  | FPX | Fiber patch panel ¦ with IFC cable
FPX-AF-24APL0Z |  | Variant of FPX-ADAPTER-PACKS | FPX Fiber Optic Adapter Pack Only, Singlemode, 24 fiber, LC/APC (2F/LC) adapter, left, green, putty white |  |  | FPX | Fiber adapter pack
FPX-9FS7/0CRU031 |  | Variant of FPX-PRE-TERMINATED-PANELS | FPX Fiber Optic Termination Panel with Indoor/Outdoor Cable, 9RU, 19in, Singlemode, 216 fiber, SC/UPC connectors, Stub tail at far end, putty white, 31m | CommScope® |  | FPX | Fiber patch panel ¦ with indoor/outdoor cable
FPX-5FS8/0HHU031 |  | Variant of FPX-PRE-TERMINATED-PANELS | FPX Fiber Optic Termination Panel with Indoor/Outdoor Cable, 5RU, 19in, Singlemode, 288 fiber, LC/UPC connectors, Stub tail at far end, putty white, 31m | CommScope® |  | FPX | Fiber patch panel ¦ with indoor/outdoor cable
FPX-AF-12APR0J |  | Variant of FPX-ADAPTER-PACKS | FPX Fiber Optic Adapter Pack Only, Singlemode, 12 fiber, SC/APC adapter, right, green, putty white |  |  | FPX | Fiber adapter pack
FPX-AF-24APR08 |  | Variant of FPX-ADAPTER-PACKS | FPX Fiber Optic Adapter Pack Only, Singlemode, 24 fiber, LC/UPC adapter, right, blue, putty white |  |  | FPX | Fiber adapter pack
FPX-4FRA07-960 |  | Variant of FPX-TERMINATION-SPLICE-PANELS | FPX Fiber Optic Termination Module, 5RU, 19in, Singlemode, 96 fiber, SC/UPC Connector, putty white | CommScope® |  | FPX | Fiber patch panel
FPXB-1FS7/01HU153 |  | Variant of FPX-PRE-TERMINATED-PANELS | FPX Fiber Optic Termination Panel with Indoor/Outdoor Cable, 1RU, 19in, Singlemode, 12 fiber, SC/UPC connectors, Stub tail at far end, black, 153m | CommScope® |  | FPX | Fiber patch panel ¦ with indoor/outdoor cable
FPX-AF-24APR08SP3 |  | Variant of FPX-ADAPTER-PACKS | FPX Fiber Optic Adapter Pack with 3m Stranded Pigtail, Singlemode, 24 fiber, LC/UPC adapter, right, green, putty white |  |  | FPX | Fiber adapter pack with pigtails
FPX-AF-24APR0Z |  | Variant of FPX-ADAPTER-PACKS | FPX Fiber Optic Adapter Pack Only, Singlemode, 24 fiber, LC/UPC adapter, right, green, putty white |  |  | FPX | Fiber adapter pack
FPXB-1FS7/01HU183 |  | Variant of FPX-PRE-TERMINATED-PANELS | FPX Fiber Optic Termination Panel with Indoor/Outdoor Cable, 1RU, 19in, Singlemode, 12 fiber, SC/UPC connectors, Stub tail at far end, black, 183m | CommScope® |  | FPX | Fiber patch panel ¦ with indoor/outdoor cable
FPX-4FSJ/09HU023 |  | Variant of FPX-PRE-TERMINATED-PANELS | FPX Fiber Optic Termination Panel with Indoor/Outdoor Cable, 4RU, 19in, Singlemode, 96 fiber, SC/APC connectors, Stub tail at far end, putty white, 23m | CommScope® |  | FPX | Fiber patch panel ¦ with IFC cable
FPXB-1FS7/02HU305 |  | Variant of FPX-PRE-TERMINATED-PANELS | FPX Fiber Optic Termination Panel with Indoor/Outdoor Cable, 1RU, 19in, Singlemode, 24 fiber, SC/UPC connectors, Stub tail at far end, black, 305m | CommScope® |  | FPX | Fiber patch panel ¦ with indoor/outdoor cable
FPX-4FRAA9-960 |  | Variant of FPX-TERMINATION-SPLICE-PANELS | FPX Fiber Optic Termination Module, 4RU, 19in, Singlemode, 96 fiber, SC Connector, putty white | CommScope® |  | FPX | Fiber patch panel
FPX-4FSJ/09JU061 |  | Variant of FPX-PRE-TERMINATED-PANELS | FPX Fiber Optic Termination Panel with OSP Stranded Cable, 4RU, 19in, Singlemode, 96 fiber, SC/APC connectors, Stub tail at far end, putty white, 61m | CommScope® |  | FPX | Fiber patch panel ¦ with IFC cable
FPX-5FR000-000 |  | Variant of FPX-EMPTY-PANELS | FPX Fiber Optic Termination/Splice Module, unloaded, 5RU, 19in, putty white | CommScope® |  | FPX | Fiber patch/splice panel
FPX-2FRA07-480 |  | Variant of FPX-TERMINATION-SPLICE-PANELS | FPX Fiber Optic Termination Module, 2RU, 19in, Singlemode, 48 fiber, SC/UPC Connector, putty white | CommScope® |  | FPX | Fiber patch panel
FPXB-2FSE/04RD122 |  | Variant of FPX-PRE-TERMINATED-PANELS | FPX Fiber Optic Termination Panel with Indoor/Outdoor Cable, 2RU, 19in, Singlemode, 48 fiber, SC/UPC connectors, Stub tail at far end, black, 122m | CommScope® |  | FPX | Fiber patch panel ¦ with indoor/outdoor cable
FPXB-1FS7/01HU031 |  | Variant of FPX-PRE-TERMINATED-PANELS | FPX Fiber Optic Termination Panel with Indoor/Outdoor Cable, 1RU, 19in, Singlemode, 12 fiber, SC/UPC connectors, Stub tail at far end, black, 31m | CommScope® |  | FPX | Fiber patch panel ¦ with indoor/outdoor cable
FPXB-1FS7/02HU092 |  | Variant of FPX-PRE-TERMINATED-PANELS | FPX Fiber Optic Termination Panel with Indoor/Outdoor Cable, 1RU, 19in, Singlemode, 24 fiber, SC/UPC connectors, Stub tail at far end, black, 92m | CommScope® |  | FPX | Fiber patch panel ¦ with indoor/outdoor cable
FPXB-1FS7/02HU122 |  | Variant of FPX-PRE-TERMINATED-PANELS | FPX Fiber Optic Termination Panel with Indoor/Outdoor Cable, 1RU, 19in, Singlemode, 24 fiber, SC/UPC connectors, Stub tail at far end, black, 122m | CommScope® |  | FPX | Fiber patch panel ¦ with indoor/outdoor cable
FPXB-1FS7/01HU092 |  | Variant of FPX-PRE-TERMINATED-PANELS | FPX Fiber Optic Termination Panel with Indoor/Outdoor Cable, 1RU, 19in, Singlemode, 12 fiber, SC/UPC connectors, Stub tail at far end, black, 92m | CommScope® |  | FPX | Fiber patch panel ¦ with indoor/outdoor cable
FPXB-3FS7/07HU061 |  | Variant of FPX-PRE-TERMINATED-PANELS | FPX Fiber Optic Termination Panel with Indoor/Outdoor Cable, 3RU, 19in, Singlemode, 72 fiber, SC/UPC connectors, Stub tail at far end, black, 61m | CommScope® |  | FPX | Fiber patch panel ¦ with indoor/outdoor cable
FPXB-1FS7/01HU122 |  | Variant of FPX-PRE-TERMINATED-PANELS | FPX Fiber Optic Termination Panel with Indoor/Outdoor Cable, 1RU, 19in, Singlemode, 12 fiber, SC/UPC connectors, Stub tail at far end, black, 122m | CommScope® |  | FPX | Fiber patch panel ¦ with indoor/outdoor cable
FPXB-1FS7/02HU275 |  | Variant of FPX-PRE-TERMINATED-PANELS | FPX Fiber Optic Termination Panel with Indoor/Outdoor Cable, 1RU, 19in, Singlemode, 24 fiber, SC/UPC connectors, Stub tail at far end, black, 275m | CommScope® |  | FPX | Fiber patch panel ¦ with indoor/outdoor cable
FPX-5FS7/0ARU016 |  | Variant of FPX-PRE-TERMINATED-PANELS | FPX Fiber Optic Termination Panel with Indoor/Outdoor Cable, 5RU, 19in, Singlemode, 144 fiber, SC/UPC connectors, Stub tail at far end, putty white, 16m | CommScope® |  | FPX | Fiber patch panel ¦ with indoor/outdoor cable
FPXB-4FS7/09HU122 |  | Variant of FPX-PRE-TERMINATED-PANELS | FPX Fiber Optic Termination Panel with Indoor/Outdoor Cable, 4RU, 19in, Singlemode, 96 fiber, SC/UPC connectors, Stub tail at far end, black, 122m | CommScope® |  | FPX | Fiber patch panel ¦ with indoor/outdoor cable
FPXB-2FS7/04HU031 |  | Variant of FPX-PRE-TERMINATED-PANELS | FPX Fiber Optic Termination Panel with Indoor/Outdoor Cable, 2RU, 19in, Singlemode, 48 fiber, SC/UPC connectors, Stub tail at far end, black, 31m | CommScope® |  | FPX | Fiber patch panel ¦ with indoor/outdoor cable
FPXB-4FS7/09HU153 |  | Variant of FPX-PRE-TERMINATED-PANELS | FPX Fiber Optic Termination Panel with Indoor/Outdoor Cable, 4RU, 19in, Singlemode, 96 fiber, SC/UPC connectors, Stub tail at far end, black, 153m | CommScope® |  | FPX | Fiber patch panel ¦ with indoor/outdoor cable
FPXB-2FS7/04HU092 |  | Variant of FPX-PRE-TERMINATED-PANELS | FPX Fiber Optic Termination Panel with Indoor/Outdoor Cable, 2RU, 19in, Singlemode, 48 fiber, SC/UPC connectors, Stub tail at far end, black, 92m | CommScope® |  | FPX | Fiber patch panel ¦ with indoor/outdoor cable
FPX-5FS7/0ARU031 |  | Variant of FPX-PRE-TERMINATED-PANELS | FPX Fiber Optic Termination Panel with Indoor/Outdoor Cable, 5RU, 19in, Singlemode, 144 fiber, SC/UPC connectors, Stub tail at far end, putty white, 31m | CommScope® |  | FPX | Fiber patch panel ¦ with indoor/outdoor cable
FPXB-2FS7/04HU122 |  | Variant of FPX-PRE-TERMINATED-PANELS | FPX Fiber Optic Termination Panel with Indoor/Outdoor Cable, 2RU, 19in, Singlemode, 48 fiber, SC/UPC connectors, Stub tail at far end, black, 122m | CommScope® |  | FPX | Fiber patch panel ¦ with indoor/outdoor cable
FPXB-2FS7/04HU153 |  | Variant of FPX-PRE-TERMINATED-PANELS | FPX Fiber Optic Termination Panel with Indoor/Outdoor Cable, 2RU, 19in, Singlemode, 48 fiber, SC/UPC connectors, Stub tail at far end, black, 153m | CommScope® |  | FPX | Fiber patch panel ¦ with indoor/outdoor cable
FPX-5FS7/0ARU061 |  | Variant of FPX-PRE-TERMINATED-PANELS | FPX Fiber Optic Termination Panel with Indoor/Outdoor Cable, 5RU, 19in, Singlemode, 144 fiber, SC/UPC connectors, Stub tail at far end, putty white, 61m | CommScope® |  | FPX | Fiber patch panel ¦ with indoor/outdoor cable
FPXB-5FRR0E-1443 |  | Variant of FPX-TERMINATION-SPLICE-PANELS | FPX Fiber Optic Termination/Splice Module, 3RU, 19in, Singlemode, 144 fiber, SC/UPC Duplex Connector, black | CommScope® |  | FPX | Fiber patch/splice panel
FPXB-5FS7/0AHU031 |  | Variant of FPX-PRE-TERMINATED-PANELS | FPX Fiber Optic Termination Panel with Indoor/Outdoor Cable, 5RU, 19in, Singlemode, 144 fiber, SC/UPC connectors, Stub tail at far end, black, 31m | CommScope® |  | FPX | Fiber patch panel ¦ with indoor/outdoor cable
FPXB-5FS7/0AHU092 |  | Variant of FPX-PRE-TERMINATED-PANELS | FPX Fiber Optic Termination Panel with Indoor/Outdoor Cable, 5RU, 19in, Singlemode, 144 fiber, SC/UPC connectors, Stub tail at far end, black, 92m | CommScope® |  | FPX | Fiber patch panel ¦ with indoor/outdoor cable
FPX-4FS7/09AU016 |  | Variant of FPX-PRE-TERMINATED-PANELS | FPX Fiber Optic Termination Panel with IFC Stranded Cable, 4RU, 19in, Singlemode, 96 fiber, SC/UPC connectors, Stub tail at far end, putty white, 16m | CommScope® |  | FPX | Fiber patch panel ¦ with IFC cable
FPX-5FRR0Z-2883 |  | Variant of FPX-TERMINATION-SPLICE-PANELS | FPX Fiber Optic Termination/Splice Module, 5RU, 19in, Singlemode, 288 fiber, LC/APC Connector, putty white | CommScope® |  | FPX | Fiber patch panel
FPX-4FS7/09HU031 |  | Variant of FPX-PRE-TERMINATED-PANELS | FPX Fiber Optic Termination Panel with Indoor/Outdoor Cable, 4RU, 19in, Singlemode, 96 fiber, SC/UPC connectors, Stub tail at far end, putty white, 31m | CommScope® |  | FPX | Fiber patch panel ¦ with indoor/outdoor cable
FPX-4FS7/09AU023 |  | Variant of FPX-PRE-TERMINATED-PANELS | FPX Fiber Optic Termination Panel with IFC Stranded Cable, 4RU, 19in, Singlemode, 96 fiber, SC/UPC connectors, Stub tail at far end, putty white, 23m | CommScope® |  | FPX | Fiber patch panel ¦ with IFC cable
FPX-4FS7/09HU061 |  | Variant of FPX-PRE-TERMINATED-PANELS | FPX Fiber Optic Termination Panel with Indoor/Outdoor Cable, 4RU, 19in, Singlemode, 96 fiber, SC/UPC connectors, Stub tail at far end, putty white, 61m | CommScope® |  | FPX | Fiber patch panel ¦ with indoor/outdoor cable
FPX-5FRP08-2882 |  | Variant of FPX-TERMINATION-SPLICE-PANELS | FPX Fiber Optic Termination/Splice Module, 5RU, 19in, Singlemode, 288 fiber, LC/UPC Connector, putty white | CommScope® |  | FPX | Fiber patch/splice panel
FPX-4FS7/09HU153 |  | Variant of FPX-PRE-TERMINATED-PANELS | FPX Fiber Optic Termination Panel with Indoor/Outdoor Cable, 4RU, 19in, Singlemode, 96 fiber, SC/UPC connectors, Stub tail at far end, putty white, 153m | CommScope® |  | FPX | Fiber patch panel ¦ with indoor/outdoor cable
FPX-4FSJ/09AU023 |  | Variant of FPX-PRE-TERMINATED-PANELS | FPX Fiber Optic Termination Panel with IFC Stranded Cable, 4RU, 19in, Singlemode, 96 fiber, SC/APC connectors, Stub tail at far end, putty white, 23m | CommScope® |  | FPX | Fiber patch panel ¦ with IFC cable
FPX-4FS7/09AU046 |  | Variant of FPX-PRE-TERMINATED-PANELS | FPX Fiber Optic Termination Panel with IFC Stranded Cable, 4RU, 19in, Singlemode, 96 fiber, SC/UPC connectors, Stub tail at far end, putty white, 46m | CommScope® |  | FPX | Fiber patch panel ¦ with IFC cable
FPX-24MPRS08 |  | Variant of FPX-MODULES | FPX Fiber Optic MPO Module, Singlemode OS2, 24 fiber LC/UPC adapter, right, putty white | CommScope® |  | FPX | Fiber module
FPX-5FS7/0AAU077 |  | Variant of FPX-PRE-TERMINATED-PANELS | FPX Fiber Optic Termination Panel with IFC Stranded Cable, 5RU, 19in, Singlemode, 144 fiber, SC/UPC connectors, Stub tail at far end, putty white, 77m | CommScope® |  | FPX | Fiber patch panel ¦ with IFC cable
FPX-5FSJ/0AAU031 |  | Variant of FPX-PRE-TERMINATED-PANELS | FPX Fiber Optic Termination Panel with IFC Stranded Cable, 5RU, 19in, Singlemode, 144 fiber, SC/APC connectors, Stub tail at far end, putty white, 31m | CommScope® |  | FPX | Fiber patch panel ¦ with IFC cable
FPX-4FRA07-480 |  | Variant of FPX-TERMINATION-SPLICE-PANELS | FPX Fiber Optic Termination Module, 4RU, 19in, Singlemode, 48 fiber, SC/UPC Connector, putty white | CommScope® |  | FPX | Fiber patch panel
FPX-AF-12APR0JSP3 |  | Variant of FPX-ADAPTER-PACKS | FPX Fiber Optic Adapter Pack with 3m Stranded Pigtail, Singlemode, 12 fiber, SC/APC adapter, right, green, putty white |  |  | FPX | Fiber adapter pack with pigtails
FPX-5FS7/0ARU092 |  | Variant of FPX-PRE-TERMINATED-PANELS | FPX Fiber Optic Termination Panel with Indoor/Outdoor Cable, 5RU, 19in, Singlemode, 144 fiber, SC/UPC connectors, Stub tail at far end, putty white, 92m | CommScope® |  | FPX | Fiber patch panel ¦ with indoor/outdoor cable
FPX-4FSJ/09GU031 |  | Variant of FPX-PRE-TERMINATED-PANELS | FPX Fiber Optic Termination Panel with Armored Cable, 4RU, 19in, Singlemode, 96 fiber, SC/APC connectors, Stub tail at far end, putty white, 31m | CommScope® |  | FPX | Fiber patch panel ¦ with IFC cable
FPX-5FS7/0AAU092 |  | Variant of FPX-PRE-TERMINATED-PANELS | FPX Fiber Optic Termination Panel with IFC Stranded Cable, 5RU, 19in, Singlemode, 144 fiber, SC/UPC connectors, Stub tail at far end, putty white, 92m | CommScope® |  | FPX | Fiber patch panel ¦ with IFC cable
FPX-5FSJ/0AGU031 |  | Variant of FPX-PRE-TERMINATED-PANELS | FPX Fiber Optic Termination Panel with Armored Cable, 5RU, 19in, Singlemode, 144 fiber, SC/APC connectors, Stub tail at far end, putty white, 31m | CommScope® |  | FPX | Fiber patch panel ¦ with IFC cable
FPX-AF-24APL06 |  | Variant of FPX-ADAPTER-PACKS | FPX Fiber Optic Adapter Pack Only, Multimode, 24 fiber, LC/UPC adapter, left, beige, putty white |  |  | FPX | Fiber adapter pack
760241518 | EPX-1U-MOD-OPEN-F-ANG-FX (AGL-1U-ANG-FX) | Variant of EPX-PANELS | EPX 1U fixed angled panel, accepts (4) G2 modules or adapter packs providing up to 48 duplex LC or 32 MPO ports | CommScope® |  | EPX | Fiber patch panel
760242454 | EPX-1U-MOD-OPEN-ANG (AGL-1U-ANG-SL) | Variant of EPX-PANELS | EPX 1U angled sliding panel, accepts (4) G2 modules or adapter packs providing up to 48 duplex LC or 32 MPO ports | CommScope® |  | EPX | Fiber patch panel
FPX-1FRR0J-243 |  | Variant of FPX-TERMINATION-SPLICE-PANELS | FPX Fiber Optic Termination/Splice Module, 1RU, 19in, Singlemode, 24 fiber, SC/UPC Connector, putty white | CommScope® |  | FPX | Fiber patch/splice panel
FPX-1FRN07-242 |  | Variant of FPX-TERMINATION-SPLICE-PANELS | FPX Fiber Optic Termination/Splice Module, 1RU, 19in, Singlemode A1, 24 fiber, SC/UPC Connector, putty white | CommScope® |  | FPX | Fiber patch panel
FPX-2FRR08-963 |  | Variant of FPX-TERMINATION-SPLICE-PANELS | FPX Fiber Optic Termination/Splice Module, 2RU, 19in, Singlemode, 96 fiber, LC/UPC Connector, putty white | CommScope® |  | FPX | Fiber patch/splice panel
FPX-2FRR07-482 |  | Variant of FPX-TERMINATION-SPLICE-PANELS | FPX Fiber Optic Termination/Splice Module, 2RU, 19in, Singlemode, 48 fiber, SC/UPC Connector, putty white | CommScope® |  | FPX | Fiber patch/splice panel
FPX-3FRJA6-1442 |  | Variant of FPX-TERMINATION-SPLICE-PANELS | FPX Fiber Optic Termination/Splice Module, 3RU, 19in, Singlemode, 144 fiber, OM4 MMLC Connector, putty white | CommScope® |  | FPX | Fiber patch panel
FPX-3FRAA9-720 |  | Variant of FPX-TERMINATION-SPLICE-PANELS | FPX Fiber Optic Termination Module, 3RU, 19in, Singlemode, 72 fiber, MMSC Connector, putty white | CommScope® |  | FPX | Fiber patch panel
FPX-3FRAA6-1440 |  | Variant of FPX-TERMINATION-SPLICE-PANELS | FPX Fiber Optic Termination Module, 3RU, 19in, Singlemode, 144 fiber, MMLC Connector, putty white | CommScope® |  | FPX | Fiber patch panel
FPX-4FRR07-963 |  | Variant of FPX-TERMINATION-SPLICE-PANELS | FPX Fiber Optic Termination/Splice Module, 4RU, 19in, Singlemode, 96 fiber, SC/UPC Connector, putty white | CommScope® |  | FPX | Fiber patch/splice panel
FPX-4FRP0Z-1922 |  | Variant of FPX-TERMINATION-SPLICE-PANELS | FPX Fiber Optic Termination/Splice Module, 4RU, 19in, Singlemode, 288 fiber, LC/APC Connector, putty white | CommScope® |  | FPX | Fiber patch/splice panel
FPX-4FRA08-1920 |  | Variant of FPX-TERMINATION-SPLICE-PANELS | FPX Fiber Optic Termination Module, 4RU, 19in, Singlemode, 192 fiber, LC/UPC Connector, putty white | CommScope® |  | FPX | Fiber patch panel
FPX-5FRJA6-2882 |  | Variant of FPX-TERMINATION-SPLICE-PANELS | FPX Fiber Optic Termination/Splice Module, 5RU, 19in, Singlemode, 288 fiber, OM4 MMLC Connector, putty white | CommScope® |  | FPX | Fiber patch panel
FPX-5FRAA9-1440 |  | Variant of FPX-TERMINATION-SPLICE-PANELS | FPX Fiber Optic Termination Module, 5RU, 19in, Singlemode, 144 fiber, MMSC Connector, putty white | CommScope® |  | FPX | Fiber patch panel
FPXB-4FS7/09HU061 |  | Variant of FPX-PRE-TERMINATED-PANELS | FPX Fiber Optic Termination Panel with I/O Stranded Cable, 4RU, 19in, Singlemode, 96 fiber, SC/UPC connectors, Stub tail at far end, putty white, 61m | CommScope® |  | FPX | Fiber patch panel ¦ with indoor/outdoor cable
FPX-3FS8/0ARU458 |  | Variant of FPX-PRE-TERMINATED-PANELS | FPX Fiber Optic Termination Panel with I/O Ribbon Cable, 3RU, 19in, Singlemode, 144 fiber, LC/UPC connectors, Stub tail at far end, putty white, 458m | CommScope® |  | FPX | Fiber patch panel ¦ with indoor/outdoor cable
FPX-5RP08-2882 |  | Variant of FPX-TERMINATION-SPLICE-PANELS | FPX Fiber Optic Termination/Splice Module, 5RU, 19in, Singlemode, 288 fiber, LC/UPC Connector, putty white | CommScope® |  | FPX | Fiber patch/splice panel