## Products
Part Number | Part Name | Part Indicator | Description | Portfolio | Product Brand | Product Series | Product Type | Government Requirements | Status
MA-S7 |  | Variant of MA | Fiber Optic Patch Cord, Multi-fiber, Singlemode, SC/UPC to MPO Female, Yellow |  |  | MA | Fiber distribution cable assembly
MA-SF |  | Variant of MA | Fiber Optic Patch Cord, Multi-fiber, Singlemode, SC/APC to LC/APC, Yellow |  |  | MA | Fiber distribution cable assembly
MA-SB |  | Variant of MA | Fiber Optic Patch Cord, Multi-fiber, Singlemode, SC/UPC to MPO Female, Yellow |  |  | MA | Fiber distribution cable assembly
UPGLCUCCL |  | Base Product | Ultra Low Loss (ULL) Singlemode LC/UPC to Unconnectorized Armored Pre-terminated Trunk Cable, 96-Fiber, Dual Rated LSZH/Riser | CommScope® | SYSTIMAX ULL |  | Ruggedized fanout
FPWLCLCAD |  | Base Product | SingleMode LC/UPC to LC/UPC, InstaPATCH® 360 Armored Ruggedized Fiber Fanout Cable Assembly, 12-Fiber, Low Smoke Zero Halogen (LSZH) | CommScope® | SYSTIMAX InstaPATCH® 360 |  | Ruggedized fanout
760250366 | OCJ-SG-02MHSIA-SG | Variant of OCJ | Fiber Optic Patch Cord, Duplex, Singlemode, SC/APC to SC/APC, yellow, 2 m |  |  | OCJ | Fiber patch cord ¦ duplex
2055554-1 | OCJ-S3-01MASIA-S3 | Variant of OCJ | Fiber Optic Patch Cord, Simplex, Singlemode, SC/APC 9° to SC/APC 9°, yellow, 1 m |  |  | OCJ | Fiber patch cord ¦ simplex
2160872-3 | OCJ-SF-03MASIA-SG | Variant of OCJ | Fiber Optic Patch Cord, Simplex, Singlemode, SC/UPC to SC/APC, yellow, 3 m |  |  | OCJ | Fiber patch cord ¦ simplex
2160363-2 | OCJ-S1-02MASIA-S2 | Variant of OCJ | Fiber Optic Patch Cord, Simplex, Singlemode, SC/UPC to SC/APC, yellow, 2 m |  |  | OCJ | Fiber patch cord ¦ simplex
760251765 | OCJ-EC-02MASCA-EC | Variant of OCJ | Fiber Optic Patch Cord, Simplex, Singlemode, LSZH, 2.4 mm diameter, LSH/APC to LSH/APC, tuned, grade B, yellow, 2 m |  |  | OCJ | Fiber patch cord ¦ simplex
2160544-6 |  | Variant of 2160544 | Fiber Optic Patch Cord, Duplex, Multimode, LC/UPC to LC/UPC, aqua, 0.6 m | CommScope® |  | 216 | Fiber patch cord ¦ duplex
2160544-7 |  | Variant of 2160544 | Fiber Optic Patch Cord, Duplex, Multimode, LC/UPC to LC/UPC, aqua, 0.7 m | CommScope® |  | 216 | Fiber patch cord ¦ duplex
2-2160544-2 |  | Variant of 2160544 | Fiber Optic Patch Cord, Duplex, Multimode, LC/UPC to LC/UPC, aqua, 2.2 m | CommScope® |  | 216 | Fiber patch cord ¦ duplex
2-2160544-3 |  | Variant of 2160544 | Fiber Optic Patch Cord, Duplex, Multimode, LC/UPC to LC/UPC, aqua, 2.3 m | CommScope® |  | 216 | Fiber patch cord ¦ duplex
2-2160544-8 |  | Variant of 2160544 | Fiber Optic Patch Cord, Duplex, Multimode, LC/UPC to LC/UPC, aqua, 2.8 m | CommScope® |  | 216 | Fiber patch cord ¦ duplex
3-2160544-1 |  | Variant of 2160544 | Fiber Optic Patch Cord, Duplex, Multimode, LC/UPC to LC/UPC, aqua, 3.1 m | CommScope® |  | 216 | Fiber patch cord ¦ duplex
3-2160544-9 |  | Variant of 2160544 | Fiber Optic Patch Cord, Duplex, Multimode, LC/UPC to LC/UPC, aqua, 3.7 m | CommScope® |  | 216 | Fiber patch cord ¦ duplex
2-2160046-2 |  | Variant of 2160046 | Fiber Optic Patch Cord, OM4, LC duplex to LC duplex, 1.8 mm LSZH, 22 m, aqua | CommScope® |  | 216 | Fiber patch cord ¦ duplex
4-2160046-8 |  | Variant of 2160046 | Fiber Optic Patch Cord, OM4, LC duplex to LC duplex, 1.8 mm LSZH, 48 m, aqua | CommScope® |  | 216 | Fiber patch cord ¦ duplex
3-2105061-9 |  | Variant of 2105061 | Fiber Optic Patch Cord, Duplex, Multimode, LC/UPC to LC/UPC, LSZH & OFNR, aqua, 39 m | CommScope® |  | 210 | Fiber patch cord ¦ duplex
3-2105032-5 |  | Variant of 2105032 | Fiber Optic Patch Cord, Duplex, Singlemode, LC/UPC to SC/UPC, yellow, 35 m | CommScope® |  | 210 | Fiber patch cord ¦ duplex
1-2105028-6 |  | Variant of 2105028 | Fiber Optic Patch Cord, OS2, LC/LC duplex, 1.8 mm LSZH & OFNR, 16 m, yellow | CommScope® |  | 210 | Fiber patch cord ¦ duplex
9-2105028-1 |  | Variant of 2105028 | Fiber Optic Patch Cord, Duplex, Singlemode, LC/UPC to LC/UPC, yellow, 93 m | CommScope® |  | 210 | Fiber patch cord ¦ duplex
1-2105027-1 |  | Variant of 2105027 | Fiber Optic Patch Cord, OM3, LC to LC duplex, 1.8 mm LSZH & OFNR, 11 m, aqua | CommScope® |  | 210 | Fiber patch cord ¦ duplex
6-2105027-5 |  | Variant of 2105027 | Fiber Optic Patch Cord, OM3, LC/LC duplex, 1.8 mm LSZH & OFNR, 65 m, aqua | CommScope® |  | 210 | Fiber patch cord ¦ duplex
9-2055109-1 |  | Variant of 2055109 | Fiber Optic Patch Cord, Duplex, Multimode, LC/UPC to SC/UPC, aqua, 93 m | CommScope® |  | 205 | Fiber patch cord ¦ duplex
3-2055109-5 |  | Variant of 2055109 | Fiber Optic Patch Cord, Duplex, Multimode, LC/UPC to SC/UPC, aqua, 35 m | CommScope® |  | 205 | Fiber patch cord ¦ duplex
1920743-9 |  | Variant of 1920743 | Fiber Optic Patch Cord, LC to LC, duplex, OM3 XG 10 Gb/s, twin zip, 9 m, aqua | CommScope® |  | 192 | Fiber patch cord ¦ duplex
2-1920743-5 |  | Variant of 1920743 | Fiber Optic Patch Cord, Duplex, Multimode, LC/UPC to LC/UPC, aqua, 25 m | CommScope® |  | 192 | Fiber patch cord ¦ duplex
5-1920743-0 |  | Variant of 1920743 | Fiber Optic Patch Cord, Duplex, Multimode, LC/UPC to LC/UPC, aqua, 50 m | CommScope® |  | 192 | Fiber patch cord ¦ duplex
7-1920743-0 |  | Variant of 1920743 | Fiber Optic Patch Cord, Duplex, Multimode, LC/UPC to LC/UPC, aqua, 70 m | CommScope® |  | 192 | Fiber patch cord ¦ duplex
8-1920743-9 |  | Variant of 1920743 | Fiber Optic Patch Cord, Duplex, Multimode, LC/UPC to LC/UPC, aqua, 89 m | CommScope® |  | 192 | Fiber patch cord ¦ duplex
1-1859795-0 |  | Variant of 1859795 | Fiber Optic Patch Cord, Singlemode, LC/UPC to LC/UPC duplex, 3.0 mm LSZH & OFNR, Yellow, 10 m | CommScope® |  | 185 | Fiber patch cord ¦ duplex
3-1859795-0 |  | Variant of 1859795 | Fiber Optic Patch Cord, Singlemode, LC/UPC to LC/UPC duplex, 3.0 mm LSZH & OFNR, Yellow, 30 m | CommScope® |  | 185 | Fiber patch cord ¦ duplex
E-1859794-0 |  | Variant of 1859794 | Fiber Optic Patch Cord, Duplex, Multimode OM3, LC/UPC to LC/UPC, 3 mm, LSZH/OFNR, aqua, 140 m | CommScope® |  | 185 | Fiber patch cord ¦ duplex
1859793-8 |  | Variant of 1859793 | Fiber Optic Patch Cord, Duplex, Multimode OM4, LC/UPC to LC/UPC, 3 mm, LSZH/OFNR, aqua, 8 m | CommScope® |  | 185 | Fiber patch cord ¦ duplex
3-1859793-0 |  | Variant of 1859793 | Fiber Optic Patch Cord, Duplex, Multimode OM4, LC/UPC to LC/UPC, 3 mm, LSZH/OFNR, aqua, 30 m | CommScope® |  | 185 | Fiber patch cord ¦ duplex
E-1859793-0 |  | Variant of 1859793 | Fiber Optic Patch Cord, Duplex, Multimode OM4, LC/UPC to LC/UPC, 3 mm, LSZH/OFNR, aqua, 140 m | CommScope® |  | 185 | Fiber patch cord ¦ duplex
2105084-3 |  | Variant of 2105084 | Fiber Optic Patch Cord, Simplex, 0.9mm, LSZH, Multimode OM4, LC/UPC to LC/UPC, Aqua, 3 m | CommScope® |  | 210 | Fiber patch cord ¦ simplex
2105085-2 |  | Variant of 2105085 | Fiber Optic Patch Cord, Simplex, 0.9mm, LSZH, Multimode OM3, SC/UPC to SC/UPC, Aqua, 2 m | CommScope® |  | 210 | Fiber patch cord ¦ simplex
2105085-3 |  | Variant of 2105085 | Fiber Optic Patch Cord, Simplex, 0.9mm, LSZH, Multimode OM3, SC/UPC to SC/UPC, Aqua, 3 m | CommScope® |  | 210 | Fiber patch cord ¦ simplex
2105086-1 |  | Variant of 2105086 | Fiber Optic Patch Cord, Simplex, 0.9mm, LSZH, Multimode OM4, SC/UPC to SC/UPC, Aqua, 1 m | CommScope® |  | 210 | Fiber patch cord ¦ simplex
2105081-2 |  | Variant of 2105081 | Fiber Optic Patch Cord, Simplex, 0.9mm, LSZH, Singlemode, LC/UPC to LC/UPC, Yellow, 2 m | CommScope® |  | 210 | Fiber patch cord ¦ simplex
UDGSPSPK2 |  | Base Product | Ultra Low Loss (ULL) Singlemode, SN/APC to SN/APC, 2-Fiber, Ruggedized Fanout Cable Plenum | CommScope® | SYSTIMAX ULL | UDG | Ruggedized fanout
CAF-LCLC-PS0N |  | Base Product | Armored Jumper G657.A2 LC/UPC to LC/UPC Duplex, 3.0mm Plenum, Yellow | CommScope® |  | CAF | Fiber patch cord ¦ duplex
UFGCSLU62 |  | Base Product | Ultra Low Loss (ULL) Singlemode, CS/UPC to LC/UPC Uniboot, 2.0 mm Duplex Fiber Patch Cord, Low Smoke Zero Halogen/Riser | CommScope® | SYSTIMAX ULL | UFG | Fiber patch cord ¦ duplex
UDGLULU62 |  | Base Product | Ultra Low Loss Singlemode, LC/UPC Uniboot to LC/UPC Uniboot, 2.0 mm Duplex Fiber Patch Cord, Plenum | CommScope® | SYSTIMAX ULL | UDG | Fiber patch cord ¦ duplex
1451882 | FPC2Y-APSC/DLC-P-0.9M | Variant of FPC2Y | Fiber Optic Patch Cord, Duplex, Singlemode, SC/APC to LC/UPC, yellow, 0.8 m |  |  | FPC2Y | Fiber patch cord ¦ duplex
1459743 | FPCMY-APSC/PLC-P-1M | Variant of FPCMY | Fiber Optic Patch Cord, Simplex, Singlemode, SC/APC to LC/UPC, yellow, 1 m |  |  | FPCMY | Fiber patch cord ¦ simplex
1457902 | FPCMY-SPSC/APSC-P-30M | Variant of FPCMY | Fiber Optic Patch Cord, Simplex, Singlemode, SC/UPC to SC/APC, yellow, 30 m |  |  | FPCMY | Fiber patch cord ¦ simplex
1467002 | FPC2Y-SPSC/PLC-P-18M | Variant of FPC2Y | Fiber Optic Patch Cord, Duplex, Singlemode, SC/UPC to LC/UPC, yellow, 18 m |  |  | FPC2Y | Fiber patch cord ¦ duplex
1469570 | FPCDY-SPSC/PLC-P-6M | Variant of FPCDY | Fiber Optic Patch Cord, Simplex, Singlemode, SC/UPC to LC/UPC, yellow, 6 m |  |  | FPCDY | Fiber patch cord ¦ simplex
1472976 | FPCMY-SPSC/APSC-P-3M | Variant of FPCMY | Fiber Optic Patch Cord, Simplex, Singlemode, SC/UPC to SC/APC, yellow, 3 m |  |  | FPCMY | Fiber patch cord ¦ simplex
1684984 | FPC2Y-APSC/PLC-P-5M | Variant of FPC2Y | Fiber Optic Patch Cord, Duplex, Singlemode, SC/APC to LC/UPC, yellow, 5 m |  |  | FPC2Y | Fiber patch cord ¦ duplex
U4GLCLCCD |  | Base Product | Ultra Low Loss ULL TeraSPEED® LC/UPC to LC/UPC Ruggedized fanout Cable, 12-Fiber, LSZH, 12 fiber PmP 2.0 mm /B2ca | CommScope® | SYSTIMAX ULL |  | Ruggedized fanout
U4GLGLGCH |  | Base Product | Ultra Low Loss ULL TeraSPEED® LC/APC G B to LC/APC G B Ruggedized fanout Cable, 48-Fiber, LSZH, 12 fiber PmP 2.0 mm /B2ca | CommScope® | SYSTIMAX ULL |  | Ruggedized fanout
U4GLFLFCL |  | Base Product | Ultra Low Loss ULL TeraSPEED® LC/UPC G B to LC/UPC G B Ruggedized fanout Cable, 96-Fiber, LSZH, 12 fiber PmP 2.0 mm /B2ca | CommScope® | SYSTIMAX ULL |  | Ruggedized fanout
U4GLFLFCM |  | Base Product | Ultra Low Loss ULL TeraSPEED® LC/UPC G B to LC/UPC G B Ruggedized fanout Cable, 144-Fiber, LSZH, 12 fiber PmP 2.0 mm /B2ca | CommScope® | SYSTIMAX ULL |  | Ruggedized fanout
U4GLALACF |  | Base Product | Ultra Low Loss ULL TeraSPEED® LC/APC to LC/APC Ruggedized fanout Cable, 24-Fiber, LSZH, 12 fiber PmP 2.0 mm /B2ca | CommScope® | SYSTIMAX ULL |  | Ruggedized fanout
U4GLGLGCF |  | Base Product | Ultra Low Loss ULL TeraSPEED® LC/APC G B to LC/APC G B Ruggedized fanout Cable, 24-Fiber, LSZH, 12 fiber PmP 2.0 mm /B2ca | CommScope® | SYSTIMAX ULL |  | Ruggedized fanout
U4GLULUCG |  | Base Product | Ultra Low Loss ULL TeraSPEED® LC/UPC Uniboot to LC/UPC Uniboot Ruggedized fanout Cable, 36-Fiber, LSZH, 12 fiber PmP 2.0 mm /B2ca | CommScope® | SYSTIMAX ULL |  | Ruggedized fanout
ULGSASACD |  | Base Product | Ultra Low Loss ULL TeraSPEED® SC/APC to SC/APC Ruggedized fanout Cable, 12-Fiber, Plenum, 12 fiber PmP 2.0 mm Dca | CommScope® | SYSTIMAX ULL |  | Ruggedized fanout
ULGSASACH |  | Base Product | Ultra Low Loss ULL TeraSPEED® SC/APC to SC/APC Ruggedized fanout Cable, 48-Fiber, Plenum, 12 fiber PmP 2.0 mm Dca | CommScope® | SYSTIMAX ULL |  | Ruggedized fanout
ULVLCLCCF |  | Base Product | Ultra Low Loss ULL LazrSPEED® 550 OM5 LC/UPC to LC/UPC Ruggedized fanout Cable, 24-Fiber, Plenum, 12 fiber PmP 2.0 mm Dca | CommScope® | SYSTIMAX ULL |  | Ruggedized fanout
ULXLULUCF |  | Base Product | Ultra Low Loss ULL LazrSPEED® 550 LC/UPC Uniboot to LC/UPC Uniboot Ruggedized fanout Cable, 24-Fiber, Plenum, 12 fiber PmP 2.0 mm Dca | CommScope® | SYSTIMAX ULL |  | Ruggedized fanout
ULVSCSCCL |  | Base Product | Ultra Low Loss ULL LazrSPEED® 550 OM5 SC/UPC to SC/UPC Ruggedized fanout Cable, 96-Fiber, Plenum, 12 fiber PmP 2.0 mm Dca | CommScope® | SYSTIMAX ULL |  | Ruggedized fanout
UNGLCLCCG |  | Base Product | Ultra Low Loss ULL TeraSPEED® LC/UPC to LC/UPC Ruggedized fanout Cable, 36-Fiber, LSZH, 12 fiber PmP 2.0 mm Dca | CommScope® | SYSTIMAX ULL |  | Ruggedized fanout
UNGLFLFCM |  | Base Product | Ultra Low Loss ULL TeraSPEED® LC/UPC G B to LC/UPC G B Ruggedized fanout Cable, 144-Fiber, LSZH, 12 fiber PmP 2.0 mm Dca | CommScope® | SYSTIMAX ULL |  | Ruggedized fanout
UNGLALACF |  | Base Product | Ultra Low Loss ULL TeraSPEED® LC/APC to LC/APC Ruggedized fanout Cable, 24-Fiber, LSZH, 12 fiber PmP 2.0 mm Dca | CommScope® | SYSTIMAX ULL |  | Ruggedized fanout
UNGLALACM |  | Base Product | Ultra Low Loss ULL TeraSPEED® LC/APC to LC/APC Ruggedized fanout Cable, 144-Fiber, LSZH, 12 fiber PmP 2.0 mm Dca | CommScope® | SYSTIMAX ULL |  | Ruggedized fanout
UNGLFLFCH |  | Base Product | Ultra Low Loss ULL TeraSPEED® LC/UPC G B to LC/UPC G B Ruggedized fanout Cable, 48-Fiber, LSZH, 12 fiber PmP 2.0 mm Dca | CommScope® | SYSTIMAX ULL |  | Ruggedized fanout
1-2105061-2 |  | Variant of 2105061 | Fiber Optic Patch Cord, Duplex, Multimode, LC/UPC to LC/UPC, LSZH & OFNR, aqua, 12 m | CommScope® |  | 210 | Fiber patch cord ¦ duplex
1-2105093-0 |  | Variant of 2105093 | Fiber Optic Patch Cord, Duplex, OM4, SC/UPC to SC/UPC, LSZH & OFNR, aqua, 10 m | CommScope® |  | 210 | Fiber patch cord ¦ duplex
1-2160046-6 |  | Variant of 2160046 | Fiber Optic Patch Cord, Duplex, Multimode, LC/UPC to LC/UPC, aqua, 16 m | CommScope® |  | 216 | Fiber patch cord ¦ duplex
1-2160544-8 |  | Variant of 2160544 | Fiber Optic Patch Cord, Duplex, Multimode, LC/UPC to LC/UPC, aqua, 1.8 m | CommScope® |  | 216 | Fiber patch cord ¦ duplex
1-2160544-6 |  | Variant of 2160544 | Fiber Optic Patch Cord, Duplex, Multimode, LC/UPC to LC/UPC, aqua, 1.6 m | CommScope® |  | 216 | Fiber patch cord ¦ duplex
3-2105028-6 |  | Variant of 2105028 | Fiber Optic Patch Cord, Duplex, Singlemode, LC/UPC to LC/UPC, yellow, 36 m | CommScope® |  | 210 | Fiber patch cord ¦ duplex
4-1920743-0 |  | Variant of 1920743 | Fiber Optic Patch Cord, Duplex, Multimode, LC/UPC to LC/UPC, aqua, 40 m | CommScope® |  | 192 | Fiber patch cord ¦ duplex
4-2105028-5 |  | Variant of 2105028 | Fiber Optic Patch Cord, OS2, LC/LC duplex, 1.8 mm LSZH & OFNR, 45 m | CommScope® |  | 210 | Fiber patch cord ¦ duplex
7-2105028-5 |  | Variant of 2105028 | Fiber Optic Patch Cord, Duplex, Singlemode, LC/UPC to LC/UPC, yellow, 75 m | CommScope® |  | 210 | Fiber patch cord ¦ duplex
9-2105028-0 |  | Variant of 2105028 | Fiber Optic Patch Cord, OS2, LC/LC duplex, 1.8 mm LSZH & OFNR, 90 m | CommScope® |  | 210 | Fiber patch cord ¦ duplex
IFC-7/0JA020-NG |  | Variant | Fiber Optic Intra Facility Fiber Cable, OS2, SC/UPC to Stub, 20 m |  |  | IFC | Fiber distribution cable assembly
UNGSCSCCH |  | Base Product | Ultra Low Loss ULL TeraSPEED® SC/UPC to SC/UPC Ruggedized fanout Cable, 48-Fiber, LSZH, 12 fiber PmP 2.0 mm Dca | CommScope® | SYSTIMAX ULL |  | Ruggedized fanout
UNVLCLCCF |  | Base Product | Ultra Low Loss ULL LazrSPEED® 550 OM5 LC/UPC to LC/UPC Ruggedized fanout Cable, 24-Fiber, LSZH, 12 fiber PmP 2.0 mm Dca | CommScope® | SYSTIMAX ULL |  | Ruggedized fanout
UNGSASACM |  | Base Product | Ultra Low Loss ULL TeraSPEED® SC/APC to SC/APC Ruggedized fanout Cable, 144-Fiber, LSZH, 12 fiber PmP 2.0 mm Dca | CommScope® | SYSTIMAX ULL |  | Ruggedized fanout
UNVLCLCCH |  | Base Product | Ultra Low Loss ULL LazrSPEED® 550 OM5 LC/UPC to LC/UPC Ruggedized fanout Cable, 48-Fiber, LSZH, 12 fiber PmP 2.0 mm Dca | CommScope® | SYSTIMAX ULL |  | Ruggedized fanout
UNGSCSCCD |  | Base Product | Ultra Low Loss ULL TeraSPEED® SC/UPC to SC/UPC Ruggedized fanout Cable, 12-Fiber, LSZH, 12 fiber PmP 2.0 mm Dca | CommScope® | SYSTIMAX ULL |  | Ruggedized fanout
UNVLULUCM |  | Base Product | Ultra Low Loss ULL LazrSPEED® 550 OM5 LC/UPC Uniboot to LC/UPC Uniboot Ruggedized fanout Cable, 144-Fiber, LSZH, 12 fiber PmP 2.0 mm Dca | CommScope® | SYSTIMAX ULL |  | Ruggedized fanout
UNXLULUCK |  | Base Product | Ultra Low Loss ULL LazrSPEED® 550 LC/UPC Uniboot to LC/UPC Uniboot Ruggedized fanout Cable, 72-Fiber, LSZH, 12 fiber PmP 2.0 mm Dca | CommScope® | SYSTIMAX ULL |  | Ruggedized fanout
UNVSCSCCD |  | Base Product | Ultra Low Loss ULL LazrSPEED® 550 OM5 SC/UPC to SC/UPC Ruggedized fanout Cable, 12-Fiber, LSZH, 12 fiber PmP 2.0 mm Dca | CommScope® | SYSTIMAX ULL |  | Ruggedized fanout
UNVSCSCCF |  | Base Product | Ultra Low Loss ULL LazrSPEED® 550 OM5 SC/UPC to SC/UPC Ruggedized fanout Cable, 24-Fiber, LSZH, 12 fiber PmP 2.0 mm Dca | CommScope® | SYSTIMAX ULL |  | Ruggedized fanout
UNXLULUCM |  | Base Product | Ultra Low Loss ULL LazrSPEED® 550 LC/UPC Uniboot to LC/UPC Uniboot Ruggedized fanout Cable, 144-Fiber, LSZH, 12 fiber PmP 2.0 mm Dca | CommScope® | SYSTIMAX ULL |  | Ruggedized fanout
UNXLCLCCM |  | Base Product | Ultra Low Loss ULL LazrSPEED® 550 LC/UPC to LC/UPC Ruggedized fanout Cable, 144-Fiber, LSZH, 12 fiber PmP 2.0 mm Dca | CommScope® | SYSTIMAX ULL |  | Ruggedized fanout
UNXSCSCCL |  | Base Product | Ultra Low Loss ULL LazrSPEED® 550 SC/UPC to SC/UPC Ruggedized fanout Cable, 96-Fiber, LSZH, 12 fiber PmP 2.0 mm Dca | CommScope® | SYSTIMAX ULL |  | Ruggedized fanout
F4WSCSCAF |  | Base Product | Singlemode SC/UPC to SC/UPC 24-Fiber InstaPATCH® 360 Ruggedized Fanout Cable, Low Smoke Zero Halogen | CommScope® | SYSTIMAX InstaPATCH® 360 |  | Ruggedized fanout |  | Discontinued
F4XLCLCAD |  | Base Product | OM4 LC/UPC to LC/UPC 12-Fiber InstaPATCH® 360 Ruggedized Fanout Cable, Low Smoke Zero Halogen | CommScope® | SYSTIMAX InstaPATCH® 360 |  | Ruggedized fanout
F4XSCSCAH |  | Base Product | OM4 SC/UPC to SC/UPC 48-Fiber InstaPATCH® 360 Ruggedized Fanout Cable, Low Smoke Zero Halogen | CommScope® | SYSTIMAX InstaPATCH® 360 |  | Ruggedized fanout |  | Discontinued
FLWLALAAK |  | Base Product | Singlemode LC/APC to LC/APC 72-Fiber InstaPATCH® 360 Ruggedized Fanout Cable, Plenum | CommScope® | SYSTIMAX InstaPATCH® 360 |  | Ruggedized fanout
IFC-7/7VP020-PPV |  | Variant | Fiber Optic Intra Facility Fiber Cable, OS2, SC/UPC to SC/UPC, yellow, 20 m |  |  | IFC | Fiber distribution cable assembly
1431989 | FPM-07/7-AN024M-VE/45 | Variant | Fiber Optic Patch Cord, Multi-fiber, Singlemode, 4 fibers, SC/UPC to SC/UPC, yellow, 24 m |  |  | FPM | Fiber distribution cable assembly
1440314 | FPM-07/K-AN024M-60/39 | Variant | Fiber Optic Patch Cord, Multi-fiber, Singlemode, 4 fibers, SC/UPC to LC/UPC, yellow, 24 m |  |  | FPM | Fiber distribution cable assembly
1442672 | FPM-0M/E-AT022M-VB/60 | Variant | Fiber Optic Patch Cord, Multi-fiber, Singlemode, 24 fibers, LC/APC to SC/APC, yellow, 22 m |  |  | FPM | Fiber distribution cable assembly
1454876 | FPM-07/K-AN010M-25/39 | Variant | Fiber Optic Patch Cord, Multi-fiber, Singlemode, 4 fibers, SC/UPC to LC/UPC, yellow, 10 m |  |  | FPM | Fiber distribution cable assembly
1465228 | FPM-07/K-AN016M-60/39 | Variant | Fiber Optic Patch Cord, Multi-fiber, Singlemode, 4 fibers, SC/UPC to LC/UPC, yellow, 16 m |  |  | FPM | Fiber distribution cable assembly
1464631 | FPM-07/K-AN034M-25/39 | Variant | Fiber Optic Patch Cord, Multi-fiber, Singlemode, 4 fibers, SC/UPC to LC/UPC, yellow, 34 m |  |  | FPM | Fiber distribution cable assembly
1464256 | FPM-07/K-AN030M-60/39 | Variant | Fiber Optic Patch Cord, Multi-fiber, Singlemode, 4 fibers, SC/UPC to LC/UPC, yellow, 30 m |  |  | FPM | Fiber distribution cable assembly
1465517 | FPM-07/K-AC020M-25/39 | Variant | Fiber Optic Patch Cord, Multi-fiber, Singlemode, 2 fibers, SC/UPC to LC/UPC, yellow, 20 m |  |  | FPM | Fiber distribution cable assembly
1466015 | FPM-07/K-AC018M-25/39 | Variant | Fiber Optic Patch Cord, Multi-fiber, Singlemode, 2 fibers, SC/UPC to LC/UPC, yellow, 18 m |  |  | FPM | Fiber distribution cable assembly
1467926 | FPM-07/K-AC022M-25/39 | Variant | Fiber Optic Patch Cord, Multi-fiber, Singlemode, 2 fibers, SC/UPC to LC/UPC, yellow, 22 m |  |  | FPM | Fiber distribution cable assembly
1469006 | FPM-0M/E-AN022M-VB/25 | Variant | Fiber Optic Patch Cord, Multi-fiber, Singlemode, 4 fibers, LC/APC to SC/APC, yellow, 22 m |  |  | FPM | Fiber distribution cable assembly
1468792 | FPM-0M/E-AN017M-VB/60 | Variant | Fiber Optic Patch Cord, Multi-fiber, Singlemode, 4 fibers, LC/APC to SC/APC, yellow, 17 m |  |  | FPM | Fiber distribution cable assembly
1664696 | FPM-07/7-AT030M-25/25 | Variant | Fiber Optic Patch Cord, Multi-fiber, Singlemode, 24 fibers, SC/UPC to SC/UPC, yellow, 30 m |  |  | FPM | Fiber distribution cable assembly
300001750667 | FPM-07/7-AT046M-25/25 | Variant | Fiber Optic Patch Cord, OS2, SC/UPC-SC/UPC, 24F RBR, 2.0 mm subunits, 46 m, yellow, 25" breakouts |  |  | FPM | Fiber distribution cable assembly
300001763983 | FPM-07/7-AC025M-39/60 | Variant | Fiber Optic Patch Cord, Multi-fiber, Singlemode, 2 fibers, SC/UPC to SC/UPC, yellow, 25 m |  |  | FPM | Fiber distribution cable assembly
300001784193 | FPM-07/7-AT055M-25/60 | Variant | Fiber Optic Patch Cord, OS2, SC/UPC-SC/UPC, 24F RBR, 2.0 mm subunits, 55 m, yellow, 25"/60" breakouts |  |  | FPM | Fiber distribution cable assembly
320000100876 | FPM-0K/K-AC008M-39/39 | Variant | Fiber Optic Patch Cord, OS2, LC/UPC-LC/UPC, 2-fiber RBR, 2.0 mm subunits, 8 m, yellow, 39" breakouts |  |  | FPM | Fiber distribution cable assembly
320000104255 | FPM-0K/K-AC018M-39/39 | Variant | Fiber Optic Patch Cord, OS2, LC/UPC-LC/UPC, 2-fiber RBR, 2.0 mm subunits, 18 m, yellow, 39" breakouts |  |  | FPM | Fiber distribution cable assembly
320000101986 | FPM-07/K-AT045M-25/39 | Variant | Fiber Optic Patch Cord, OS2, SC/UPC-LC/UPC, 24F RBR, 2.0 mm subunits, 45 m, yellow, 25"/39" breakouts |  |  | FPM | Fiber distribution cable assembly
320000109236 | FPM-07/7-AN070M-25/39 | Variant | Fiber Optic Patch Cord, Multi-fiber, Singlemode, 4 fibers, SC/UPC to SC/UPC, 70 m |  |  | FPM | Fiber distribution cable assembly
F4WLCLCQ8 |  | Base Product | SingleMode LC/UPC to LC/UPC, InstaPATCH® 360 Ruggedized Fiber Fanout Cable Assembly, 8-Fiber, LSZH, B2ca | CommScope® | SYSTIMAX InstaPATCH® 360 |  | Ruggedized fanout
UDVLCLC21 |  | Base Product | Ultra Low Loss OM5, LC/UPC to LC/UPC, Fiber Patch Cord, 1.6 mm Simplex, Plenum | CommScope® | SYSTIMAX ULL | UDV | Fiber patch cord ¦ simplex
AFGLFSGM2 |  | Base Product | Fiber Patch Cord, Singlemode G.657.A2, Grade B, LC/UPC to SC/APC, Duplex, 1.6 mm LSZH jacket | CommScope® |  | AFG | Fiber patch cord ¦ duplex
FDWLCLA21 |  | Base Product | Singlemode LC/UPC to LC/APC, Fiber Patch Cord, 1.6 mm Simplex, Plenum | CommScope® | SYSTIMAX InstaPATCH® 360 | FDW | Fiber patch cord ¦ simplex
FDWLASA21 |  | Base Product | Singlemode LC APC to SC APC, Fiber Patch Cord, 1.6 mm Simplex, Plenum | CommScope® | SYSTIMAX InstaPATCH® 360 | FDW | Fiber patch cord ¦ simplex
FDWL4SC21 |  | Base Product | Singlemode LC/UPC Keyed Green to SC/UPC Fiber Patch Cord, 1.6 mm Simplex, Plenum | CommScope® | SYSTIMAX InstaPATCH® 360 | FDW | Fiber patch cord ¦ simplex
FDXL3SC21 |  | Base Product | OM4 LC/UPC Keyed Blue to SC/UPC Fiber Patch Cord, 1.6 mm Simplex, Plenum | CommScope® | SYSTIMAX InstaPATCH® 360 | FDX | Fiber patch cord ¦ simplex
FDWSCSA21 |  | Base Product | Singlemode SC/UPC to SC/APC, Fiber Patch Cord, 1.6 mm Simplex, Plenum | CommScope® | SYSTIMAX InstaPATCH® 360 | FDW | Fiber patch cord ¦ simplex
FDXL1SC21 |  | Base Product | OM4 LC/UPC Keyed Red to SC/UPC Fiber Patch Cord, 1.6 mm Simplex, Plenum | CommScope® | SYSTIMAX InstaPATCH® 360 | FDX | Fiber patch cord ¦ simplex
FDXL6L642 |  | Base Product | OM4 LC/UPC Keyed Slate to LC/UPC Keyed Slate Fiber Patch Cord, 1.6 mm Duplex, Plenum | CommScope® | SYSTIMAX InstaPATCH® 360 | FDX | Fiber patch cord ¦ duplex
FDXL9L942 |  | Base Product | OM4 LC/UPC Keyed Rose to LC/UPC Keyed Rose Fiber Patch Cord, 1.6 mm Duplex, Plenum | CommScope® | SYSTIMAX InstaPATCH® 360 | FDX | Fiber patch cord ¦ duplex
FDXL6LC21 |  | Base Product | OM4 LC/UPC Keyed Slate to LC/UPC Fiber Patch Cord, 1.6 mm Simplex, Plenum | CommScope® | SYSTIMAX InstaPATCH® 360 | FDX | Fiber patch cord ¦ simplex
FDXL3LC42 |  | Base Product | OM4 LC/UPC Keyed Blue to LC/UPC Fiber Patch Cord, 1.6 mm Duplex, Plenum | CommScope® | SYSTIMAX InstaPATCH® 360 | FDX | Fiber patch cord ¦ duplex
FDXL7LC21 |  | Base Product | OM4 LC/UPC Keyed Brown to LC/UPC Fiber Patch Cord, 1.6 mm Simplex, Plenum | CommScope® | SYSTIMAX InstaPATCH® 360 | FDX | Fiber patch cord ¦ simplex
FDXL7LC42 |  | Base Product | OM4 LC/UPC Keyed Brown to LC/UPC Fiber Patch Cord, 1.6 mm Duplex, Plenum | CommScope® | SYSTIMAX InstaPATCH® 360 | FDX | Fiber patch cord ¦ duplex
FDXL9SC42 |  | Base Product | OM4 LC/UPC Keyed Rose to SC/UPC Fiber Patch Cord, 1.6 mm Duplex, Plenum | CommScope® | SYSTIMAX InstaPATCH® 360 | FDX | Fiber patch cord ¦ duplex
FDXL7SC42 |  | Base Product | OM4 LC/UPC Keyed Brown to SC/UPC Fiber Patch Cord, 1.6 mm Duplex, Plenum | CommScope® | SYSTIMAX InstaPATCH® 360 | FDX | Fiber patch cord ¦ duplex
FDXSCSC21 |  | Base Product | OM4 SC/UPC to SC/UPC, Fiber Patch Cord, 1.6 mm Simplex, Plenum | CommScope® | SYSTIMAX InstaPATCH® 360 | FDX | Fiber patch cord ¦ simplex
FEWL3SC21 |  | Base Product | Singlemode LC/UPC Keyed Blue to SC/UPC Fiber Patch Cord, 1.6 mm Simplex, Riser | CommScope® | SYSTIMAX InstaPATCH® 360 | FEW | Fiber patch cord ¦ simplex
FEWL3L321 |  | Base Product | Singlemode LC/UPC Keyed Blue to LC/UPC Keyed Blue Fiber Patch Cord, 1.6 mm Simplex, Riser | CommScope® | SYSTIMAX InstaPATCH® 360 | FEW | Fiber patch cord ¦ simplex
FEWL7SC21 |  | Base Product | Singlemode LC/UPC Keyed Brown to SC/UPC Fiber Patch Cord, 1.6 mm Simplex, Riser | CommScope® | SYSTIMAX InstaPATCH® 360 | FEW | Fiber patch cord ¦ simplex
1667127 | FPM-07/7-AC020M-25/39 | Variant | Fiber Optic Patch Cord, Multi-fiber, Singlemode, 2 fibers, SC/UPC to SC/UPC, yellow, 20 m |  |  | FPM | Fiber distribution cable assembly
1670281 | FPM-07/7-AT011M-39/25 | Variant | Fiber Optic Patch Cord, Multi-fiber, Singlemode, 24 fibers, SC/UPC to SC/UPC, yellow, 11 m |  |  | FPM | Fiber distribution cable assembly
1675297 | FPM-07/7-AN016M-39/25 | Variant | Fiber Optic Patch Cord, Multi-fiber, Singlemode, 4 fibers, SC/UPC to SC/UPC, yellow, 16 m |  |  | FPM | Fiber distribution cable assembly
1676894 | FPM-07/K-AT016M-25/39 | Variant | Fiber Optic Patch Cord, Multi-fiber, Singlemode, 24 fibers, SC/UPC to LC/UPC, yellow, 16 m |  |  | FPM | Fiber distribution cable assembly
1682008 | FPM-07/K-AT040M-25/39 | Variant | Fiber Optic Patch Cord, Multi-fiber, Singlemode, 24 fibers, SC/UPC to LC/UPC, yellow, 40 m |  |  | FPM | Fiber distribution cable assembly
320000111318 | FPM-07/K-AN160M-60/39 | Variant | Fiber Optic Patch Cord, OS2, SC/UPC-LC/UPC, 4-fiber RBR, 2.0 mm subunits, 160 m, yellow, 60"/39" breakouts |  |  | FPM | Fiber distribution cable assembly
300001717373 | FPM-07/7-AT018M-25/25 | Variant | Fiber Optic Patch Cord, Multi-fiber, Singlemode, 24 fibers, SC/UPC to SC/UPC, yellow, 18 m |  |  | FPM | Fiber distribution cable assembly
300001729686 | FPM-07/7-AT037M-25/39 | Variant | Fiber Optic Patch Cord, Multi-fiber, Singlemode, 24 fibers, SC/UPC to SC/UPC, yellow, 37 m |  |  | FPM | Fiber distribution cable assembly
300001749762 | FPM-07/7-AS033M-25/39 | Variant | Fiber Optic Patch Cord, OS2, SC/UPC-SC/UPC, 8-fiber RBR, 2.0 mm subunits, 33 m, yellow, 25"/39" breakouts |  |  | FPM | Fiber distribution cable assembly
300001750681 | FPM-07/7-AT037M-25/25 | Variant | Fiber Optic Patch Cord, OS2, SC/UPC-SC/UPC, 24F RBR, 2.0 mm subunits, 37 m, yellow, 25" breakouts |  |  | FPM | Fiber distribution cable assembly
1686964 | FPC2Y-APSC/PLC-P-12M | Variant of FPC2Y | Fiber Optic Patch Cord, Duplex, Singlemode, SC/APC to LC/UPC, yellow, 12 m |  |  | FPC2Y | Fiber patch cord ¦ duplex
1712220 | FPCMY-SPSC/PLC-P-5M | Variant of FPCMY | Fiber Optic Patch Cord, Simplex, Singlemode, SC/UPC to LC/UPC, yellow, 5 m |  |  | FPCMY | Fiber patch cord ¦ simplex
1920606-1 | OCJ-L1-01MASHA-L1 | Variant of OCJ | Fiber Optic Patch Cord, Duplex, Singlemode, LC/UPC to LC/UPC, yellow, 1 m |  |  | OCJ | Fiber patch cord ¦ duplex
1920606-5 | OCJ-L1-05MASHA-L1 | Variant of OCJ | Fiber Optic Patch Cord, Duplex, Singlemode, LC/UPC to LC/UPC, yellow, 5 m |  |  | OCJ | Fiber patch cord ¦ duplex
2-1920751-0 | OCJ-S1-20MASIA-S1 | Variant of OCJ | Fiber Optic Patch Cord, Simplex, Singlemode, SC/UPC to SC/UPC, yellow, 20 m |  |  | OCJ | Fiber patch cord ¦ simplex
FPCA-KMYP |  | Variant of FPCA | Fiber Optic Patch Cord, singlemode, 1.2 mm OFNP jacket, LC/UPC-LC/APC, yellow |  |  | FPCA | Fiber patch cord ¦ simplex
1859793 |  | Base Product | Fiber Optic Patch Cord, Multimode OM4, LC/LC duplex, 3.0 mm, LSZH & OFNR, Aqua | CommScope® |  | 185 | Fiber patch cord ¦ duplex
FPCA-7MYP |  | Variant of FPCA | Fiber Optic Patch Cord, singlemode, 1.2 mm OFNP jacket, SC/UPC-LC/APC, yellow |  |  | FPCA | Fiber patch cord ¦ simplex
CAF-SCSC-LS0N |  | Base Product | Armored Jumper G657.A2 SC/UPC to SC/UPC Duplex, 3.0mm LSZH, Yellow | CommScope® |  | CAF | Fiber patch cord ¦ duplex
CAF-SCSC-LS0M |  | Base Product | Armored Jumper G657.A2 SC/UPC to SC/UPC Simplex, 3.0mm LSZH, Yellow | CommScope® |  | CAF | Fiber patch cord ¦ simplex
CAF-7C7C-LS0M |  | Base Product | Armored Jumper G657.A2 LC/APC to LC/APC Simplex, 3.0mm LSZH, Yellow | CommScope® |  | CAF | Fiber patch cord ¦ simplex
CAF-6C6C-LS0M |  | Base Product | Armored Jumper G657.A2 SC/APC to SC/APC Simplex, 3.0mm LSZH, Yellow | CommScope® |  | CAF | Fiber patch cord ¦ simplex
760255329 | OCJ-EC-01MASHA-L1 | Variant of OCJ | Fiber Optic Patch Cord, Duplex, Singlemode, LSH/APC to LC/UPC, 1.8 mm diameter, yellow, 1m |  |  | OCJ | Fiber patch cord ¦ duplex
760255330 | OCJ-EC-02MASHA-L1 | Variant of OCJ | Fiber Optic Patch Cord, Duplex, Singlemode, LSH/APC to LC/UPC, 1.8 mm diameter, yellow, 2m |  |  | OCJ | Fiber patch cord ¦ duplex
760253829 | OCJ-EC-20MASHA-L1 | Variant of OCJ | Fiber Optic Patch Cord, Duplex, Singlemode, LSH/APC to LC/UPC, 1.8 mm diameter, yellow, 20m |  |  | OCJ | Fiber patch cord ¦ duplex
1920838-1 | OCJ-L1-01MASHA-S3 | Variant of OCJ | Fiber Optic Patch Cord, Duplex, Singlemode, LC/UPC to SC/APC 9°, yellow, 1 m |  |  | OCJ | Fiber patch cord ¦ duplex
1920838-5 | OCJ-L1-05MASHA-S3 | Variant of OCJ | Fiber Optic Patch Cord, Duplex, Singlemode, LC/UPC to SC/APC 9°, yellow, 5 m |  |  | OCJ | Fiber patch cord ¦ duplex
760254676 | OCJ-L1-03MASIA-L2 | Variant of OCJ | Fiber Optic Patch Cord, Simplex, Singlemode, LC/UPC to LC/APC, yellow, 3 m |  |  | OCJ | Fiber patch cord ¦ simplex
760245620 | OCJ-L1-25MASIA-L1 | Variant of OCJ | Fiber Optic Patch Cord, Simplex, Singlemode, LC/UPC to LC/UPC, yellow, 25 m |  |  | OCJ | Fiber patch cord ¦ simplex
760248887 | OCJ-LG-05MASHA-LG | Variant of OCJ | Fiber Optic Patch Cord, Duplex, Singlemode, LC/APC to LC/APC, yellow, 5 m |  |  | OCJ | Fiber patch cord ¦ duplex
760252172 | OCJ-LG-01MASIA-LG | Variant of OCJ | Fiber Optic Patch Cord, Simplex, Singlemode, LC/APC to LC/APC, yellow, 1 m |  |  | OCJ | Fiber patch cord ¦ simplex
760242507 | OCJ-L2-10MASHA-S1 | Variant of OCJ | Fiber Optic Patch Cord, Duplex, Singlemode, LC/APC to SC/UPC, yellow, 10 m |  |  | OCJ | Fiber patch cord ¦ duplex
760242190 | OCJ-LF-02MASHA-LF | Variant of OCJ | Fiber Optic Patch Cord, Duplex, Singlemode, LC/UPC to LC/UPC, yellow, 2 m |  |  | OCJ | Fiber patch cord ¦ duplex
760254256 | OCJ-LF-03MASHA-LF | Variant of OCJ | Fiber Optic Patch Cord, Duplex, Singlemode, LC/UPC to LC/UPC, yellow, 3 m |  |  | OCJ | Fiber patch cord ¦ duplex
760250502 | OCJ-LF-05MASIA-LF | Variant of OCJ | Fiber Optic Patch Cord, Simplex, Singlemode, LC/UPC to LC/UPC, yellow, 5 m |  |  | OCJ | Fiber patch cord ¦ simplex
1920743-5 |  | Variant of 1920743 | Fiber Optic Patch Cord, LC to LC, duplex, OM3 XG 10 Gb/s, twin zip, 5 m, aqua | CommScope® |  | 192 | Fiber patch cord ¦ duplex
2-2105061-0 |  | Variant of 2105061 | Fiber Optic Patch Cord, Duplex, Multimode, LC/UPC to LC/UPC, LSZH & OFNR, aqua, 20 m | CommScope® |  | 210 | Fiber patch cord ¦ duplex
2-2105027-1 |  | Variant of 2105027 | Fiber Optic Patch Cord, Duplex, Multimode, LC/UPC to LC/UPC, 21 m | CommScope® |  | 210 | Fiber patch cord ¦ duplex
2105028-8 |  | Variant of 2105028 | Fiber Optic Patch Cord, OS2, LC to LC duplex, 1.8 mm LSZH & OFNR, 8 m | CommScope® |  | 210 | Fiber patch cord ¦ duplex
2105027-9 |  | Variant of 2105027 | Fiber Optic Patch Cord, OM3, LC to LC duplex, 1.8 mm LSZH & OFNR, 9 m, aqua | CommScope® |  | 210 | Fiber patch cord ¦ duplex
2105061-1 |  | Variant of 2105061 | Fiber Optic Patch Cord, Duplex, Multimode, LC/UPC to LC/UPC, LSZH & OFNR, aqua, 1 m | CommScope® |  | 210 | Fiber patch cord ¦ duplex
2105061-7 |  | Variant of 2105061 | Fiber Optic Patch Cord, Duplex, Multimode, LC/UPC to LC/UPC, LSZH & OFNR, aqua, 7 m | CommScope® |  | 210 | Fiber patch cord ¦ duplex
2160046-6 |  | Variant of 2160046 | Fiber Optic Patch Cord, OM4, LC duplex to LC duplex, 1.8 mm LSZH, 6 m, aqua | CommScope® |  | 216 | Fiber patch cord ¦ duplex
2160046-7 |  | Variant of 2160046 | Fiber Optic Patch Cord, OM4, LC duplex to LC duplex, 1.8 mm LSZH, 7 m, aqua | CommScope® |  | 216 | Fiber patch cord ¦ duplex
3-2055109-0 |  | Variant of 2055109 | Fiber Optic Patch Cord, Duplex, Multimode, LC/UPC to SC/UPC, aqua, 30 m | CommScope® |  | 205 | Fiber patch cord ¦ duplex
FLWLCSCAH |  | Base Product | Singlemode LC/UPC to SC/UPC 48-Fiber, InstaPATCH® 360 Ruggedized Fanout Cable, Plenum | CommScope® | SYSTIMAX InstaPATCH® 360 |  | Ruggedized fanout
FLWLCUCAH |  | Base Product | Singlemode LC/UPC to Unconnectorized 48-Fiber InstaPATCH® 360 Ruggedized Fanout Cable, Plenum | CommScope® | SYSTIMAX InstaPATCH® 360 |  | Ruggedized fanout
FLWLCSCAK |  | Base Product | Singlemode LC/UPC to SC/UPC 72-Fiber InstaPATCH® 360 Ruggedized Fanout Cable, Plenum | CommScope® | SYSTIMAX InstaPATCH® 360 |  | Ruggedized fanout
FLWSASAAK |  | Base Product | SingleMode SC/APC to SC/APC, InstaPATCH® 360 Ruggedized Fiber Fanout Cable Assembly, 72-Fiber, Plenum | CommScope® | SYSTIMAX InstaPATCH® 360 |  | Ruggedized fanout
FLWSCSAAF |  | Base Product | Singlemode SC/UPC to SC/APC 24-Fiber InstaPATCH® 360 Ruggedized Fanout Cable, Plenum | CommScope® | SYSTIMAX InstaPATCH® 360 |  | Ruggedized fanout
FLXLCSCAD |  | Base Product | OM4 LC/UPC to SC/UPC 12-Fiber InstaPATCH® 360 Ruggedized Fanout Cable, Plenum | CommScope® | SYSTIMAX InstaPATCH® 360 |  | Ruggedized fanout
FLXLCUCAF |  | Base Product | OM4 LC/UPC to Unconnectorized 24-Fiber InstaPATCH® 360 Ruggedized Fanout Cable, Plenum | CommScope® | SYSTIMAX InstaPATCH® 360 |  | Ruggedized fanout
FLXLCUCAG |  | Base Product | OM4 LC/UPC to Unconnectorized 36-Fiber InstaPATCH® 360 Ruggedized Fanout Cable, Plenum | CommScope® | SYSTIMAX InstaPATCH® 360 |  | Ruggedized fanout
FNWSASAAF |  | Base Product | SingleMode SC/APC to SC/APC, InstaPATCH® 360 Ruggedized Fiber Fanout Cable Assembly, 24-Fiber, Low Smoke Zero Halogen (LSZH) | CommScope® | SYSTIMAX InstaPATCH® 360 |  | Ruggedized fanout
IFC-7/02050-NGF |  | Variant | Intra Facility Fiber Cable, OS2, SC/UPC- stub, 48F, 50 m, NGF breakout 96-, 144-position |  |  | IFC | Fiber distribution cable assembly
U4GLULUCK |  | Base Product | Ultra Low Loss ULL TeraSPEED® LC/UPC Uniboot to LC/UPC Uniboot Ruggedized fanout Cable, 72-Fiber, LSZH, 12 fiber PmP 2.0 mm /B2ca | CommScope® | SYSTIMAX ULL |  | Ruggedized fanout
U4GSCSCCD |  | Base Product | Ultra Low Loss ULL TeraSPEED® SC/UPC to SC/UPC Ruggedized fanout Cable, 12-Fiber, LSZH, 12 fiber PmP 2.0 mm /B2ca | CommScope® | SYSTIMAX ULL |  | Ruggedized fanout
U4VLCLCCF |  | Base Product | Ultra Low Loss ULL LazrSPEED® 550 OM5 LC/UPC to LC/UPC Ruggedized fanout Cable, 24-Fiber, LSZH, 12 fiber PmP 2.0 mm /B2ca | CommScope® | SYSTIMAX ULL |  | Ruggedized fanout
U4GSCSCCF |  | Base Product | Ultra Low Loss ULL TeraSPEED® SC/UPC to SC/UPC Ruggedized fanout Cable, 24-Fiber, LSZH, 12 fiber PmP 2.0 mm /B2ca | CommScope® | SYSTIMAX ULL |  | Ruggedized fanout
U4VLULUCL |  | Base Product | Ultra Low Loss ULL LazrSPEED® 550 OM5 LC/UPC Uniboot to LC/UPC Uniboot Ruggedized fanout Cable, 96-Fiber, LSZH, 12 fiber PmP 2.0 mm /B2ca | CommScope® | SYSTIMAX ULL |  | Ruggedized fanout
U4XLCLCCF |  | Base Product | Ultra Low Loss ULL LazrSPEED® 550 LC/UPC to LC/UPC Ruggedized fanout Cable, 24-Fiber, LSZH, 12 fiber PmP 2.0 mm /B2ca | CommScope® | SYSTIMAX ULL |  | Ruggedized fanout
U4XLULUCK |  | Base Product | Ultra Low Loss ULL LazrSPEED® 550 LC/UPC Uniboot to LC/UPC Uniboot Ruggedized fanout Cable, 72-Fiber, LSZH, 12 fiber PmP 2.0 mm /B2ca | CommScope® | SYSTIMAX ULL |  | Ruggedized fanout
U4VSCSCCK |  | Base Product | Ultra Low Loss ULL LazrSPEED® 550 OM5 SC/UPC to SC/UPC Ruggedized fanout Cable, 72-Fiber, LSZH, 12 fiber PmP 2.0 mm /B2ca | CommScope® | SYSTIMAX ULL |  | Ruggedized fanout
U4VSCSCCL |  | Base Product | Ultra Low Loss ULL LazrSPEED® 550 OM5 SC/UPC to SC/UPC Ruggedized fanout Cable, 96-Fiber, LSZH, 12 fiber PmP 2.0 mm /B2ca | CommScope® | SYSTIMAX ULL |  | Ruggedized fanout
U4XLULUCG |  | Base Product | Ultra Low Loss ULL LazrSPEED® 550 LC/UPC Uniboot to LC/UPC Uniboot Ruggedized fanout Cable, 36-Fiber, LSZH, 12 fiber PmP 2.0 mm /B2ca | CommScope® | SYSTIMAX ULL |  | Ruggedized fanout
ULGLGLGCL |  | Base Product | Ultra Low Loss ULL TeraSPEED® LC/APC G B to LC/APC G B Ruggedized fanout Cable, 96-Fiber, Plenum, 12 fiber PmP 2.0 mm Dca | CommScope® | SYSTIMAX ULL |  | Ruggedized fanout
ULVLCLCCH |  | Base Product | Ultra Low Loss ULL LazrSPEED® 550 OM5 LC/UPC to LC/UPC Ruggedized fanout Cable, 48-Fiber, Plenum, 12 fiber PmP 2.0 mm Dca | CommScope® | SYSTIMAX ULL |  | Ruggedized fanout
6-2160046-1 |  | Variant of 2160046 | Fiber Optic Patch Cord, OM4, LC duplex to LC duplex, 1.8 mm LSZH, 61 m, aqua | CommScope® |  | 216 | Fiber patch cord ¦ duplex
8-2160046-5 |  | Variant of 2160046 | Fiber Optic Patch Cord, OM4, LC duplex to LC duplex, 1.8 mm LSZH, 2.5 m, aqua | CommScope® |  | 216 | Fiber patch cord ¦ duplex
2105092-8 |  | Variant of 2105092 | Fiber Optic Patch Cord, Duplex, OS2, SC/UPC to SC/UPC, LSZH & OFNR, yellow, 8 m | CommScope® |  | 210 | Fiber patch cord ¦ duplex
7-2105092-0 |  | Variant of 2105092 | Fiber Optic Patch Cord, Duplex, OS2, SC/UPC to SC/UPC, LSZH & OFNR, yellow, 70 m | CommScope® |  | 210 | Fiber patch cord ¦ duplex
2-2105061-3 |  | Variant of 2105061 | Fiber Optic Patch Cord, Duplex, Multimode, LC/UPC to LC/UPC, LSZH & OFNR, aqua, 23 m | CommScope® |  | 210 | Fiber patch cord ¦ duplex
UKXMXMXAG |  | Base Product | Ultra Low Loss (ULL) Multimode OM4 MPO12 (Pinned) to MPO12 (Pinned), Armored Pre-terminated Trunk Cable, 36-Fiber, Low Smoke Zero Halogen (LSZH) | CommScope® | SYSTIMAX ULL |  | Fiber trunk cable assembly |  | Discontinued
FHWMPUCAK |  | Base Product | Singlemode MPO (Unpinned) to Unconnectorized, InstaPATCH® 360 Armored Pre-terminated Trunk Cable, 72-Fiber, Plenum | CommScope® | SYSTIMAX InstaPATCH® 360 |  | Fiber trunk cable assembly
FGWMPUCRP |  | Base Product | Singlemode MPO12 (Unpinned) to Unconnectorized, InstaPATCH® 360 Pre-terminated Fiber Trunk Cable Assembly, 288-Fiber, Plenum | CommScope® | InstaPATCH® 360 |  | Fiber trunk cable assembly
FPCDY-SPSC-P-7M |  | Variant of FPCDY | Fiber Optic Patch Cord, Simplex, Singlemode, SC/UPC to SC/UPC, yellow, 7 m |  |  | FPCDY | Fiber patch cord ¦ simplex
FPCDY-SPSC-P-9M |  | Variant of FPCDY | Fiber Optic Patch Cord, Simplex, Singlemode, SC/UPC to SC/UPC, yellow, 9 m |  |  | FPCDY | Fiber patch cord ¦ simplex
FPCF-SPSC/PLC-S-3M |  | Variant of FPCF | Fiber Optic Patch Cord, Simplex, Singlemode, SC/UPC to LC/UPC, yellow, 3 m |  |  | FPCF | Fiber patch cord ¦ simplex
FPCM-APSC-3M |  | Variant of FPCM | Fiber Optic Patch Cord, Simplex, Singlemode, SC/APC to SC/APC, yellow, 3 m |  |  | FPCM | Fiber patch cord ¦ simplex
FPCFY-APSC-P-8M |  | Variant of FPCFY | Fiber Optic Patch Cord, Simplex, Singlemode, SC/APC to SC/APC, yellow, 8 m |  |  | FPCFY | Fiber patch cord ¦ simplex
FPCFY-APSC-P-9M |  | Variant of FPCFY | Fiber Optic Patch Cord, Simplex, Singlemode, SC/APC to SC/APC, yellow, 9 m |  |  | FPCFY | Fiber patch cord ¦ simplex
FPCMY-APSC-P-11M |  | Variant of FPCMY | Fiber Optic Patch Cord, Simplex, Singlemode, SC/APC to SC/APC, yellow, 11 m |  |  | FPCMY | Fiber patch cord ¦ simplex
FPCMY-APSC-P-7M |  | Variant of FPCMY | Fiber Optic Patch Cord, Simplex, Singlemode, SC/APC to SC/APC, yellow, 7 m |  |  | FPCMY | Fiber patch cord ¦ simplex
FPCMY-APSC-P-12M |  | Variant of FPCMY | Fiber Optic Patch Cord, Simplex, Singlemode, SC/APC to SC/APC, yellow, 12 m |  |  | FPCMY | Fiber patch cord ¦ simplex
FPCMW-APSC-P-1.5M |  | Variant of FPCMW | Fiber Optic Patch Cord, Simplex, Singlemode, SC/APC to SC/APC, blue, 1.5 m |  |  | FPCMW | Fiber patch cord ¦ simplex
FPCMY-APLC-P-3M |  | Variant of FPCMY | Fiber Optic Patch Cord, Simplex, Singlemode, LC/APC to LC/APC, yellow, 3 m |  |  | FPCMY | Fiber patch cord ¦ simplex
FPCMY-SPSC-P-3M |  | Variant of FPCMY | Fiber Optic Patch Cord, Simplex, Singlemode, SC/UPC to SC/UPC, yellow, 3 m |  |  | FPCMY | Fiber patch cord ¦ simplex
FPCRD-SPLC-P-3.6M |  | Variant of FPCRD | Fiber Optic Patch Cord, Duplex, Singlemode, LC/UPC to LC/UPC, 3.6 m |  |  | FPCRD | Fiber patch cord ¦ duplex
FPCMY-SPSC-P-20M |  | Variant of FPCMY | Fiber Optic Patch Cord, Simplex, Singlemode, SC/UPC to SC/UPC, yellow, 20 m |  |  | FPCMY | Fiber patch cord ¦ simplex
FPCMY-SPSC-P-8M |  | Variant of FPCMY | Fiber Optic Patch Cord, Simplex, Singlemode, SC/UPC to SC/UPC, yellow, 8 m |  |  | FPCMY | Fiber patch cord ¦ simplex
FPCTW-SPSC-P-7M |  | Variant of FPCTW | Fiber Optic Patch Cord, Duplex, Singlemode, SC/UPC to SC/UPC, blue, 7 m |  |  | FPCTW | Fiber patch cord ¦ duplex
ACGLGUCN1 |  | Base Product | Singlemode LC/APC to Stub, Fiber Pigtail, Simplex 0.6 mm, Low Smoke Zero Halogen | CommScope® |  | ACG | Fiber pigtail ¦ unjacketed
FAWLCUC0C |  | Base Product | Singlemode LC/UPC to Unconnectorized, Fiber Pigtail, 0.9 mm Tight Buffer, 12-Fiber Kit Blue - Aqua (1-12) | CommScope® | SYSTIMAX InstaPATCH® 360 | FAW | Fiber pigtail ¦ unjacketed
FAWSCUC0C |  | Base Product | Singlemode SC/UPC to Unconnectorized, Fiber Pigtail, 0.9 mm Tight Buffer, 12-Fiber Kit Blue - Aqua (1-12) | CommScope® | SYSTIMAX InstaPATCH® 360 | FAW | Fiber pigtail ¦ unjacketed
FAWL9UC0C |  | Base Product | Singlemode LC/UPC Keyed Rose to Unconnectorized, Fiber Pigtail, 0.9 mm Tight Buffer, 12-Fiber Kit Blue - Aqua (1-12) | CommScope® | SYSTIMAX InstaPATCH® 360 | FAW | Fiber pigtail ¦ unjacketed
FAXL8UC0C |  | Base Product | OM4 LC/UPC Keyed Aqua to Unconnectorized, Fiber Pigtail, 0.9 mm Tight Buffer, 12-Fiber Kit Blue - Aqua (1-12) | CommScope® | SYSTIMAX InstaPATCH® 360 | FAX | Fiber pigtail ¦ unjacketed
FAXL5UC0C |  | Base Product | OM4 LC/UPC Keyed Orange to Unconnectorized, Fiber Pigtail, 0.9 mm Tight Buffer, 12-Fiber Kit Blue - Aqua (1-12) | CommScope® | SYSTIMAX InstaPATCH® 360 | FAX | Fiber pigtail ¦ unjacketed
FAXLCUC0A |  | Base Product | OM4 LC/UPC to Unconnectorized, Fiber Pigtail, 0.9 mm Tight Buffer, 6-Fiber Kit Blue - White (1-6) | CommScope® | SYSTIMAX InstaPATCH® 360 | FAX | Fiber pigtail ¦ unjacketed
CC0871-000 | OCP-L1-02MASEN-XX | Variant of OCP | Fiber Optic Pigtail, Simplex, Singlemode, LC/UPC to Stub, 0.9 mm diameter, 2 m |  |  | OCP | Fiber pigtail ¦ jacketed
EH0108-007 | OCP-S5-15DGSEN-XX-AP | Variant of OCP | Fiber Optic Pigtail, Single fiber white color, OM4, SC to Stub, 0.9 mm diameter, 1.5 m |  |  | OCP | Fiber pigtail ¦ jacketed
1920618-6 | OCP-L2-06MASIA-XX | Variant of OCP | Fiber Optic Pigtail, Simplex, Singlemode, LC/APC to Stub, yellow, 6 m |  |  | OCP | Fiber pigtail ¦ jacketed
2160938-1 | OCP-LG-02MASEN-XX-(12COL) | Variant of OCP | Fiber Optic Pigtail, Simplex, Singlemode, LC/APC to Stub, 0.9 mm diameter, multicolor, 2 m |  |  | OCP | Fiber pigtail ¦ jacketed
760250062 | OCP-EC-26DASQI-XX | Variant of OCP | Fiber Optic Pigtail, Simplex, Singlemode, LSZH, 1.8 mm diameter, tuned, Grade B, LSH/APC to Stub, yellow, 26 m |  |  | OCP | Fiber pigtail ¦ jacketed
FAVLCUC0C |  | Base Product | LazrSPEED® 550 WideBand LC/UPC to Unconnectorized, Fiber Pigtail, 0.9 mm Tight Buffer, 12-Fiber Kit Blue - Aqua (1-12) | CommScope® | SYSTIMAX InstaPATCH® 360 |  | Fiber pigtail ¦ unjacketed
EH0108-001 | OCP-S1-15DASEN-XX-AP | Variant of OCP | Fiber Optic Pigtail, Single fiber white color, Singlemode, SC/UPC to Stub, 0.9 mm diameter, 1.5 m |  |  | OCP | Fiber pigtail ¦ jacketed
EH0194-008 | OCP-L5-15DGSEN-XX-(12)-AP | Variant of OCP | Fiber Optic Pigtail, 12 color kit, OM4, LC to Stub, 0.9 mm diameter, 1.5 m |  |  | OCP | Fiber pigtail ¦ jacketed
UHGMXMXCH |  | Base Product | Singlemode MPO12 APC (pinned) to MPO12 APC (pinned) Fiber Trunk Cable Assembly, 48-Fiber, Armored Indoor Plenum | CommScope® | Propel ¦ SYSTIMAX ULL |  | Fiber trunk cable assembly
UKVQZQZTS |  | Base Product | Ultra Low Loss (ULL) OM5 MPO8 APC (pinned) to MPO8 APC (pinned) Fiber Trunk Cable Assembly, 32-Fiber, Armored Indoor Dual Rated (OFNR/LSZH) | CommScope® | Propel ¦ SYSTIMAX ULL |  | Fiber trunk cable assembly
UKGMXMXCF |  | Base Product | Singlemode MPO12 APC (pinned) to MPO12 APC (pinned) Fiber Trunk Cable Assembly, 24-Fiber, Armored Indoor Dual Rated (OFNR/LSZH) | CommScope® | Propel ¦ SYSTIMAX ULL |  | Fiber trunk cable assembly
UKVQZQZTU |  | Base Product | Ultra Low Loss (ULL) OM5 MPO8 APC (pinned) to MPO8 APC (pinned) Fiber Trunk Cable Assembly, 64-Fiber, Armored Indoor Dual Rated (OFNR/LSZH) | CommScope® | Propel ¦ SYSTIMAX ULL |  | Fiber trunk cable assembly
UHGMXMXCN |  | Base Product | Singlemode MPO12 APC (pinned) to MPO12 APC (pinned) Fiber Trunk Cable Assembly, 192-Fiber, Armored Indoor Plenum | CommScope® | Propel ¦ SYSTIMAX ULL |  | Fiber trunk cable assembly
UKVQZUCTK |  | Base Product | Ultra Low Loss (ULL) OM5 MPO8 APC (pinned) to Unconnectorized Fiber Trunk Cable Assembly, 72-Fiber, Armored Indoor Dual Rated (OFNR/LSZH) | CommScope® | Propel ¦ SYSTIMAX ULL |  | Fiber trunk cable assembly
UHXMXMXCL |  | Base Product | Ultra Low Loss (ULL) OM4 MPO12 UPC (pinned) to MPO12 UPC (pinned) Fiber Trunk Cable Assembly, 96-Fiber, Armored Indoor Plenum | CommScope® | Propel ¦ SYSTIMAX ULL |  | Fiber trunk cable assembly
UHGMXUCCD |  | Base Product | Singlemode MPO12 APC (pinned) to Unconnectorized Fiber Trunk Cable Assembly, 12-Fiber, Armored Indoor Plenum | CommScope® | Propel ¦ SYSTIMAX ULL |  | Fiber trunk cable assembly
UKGMXMXCM |  | Base Product | Singlemode MPO12 APC (pinned) to MPO12 APC (pinned) Fiber Trunk Cable Assembly, 144-Fiber, Armored Indoor Dual Rated (OFNR/LSZH) | CommScope® | Propel ¦ SYSTIMAX ULL |  | Fiber trunk cable assembly
UKXMXUCCG |  | Base Product | Ultra Low Loss (ULL) OM4 MPO12 UPC (pinned) to Unconnectorized Fiber Trunk Cable Assembly, 36-Fiber, Armored Indoor Dual Rated (OFNR/LSZH) | CommScope® | Propel ¦ SYSTIMAX ULL |  | Fiber trunk cable assembly
UKVQZUCTN |  | Base Product | Ultra Low Loss (ULL) OM5 MPO8 APC (pinned) to Unconnectorized Fiber Trunk Cable Assembly, 192-Fiber, Armored Indoor Dual Rated (OFNR/LSZH) | CommScope® | Propel ¦ SYSTIMAX ULL |  | Fiber trunk cable assembly
UHVMXUCCH |  | Base Product | Ultra Low Loss (ULL) OM5 MPO12 UPC (pinned) to Unconnectorized Fiber Trunk Cable Assembly, 48-Fiber, Armored Indoor Plenum | CommScope® | Propel ¦ SYSTIMAX ULL |  | Fiber trunk cable assembly
UHVMXUCCK |  | Base Product | Ultra Low Loss (ULL) OM5 MPO12 UPC (pinned) to Unconnectorized Fiber Trunk Cable Assembly, 72-Fiber, Armored Indoor Plenum | CommScope® | Propel ¦ SYSTIMAX ULL |  | Fiber trunk cable assembly
UKGQXUCTL |  | Base Product | Singlemode MPO8 APC (pinned) to Unconnectorized Fiber Trunk Cable Assembly, 96-Fiber, Armored Indoor Dual Rated (OFNR/LSZH) | CommScope® | Propel ¦ SYSTIMAX ULL |  | Fiber trunk cable assembly
UHXQZQZTF |  | Base Product | Ultra Low Loss (ULL) OM4 MPO8 APC (pinned) to MPO8 APC (pinned) Fiber Trunk Cable Assembly, 24-Fiber, Armored Indoor Plenum | CommScope® | Propel ¦ SYSTIMAX ULL |  | Fiber trunk cable assembly
UKGMXUCCH |  | Base Product | Singlemode MPO12 APC (pinned) to Unconnectorized Fiber Trunk Cable Assembly, 48-Fiber, Armored Indoor Dual Rated (OFNR/LSZH) | CommScope® | Propel ¦ SYSTIMAX ULL |  | Fiber trunk cable assembly
UKVQXQXTS |  | Base Product | Ultra Low Loss (ULL) OM5 MPO8 UPC (pinned) to MPO8 UPC (pinned) Fiber Trunk Cable Assembly, 32-Fiber, Armored Indoor Dual Rated (OFNR/LSZH) | CommScope® | Propel ¦ SYSTIMAX ULL |  | Fiber trunk cable assembly
UKVQXQXTU |  | Base Product | Ultra Low Loss (ULL) OM5 MPO8 UPC (pinned) to MPO8 UPC (pinned) Fiber Trunk Cable Assembly, 64-Fiber, Armored Indoor Dual Rated (OFNR/LSZH) | CommScope® | Propel ¦ SYSTIMAX ULL |  | Fiber trunk cable assembly
UKVRZRZ8H |  | Base Product | Ultra Low Loss (ULL) OM5 MPO16 APC (pinned) to MPO16 APC (pinned), Fiber Trunk Cable Assembly, 48-Fiber, Armored Indoor Dual Rated (OFNR/LSZH) | CommScope® | Propel ¦ SYSTIMAX ULL |  | Fiber trunk cable assembly
UKVQXUCTF |  | Base Product | Ultra Low Loss (ULL) OM5 MPO8 UPC (pinned) to Unconnectorized Fiber Trunk Cable Assembly, 24-Fiber, Armored Indoor Dual Rated (OFNR/LSZH) | CommScope® | Propel ¦ SYSTIMAX ULL |  | Fiber trunk cable assembly
UKXQZQZTF |  | Base Product | Ultra Low Loss (ULL) OM4 MPO8 APC (pinned) to MPO8 APC (pinned) Fiber Trunk Cable Assembly, 24-Fiber, Armored Indoor Dual Rated (OFNR/LSZH) | CommScope® | Propel ¦ SYSTIMAX ULL |  | Fiber trunk cable assembly
UHXMXUCCP |  | Base Product | Ultra Low Loss (ULL) OM4 MPO12 UPC (pinned) to Unconnectorized Fiber Trunk Cable Assembly, 288-Fiber, Armored Indoor Plenum | CommScope® | Propel ¦ SYSTIMAX ULL |  | Fiber trunk cable assembly
UHGRZUC8H |  | Base Product | Singlemode MPO16 APC (pinned) to Unconnectorized, Fiber Trunk Cable Assembly, 48-Fiber, Armored Indoor Plenum | CommScope® | Propel ¦ SYSTIMAX ULL |  | Fiber trunk cable assembly
UHXQZQZTR |  | Base Product | Ultra Low Loss (ULL) OM4 MPO8 APC (pinned) to MPO8 APC (pinned) Fiber Trunk Cable Assembly, 16-Fiber, Armored Indoor Plenum | CommScope® | Propel ¦ SYSTIMAX ULL |  | Fiber trunk cable assembly
UHVRZRZ8M |  | Base Product | Ultra Low Loss (ULL) OM5 MPO16 APC (pinned) to MPO16 APC (pinned), Fiber Trunk Cable Assembly, 144-Fiber, Armored Indoor Plenum | CommScope® | Propel ¦ SYSTIMAX ULL |  | Fiber trunk cable assembly
UKXQZQZTK |  | Base Product | Ultra Low Loss (ULL) OM4 MPO8 APC (pinned) to MPO8 APC (pinned) Fiber Trunk Cable Assembly, 72-Fiber, Armored Indoor Dual Rated (OFNR/LSZH) | CommScope® | Propel ¦ SYSTIMAX ULL |  | Fiber trunk cable assembly
UHGRZUC8M |  | Base Product | Singlemode MPO16 APC (pinned) to Unconnectorized, Fiber Trunk Cable Assembly, 144-Fiber, Armored Indoor Plenum | CommScope® | Propel ¦ SYSTIMAX ULL |  | Fiber trunk cable assembly
UHVRZRZ8Q |  | Base Product | Ultra Low Loss (ULL) OM5 MPO16 APC (pinned) to MPO16 APC (pinned), Fiber Trunk Cable Assembly, 128-Fiber, Armored Indoor Plenum | CommScope® | Propel ¦ SYSTIMAX ULL |  | Fiber trunk cable assembly
UKXQXQXTK |  | Base Product | Ultra Low Loss (ULL) OM4 MPO8 UPC (pinned) to MPO8 UPC (pinned) Fiber Trunk Cable Assembly, 72-Fiber, Armored Indoor Dual Rated (OFNR/LSZH) | CommScope® | Propel ¦ SYSTIMAX ULL |  | Fiber trunk cable assembly
UKVQZQZT8 |  | Base Product | Ultra Low Loss (ULL) OM5 MPO8 APC (pinned) to MPO8 APC (pinned) Fiber Trunk Cable Assembly, 8-Fiber, Armored Indoor Dual Rated (OFNR/LSZH) | CommScope® | Propel ¦ SYSTIMAX ULL |  | Fiber trunk cable assembly
UKGRZUC8H |  | Base Product | Singlemode MPO16 APC (pinned) to Unconnectorized, Fiber Trunk Cable Assembly, 48-Fiber, Armored Indoor Dual Rated (OFNR/LSZH) | CommScope® | Propel ¦ SYSTIMAX ULL |  | Fiber trunk cable assembly
UKXQXQXTN |  | Base Product | Ultra Low Loss (ULL) OM4 MPO8 UPC (pinned) to MPO8 UPC (pinned) Fiber Trunk Cable Assembly, 192-Fiber, Armored Indoor Dual Rated (OFNR/LSZH) | CommScope® | Propel ¦ SYSTIMAX ULL |  | Fiber trunk cable assembly
UHXQXQXTL |  | Base Product | Ultra Low Loss (ULL) OM4 MPO8 UPC (pinned) to MPO8 UPC (pinned) Fiber Trunk Cable Assembly, 96-Fiber, Armored Indoor Plenum | CommScope® | Propel ¦ SYSTIMAX ULL |  | Fiber trunk cable assembly
UKGQXQXTN |  | Base Product | Singlemode MPO8 APC (pinned) to MPO8 APC (pinned) Fiber Trunk Cable Assembly, 192-Fiber, Armored Indoor Dual Rated (OFNR/LSZH) | CommScope® | Propel ¦ SYSTIMAX ULL |  | Fiber trunk cable assembly
UHGQXUCTL |  | Base Product | Singlemode MPO8 APC (pinned) to Unconnectorized Fiber Trunk Cable Assembly, 96-Fiber, Armored Indoor Plenum | CommScope® | Propel ¦ SYSTIMAX ULL |  | Fiber trunk cable assembly
UHVQXUCTH |  | Base Product | Ultra Low Loss (ULL) OM5 MPO8 UPC (pinned) to UnterminatedFiber Trunk Cable Assembly, 48-Fiber, Armored Indoor Plenum | CommScope® | Propel ¦ SYSTIMAX ULL |  | Fiber trunk cable assembly
UKXRZUC8M |  | Base Product | Ultra Low Loss (ULL) OM4 MPO16 APC (pinned) to Unconnectorized, Fiber Trunk Cable Assembly, 144-Fiber, Armored Indoor Dual Rated (OFNR/LSZH) | CommScope® | Propel ¦ SYSTIMAX ULL |  | Fiber trunk cable assembly
UHXQXQXTS |  | Base Product | Ultra Low Loss (ULL) OM4 MPO8 UPC (pinned) to MPO8 UPC (pinned) Fiber Trunk Cable Assembly, 32-Fiber, Armored Indoor Plenum | CommScope® | Propel ¦ SYSTIMAX ULL |  | Fiber trunk cable assembly
UHVMXMXCG |  | Base Product | Ultra Low Loss (ULL) OM5 MPO12 UPC (pinned) to MPO12 UPC (pinned) Fiber Trunk Cable Assembly, 36-Fiber, Armored Indoor Plenum | CommScope® | Propel ¦ SYSTIMAX ULL |  | Fiber trunk cable assembly
UKGRZUC8S |  | Base Product | Singlemode MPO16 APC (pinned) to Unconnectorized, Fiber Trunk Cable Assembly, 32-Fiber, Armored Indoor Dual Rated (OFNR/LSZH) | CommScope® | Propel ¦ SYSTIMAX ULL |  | Fiber trunk cable assembly
UKXRZUC8S |  | Base Product | Ultra Low Loss (ULL) OM4 MPO16 APC (pinned) to Unconnectorized, Fiber Trunk Cable Assembly, 32-Fiber, Armored Indoor Dual Rated (OFNR/LSZH) | CommScope® | Propel ¦ SYSTIMAX ULL |  | Fiber trunk cable assembly
UHVMXMXCM |  | Base Product | Ultra Low Loss (ULL) OM5 MPO12 UPC (pinned) to MPO12 UPC (pinned) Fiber Trunk Cable Assembly, 144-Fiber, Armored Indoor Plenum | CommScope® | Propel ¦ SYSTIMAX ULL |  | Fiber trunk cable assembly
UKXRZRZ8H |  | Base Product | Ultra Low Loss (ULL) OM4 MPO16 APC (pinned) to MPO16 APC (pinned), Fiber Trunk Cable Assembly, 48-Fiber, Armored Indoor Dual Rated (OFNR/LSZH) | CommScope® | Propel ¦ SYSTIMAX ULL |  | Fiber trunk cable assembly
UHVQZQZTH |  | Base Product | Ultra Low Loss (ULL) OM5 MPO8 APC (pinned) to MPO8 APC (pinned) Fiber Trunk Cable Assembly, 48-Fiber, Armored Indoor Plenum | CommScope® | Propel ¦ SYSTIMAX ULL |  | Fiber trunk cable assembly
UKVMXMXCL |  | Base Product | Ultra Low Loss (ULL) OM5 MPO12 UPC (pinned) to MPO12 UPC (pinned) Fiber Trunk Cable Assembly, 96-Fiber, Armored Indoor Dual Rated (OFNR/LSZH) | CommScope® | Propel ¦ SYSTIMAX ULL |  | Fiber trunk cable assembly
UHXRZRZ8U |  | Base Product | Ultra Low Loss (ULL) OM4 MPO16 APC (pinned) to MPO16 APC (pinned), Fiber Trunk Cable Assembly, 64-Fiber, Armored Indoor Plenum | CommScope® | Propel ¦ SYSTIMAX ULL |  | Fiber trunk cable assembly
ARG2P2PHF |  | Base Product | Singlemode MPO24 (Unpinned) to MPO24 (Unpinned), Fiber Trunk Cable Assembly, 24-Fiber, Method A, Low Smoke Zero Halogen | CommScope® |  |  | Fiber array cable assembly
MPW-MNN2SXXXM-EF |  | Variant | Ultra Low Loss (ULL) Singlemode G.657.A2, 2X3, MPO12 (Non-Pinned) to MPO12 (Non-Pinned), 24-Fiber, Conversion Array, Plenum | CommScope® |  |  | Fiber conversion array cable assembly
UJGQXQXRY |  | Base Product | Ultra Low Loss Singlemode MPO8 Pinned to MPO8 Pinned 1728-Fiber Pre-terminated Trunk Cable, Low Smoke Zero Halogen/Riser | CommScope® | SYSTIMAX ULL |  | Fiber trunk cable assembly
UJGQPQPTM |  | Base Product | Ultra Low Loss (ULL) Singlemode MPO8 (Non-Pinned) to MPO8 (Non-Pinned), Fiber Trunk Cable Assembly, 144-Fiber, Dual Rated (OFNR/LSZH) | CommScope® | Propel ¦ SYSTIMAX ULL |  | Fiber trunk cable assembly
UGGMXMXCN |  | Base Product | Ultra Low Loss ULL TeraSPEED® MPO(Pinned) to MPO(Pinned) Pre-terminated Trunk Cable, MPO12, 12-Fiber, Plenum, 192 fiber PmP 2.0 mm Dca | CommScope® | SYSTIMAX ULL |  | Fiber trunk cable assembly
UHXMPMPCH |  | Base Product | Ultra Low Loss (ULL), OM4 MPO (Unpinned) to MPO (Unpinned), InstaPATCH® 360 Armored Pre-terminated Trunk Cable, 48-Fiber, Plenum | CommScope® | SYSTIMAX InstaPATCH® 360 |  | Fiber trunk cable assembly
UHXMPMPCM |  | Base Product | Ultra Low Loss (ULL), OM4 MPO (Unpinned) to MPO (Unpinned), InstaPATCH® 360 Armored Pre-terminated Trunk Cable, 144-Fiber, Plenum | CommScope® | SYSTIMAX InstaPATCH® 360 |  | Fiber trunk cable assembly
UHGMPMPCL |  | Base Product | Ultra Low Loss, Singlemode MPO12 APC (unpinned) to MPO12 APC (unpinned) Fiber Trunk Cable Assembly, 96-Fiber, Armored Indoor Plenum | CommScope® | SYSTIMAX ULL |  | Fiber trunk cable assembly
UKGMPMXCH |  | Base Product | Ultra Low Loss (ULL) Singlemode MPO12 (Unpinned) to MPO12 (Pinned), Armored Pre-terminated Trunk Cable, 48-Fiber, Low Smoke Zero Halogen (LSZH) | CommScope® | SYSTIMAX ULL |  | Fiber trunk cable assembly
UQGQXQPF8 |  | Base Product | Ultra Low Loss (ULL) Singlemode MPO8 (Pinned) to MPO8 (Non-Pinned), Fiber Array Cable Assembly, 8-Fiber, Plenum | CommScope® | Propel ¦ SYSTIMAX ULL |  | Fiber array cable assembly
AGGMPUCCM |  | Base Product | Ultra Low Loss ULL TeraSPEED® MPO(unpinned) to Unconnectorized Pre-terminated Trunk Cable, MPO12, 144-Fiber, Plenum, 12 fiber PmP 2.0 mm Dca, Method A | CommScope® |  |  | Fiber trunk cable assembly
A3GMXMPCK |  | Base Product | Singlemode MPO12 (Pinned) to MPO12 (Unpinned), Fiber Trunk Cable Assembly, 72-Fiber, B2ca, Method A, Low Smoke Zero Halogen | CommScope® |  |  | Fiber trunk cable assembly
A3XMXMPCD |  | Base Product | OM4 MPO12 (Pinned) to MPO12 (Unpinned), Fiber Trunk Cable Assembly, 12-Fiber, B2ca, Method A, Low Smoke Zero Halogen | CommScope® |  |  | Fiber trunk cable assembly
A3XMXMPCM |  | Base Product | OM4 MPO12 (Pinned) to MPO12 (Unpinned), Fiber Trunk Cable Assembly, 144-Fiber, B2ca, Method A, Low Smoke Zero Halogen | CommScope® |  |  | Fiber trunk cable assembly
U4XQPLCT8 |  | Base Product | Ultra Low Loss OM4 MPO12 QSFP Unpinned to LC/UPC 8-Fiber InstaPATCH® 360 Ruggedized Fanout Cable, Low Smoke Zero Halogen | CommScope® | SYSTIMAX InstaPATCH® 360 |  | Ruggedized fanout
U4XQXLCT8 |  | Base Product | Ultra Low Loss OM4 MPO12 QSFP Pinned to LC/UPC 8-Fiber InstaPATCH® 360 Ruggedized Fanout Cable, Low Smoke Zero Halogen B2ca | CommScope® | SYSTIMAX InstaPATCH® 360 |  | Ruggedized fanout
UJGQPQPT8 |  | Base Product | Ultra Low Loss (ULL) Singlemode MPO8 (Unpinned) to MPO8 (Unpinned), Fiber Trunk Cable Assembly, 8-Fiber, Dual Rated (OFNR/LSZH) | CommScope® | Propel ¦ SYSTIMAX ULL |  | Fiber trunk cable assembly
UQVQVBVF8 |  | Base Product | Ultra Low Loss (ULL) OM5, 1X2, MPO8 Multimode APC (Non-Pinned) to MPO4 Multimode APC (Non-Pinned), 8-Fiber, Conversion Array, Plenum | CommScope® | Propel ¦ SYSTIMAX ULL |  | Fiber conversion array cable assembly
URVQVBVF8 |  | Base Product | Ultra Low Loss (ULL) OM5, 1X2, MPO8 Multimode APC (Non-Pinned) to MPO4 Multimode APC (Non-Pinned), 8-Fiber, Conversion Array, Dual Rated (OFNR/LSZH) | CommScope® | Propel ¦ SYSTIMAX ULL |  | Fiber conversion array cable assembly
ARGRPLA7R |  | Base Product | Ultra Low Loss Method A Singlemode MPO16 Non-Pinned to LC/APC, Fiber Cable Assembly, Low Smoke Zero Halogen/Riser | CommScope® | Propel ¦ SYSTIMAX ULL |  | Fiber array cable assembly
UQGRWRW7R |  | Base Product | Ultra Low Loss (ULL) Singlemode G.657.A2 MPO16 (Non-Pinned) Push-Pull to MPO16 (Non-Pinned) Push-Pull, Fiber Array Cable Assembly, 16-Fiber, Plenum | CommScope® | Propel ¦ SYSTIMAX ULL |  | Fiber array cable assembly
URXRVQV7R |  | Base Product | Ultra Low Loss (ULL) OM4, 1X2, MPO16 Multimode APC (Non-Pinned) to MPO8 Multimode APC (Non-Pinned), 16-Fiber, Conversion Array, LSZH | CommScope® | Propel ¦ SYSTIMAX ULL |  | Fiber conversion array cable assembly
UGGQPUCTK |  | Base Product | Ultra Low Loss (ULL) Singlemode MPO8 (Non-Pinned) to unconnectorized, Fiber Trunk Cable Assembly, 72-Fiber, Plenum | CommScope® | Propel ¦ SYSTIMAX ULL |  | Fiber trunk cable assembly
U3XQXQXTH |  | Base Product | Ultra Low Loss (ULL) OM4 MPO8 (Pinned) to MPO8 (Pinned), Fiber Trunk Cable Assembly, 48-Fiber, LZSH B2ca | CommScope® | Propel ¦ SYSTIMAX ULL |  | Fiber trunk cable assembly
U3GQPQXTK |  | Base Product | Ultra Low Loss (ULL) Singlemode MPO8 (Non-Pinned) to MPO8 (Pinned), Fiber Trunk Cable Assembly, 72-Fiber, LZSH B2ca | CommScope® | Propel ¦ SYSTIMAX ULL |  | Fiber trunk cable assembly
UGXQPQXTL |  | Base Product | Ultra Low Loss (ULL) OM4 MPO8 (Non-Pinned) to MPO8 (Pinned), Fiber Trunk Cable Assembly, 96-Fiber, Plenum | CommScope® | Propel ¦ SYSTIMAX ULL |  | Fiber trunk cable assembly
U3GQPQXTU |  | Base Product | Ultra Low Loss (ULL) Singlemode MPO8 (Non-Pinned) to MPO8 (Pinned), Fiber Trunk Cable Assembly, 64-Fiber, LZSH B2ca | CommScope® | Propel ¦ SYSTIMAX ULL |  | Fiber trunk cable assembly
UJVQXQXTM |  | Base Product | Ultra Low Loss (ULL) OM5 MPO8 (Pinned) to MPO8 (Pinned), Fiber Trunk Cable Assembly, 144-Fiber, Dual Rated (OFNR/LSZH) | CommScope® | Propel ¦ SYSTIMAX ULL |  | Fiber trunk cable assembly
UJGQPQXTN |  | Base Product | Ultra Low Loss (ULL) Singlemode MPO8 (Non-Pinned) to MPO8 (Pinned), Fiber Trunk Cable Assembly, 192-Fiber, Dual Rated (OFNR/LSZH) | CommScope® | Propel ¦ SYSTIMAX ULL |  | Fiber trunk cable assembly
UJXQXQXT8 |  | Base Product | Ultra Low Loss (ULL) OM4 MPO8 (Pinned) to MPO8 (Pinned), Fiber Trunk Cable Assembly, 8-Fiber, Dual Rated (OFNR/LSZH) | CommScope® | Propel ¦ SYSTIMAX ULL |  | Fiber trunk cable assembly
UJGQXUCTL |  | Base Product | Ultra Low Loss (ULL) Singlemode MPO8 (Pinned) to unconnectorized, Fiber Trunk Cable Assembly, 96-Fiber, Dual Rated (OFNR/LSZH) | CommScope® | Propel ¦ SYSTIMAX ULL |  | Fiber trunk cable assembly
UQXQPUCF8 |  | Base Product | Ultra Low Loss (ULL) OM4 MPO8 (Non-Pinned) to unconnectorized, Fiber Array Cable Assembly, 8-Fiber, Plenum | CommScope® | Propel ¦ SYSTIMAX ULL |  | Fiber array cable assembly
UGVQXQXT8 |  | Base Product | Ultra Low Loss (ULL) OM5 MPO8 (Pinned) to MPO8 (Pinned), Fiber Trunk Cable Assembly, 8-Fiber, Plenum | CommScope® | Propel ¦ SYSTIMAX ULL |  | Fiber trunk cable assembly
UQXQXLUF8 |  | Base Product | Ultra Low Loss (ULL) OM4 MPO8 (Pinned) to LC/UPC Uniboot, Fiber Array Cable Assembly, 8-Fiber, Plenum | CommScope® | Propel ¦ SYSTIMAX ULL |  | Fiber array cable assembly
U3GQPUCTK |  | Base Product | Ultra Low Loss (ULL) Singlemode MPO8 (Non-Pinned) to unconnectorized, Fiber Trunk Cable Assembly, 72-Fiber, LZSH B2ca | CommScope® | Propel ¦ SYSTIMAX ULL |  | Fiber trunk cable assembly
UGVQXQXTF |  | Base Product | Ultra Low Loss (ULL) OM5 MPO8 (Pinned) to MPO8 (Pinned), Fiber Trunk Cable Assembly, 24-Fiber, Plenum | CommScope® | Propel ¦ SYSTIMAX ULL |  | Fiber trunk cable assembly
UGGQXQXTR |  | Base Product | Ultra Low Loss (ULL) Singlemode MPO8 (Pinned) to MPO8 (Pinned), Fiber Trunk Cable Assembly, 16-Fiber, Plenum | CommScope® | Propel ¦ SYSTIMAX ULL |  | Fiber trunk cable assembly
U3GQPUCTL |  | Base Product | Ultra Low Loss (ULL) Singlemode MPO8 (Non-Pinned) to unconnectorized, Fiber Trunk Cable Assembly, 96-Fiber, LZSH B2ca | CommScope® | Propel ¦ SYSTIMAX ULL |  | Fiber trunk cable assembly
U3GQPUCTM |  | Base Product | Ultra Low Loss (ULL) Singlemode MPO8 (Non-Pinned) to unconnectorized, Fiber Trunk Cable Assembly, 144-Fiber, LZSH B2ca | CommScope® | Propel ¦ SYSTIMAX ULL |  | Fiber trunk cable assembly
UJXQXQXTL |  | Base Product | Ultra Low Loss (ULL) OM4 MPO8 (Pinned) to MPO8 (Pinned), Fiber Trunk Cable Assembly, 96-Fiber, Dual Rated (OFNR/LSZH) | CommScope® | Propel ¦ SYSTIMAX ULL |  | Fiber trunk cable assembly
UJGQPUCTF |  | Base Product | Ultra Low Loss (ULL) Singlemode MPO8 (Non-Pinned) to unconnectorized, Fiber Trunk Cable Assembly, 24-Fiber, Dual Rated (OFNR/LSZH) | CommScope® | Propel ¦ SYSTIMAX ULL |  | Fiber trunk cable assembly
UGVQXQXTM |  | Base Product | Ultra Low Loss (ULL) OM5 MPO8 (Pinned) to MPO8 (Pinned), Fiber Trunk Cable Assembly, 144-Fiber, Plenum | CommScope® | Propel ¦ SYSTIMAX ULL |  | Fiber trunk cable assembly
U3VQPUCTF |  | Base Product | Ultra Low Loss (ULL) OM5 MPO8 (Non-Pinned) to unconnectorized, Fiber Trunk Cable Assembly, 24-Fiber, LZSH B2ca | CommScope® | Propel ¦ SYSTIMAX ULL |  | Fiber trunk cable assembly
UGXQPUCTF |  | Base Product | Ultra Low Loss (ULL) OM4 MPO8 (Non-Pinned) to unconnectorized, Fiber Trunk Cable Assembly, 24-Fiber, Plenum | CommScope® | Propel ¦ SYSTIMAX ULL |  | Fiber trunk cable assembly
UGGQXUCTH |  | Base Product | Ultra Low Loss (ULL) Singlemode MPO8 (Pinned) to unconnectorized, Fiber Trunk Cable Assembly, 48-Fiber, Plenum | CommScope® | Propel ¦ SYSTIMAX ULL |  | Fiber trunk cable assembly
UJVQXUCTL |  | Base Product | Ultra Low Loss (ULL) OM5 MPO8 (Pinned) to unconnectorized, Fiber Trunk Cable Assembly, 96-Fiber, Dual Rated (OFNR/LSZH) | CommScope® | Propel ¦ SYSTIMAX ULL |  | Fiber trunk cable assembly
UGXQPUCTH |  | Base Product | Ultra Low Loss (ULL) OM4 MPO8 (Non-Pinned) to unconnectorized, Fiber Trunk Cable Assembly, 48-Fiber, Plenum | CommScope® | Propel ¦ SYSTIMAX ULL |  | Fiber trunk cable assembly
UGGQXUCTK |  | Base Product | Ultra Low Loss (ULL) Singlemode MPO8 (Pinned) to unconnectorized, Fiber Trunk Cable Assembly, 72-Fiber, Plenum | CommScope® | Propel ¦ SYSTIMAX ULL |  | Fiber trunk cable assembly
UJXQXQXTU |  | Base Product | Ultra Low Loss (ULL) OM4 MPO8 (Pinned) to MPO8 (Pinned), Fiber Trunk Cable Assembly,64-Fiber, Dual Rated (OFNR/LSZH) | CommScope® | Propel ¦ SYSTIMAX ULL |  | Fiber trunk cable assembly
UGGQXUCTL |  | Base Product | Ultra Low Loss (ULL) Singlemode MPO8 (Pinned) to unconnectorized, Fiber Trunk Cable Assembly, 96-Fiber, Plenum | CommScope® | Propel ¦ SYSTIMAX ULL |  | Fiber trunk cable assembly
UJGQPUCTN |  | Base Product | Ultra Low Loss (ULL) Singlemode MPO8 (Non-Pinned) to unconnectorized, Fiber Trunk Cable Assembly, 192-Fiber, Dual Rated (OFNR/LSZH) | CommScope® | Propel ¦ SYSTIMAX ULL |  | Fiber trunk cable assembly
UGGQXUCTM |  | Base Product | Ultra Low Loss (ULL) Singlemode MPO8 (Pinned) to unconnectorized, Fiber Trunk Cable Assembly, 144-Fiber, Plenum | CommScope® | Propel ¦ SYSTIMAX ULL |  | Fiber trunk cable assembly
UGXQPUCTL |  | Base Product | Ultra Low Loss (ULL) OM4 MPO8 (Non-Pinned) to unconnectorized, Fiber Trunk Cable Assembly, 96-Fiber, Plenum | CommScope® | Propel ¦ SYSTIMAX ULL |  | Fiber trunk cable assembly
URGQXUCF8 |  | Base Product | Ultra Low Loss (ULL) Singlemode MPO8 (Pinned) to unconnectorized, Fiber Array Cable Assembly, 8-Fiber, Dual Rated (OFNR/LSZH) | CommScope® | Propel ¦ SYSTIMAX ULL |  | Fiber array cable assembly
U3GQXQXTH |  | Base Product | Ultra Low Loss (ULL) Singlemode MPO8 (Pinned) to MPO8 (Pinned), Fiber Trunk Cable Assembly, 48-Fiber, LZSH B2ca | CommScope® | Propel ¦ SYSTIMAX ULL |  | Fiber trunk cable assembly
UGVQXUCT8 |  | Base Product | Ultra Low Loss (ULL) OM5 MPO8 (Pinned) to unconnectorized, Fiber Trunk Cable Assembly, 8-Fiber, Plenum | CommScope® | Propel ¦ SYSTIMAX ULL |  | Fiber trunk cable assembly
UJVQXUCTR |  | Base Product | Ultra Low Loss (ULL) OM5 MPO8 (Pinned) to unconnectorized, Fiber Trunk Cable Assembly, 16-Fiber, Dual Rated (OFNR/LSZH) | CommScope® | Propel ¦ SYSTIMAX ULL |  | Fiber trunk cable assembly
UJVQXUCTS |  | Base Product | Ultra Low Loss (ULL) OM5 MPO8 (Pinned) to unconnectorized, Fiber Trunk Cable Assembly,32-Fiber, Dual Rated (OFNR/LSZH) | CommScope® | Propel ¦ SYSTIMAX ULL |  | Fiber trunk cable assembly
UJVQPQXTN |  | Base Product | Ultra Low Loss (ULL) OM5 MPO8 (Non-Pinned) to MPO8 (Pinned), Fiber Trunk Cable Assembly, 192-Fiber, Dual Rated (OFNR/LSZH) | CommScope® | Propel ¦ SYSTIMAX ULL |  | Fiber trunk cable assembly
U3XQPQXTN |  | Base Product | Ultra Low Loss (ULL) OM4 MPO8 (Non-Pinned) to MPO8 (Pinned), Fiber Trunk Cable Assembly, 192-Fiber, LZSH B2ca | CommScope® | Propel ¦ SYSTIMAX ULL |  | Fiber trunk cable assembly
UGVQXUCTK |  | Base Product | Ultra Low Loss (ULL) OM5 MPO8 (Pinned) to unconnectorized, Fiber Trunk Cable Assembly, 72-Fiber, Plenum | CommScope® | Propel ¦ SYSTIMAX ULL |  | Fiber trunk cable assembly
UGVQXUCTL |  | Base Product | Ultra Low Loss (ULL) OM5 MPO8 (Pinned) to unconnectorized, Fiber Trunk Cable Assembly, 96-Fiber, Plenum | CommScope® | Propel ¦ SYSTIMAX ULL |  | Fiber trunk cable assembly
URVQXLUF8 |  | Base Product | Ultra Low Loss (ULL) OM5 MPO8 (Pinned) to LC/UPC Uniboot, Fiber Array Cable Assembly, 8-Fiber, Dual Rated (OFNR/LSZH) | CommScope® | Propel ¦ SYSTIMAX ULL |  | Fiber array cable assembly
UGXQPUCTU |  | Base Product | Ultra Low Loss (ULL) OM4 MPO8 (Non-Pinned) to unconnectorized, Fiber Trunk Cable Assembly, 64-Fiber, Plenum | CommScope® | Propel ¦ SYSTIMAX ULL |  | Fiber trunk cable assembly
U3GQXQXTR |  | Base Product | Ultra Low Loss (ULL) Singlemode MPO8 (Pinned) to MPO8 (Pinned), Fiber Trunk Cable Assembly, 16-Fiber, LZSH B2ca | CommScope® | Propel ¦ SYSTIMAX ULL |  | Fiber trunk cable assembly
U3XQPQXTU |  | Base Product | Ultra Low Loss (ULL) OM4 MPO8 (Non-Pinned) to MPO8 (Pinned), Fiber Trunk Cable Assembly, 64-Fiber, LZSH B2ca | CommScope® | Propel ¦ SYSTIMAX ULL |  | Fiber trunk cable assembly
UGGQPUCT8 |  | Base Product | Ultra Low Loss (ULL) Singlemode MPO8 (Non-Pinned) to unconnectorized, Fiber Trunk Cable Assembly, 8-Fiber, Plenum | CommScope® | Propel ¦ SYSTIMAX ULL |  | Fiber trunk cable assembly
UGVQXUCTN |  | Base Product | Ultra Low Loss (ULL) OM5 MPO8 (Pinned) to unconnectorized, Fiber Trunk Cable Assembly, 192-Fiber, Plenum | CommScope® | Propel ¦ SYSTIMAX ULL |  | Fiber trunk cable assembly
U3XQPUCT8 |  | Base Product | Ultra Low Loss (ULL) OM4 MPO8 (Non-Pinned) to unconnectorized, Fiber Trunk Cable Assembly, 8-Fiber, LZSH B2ca | CommScope® | Propel ¦ SYSTIMAX ULL |  | Fiber trunk cable assembly
U3VQXQXTK |  | Base Product | Ultra Low Loss (ULL) OM5 MPO8 (Pinned) to MPO8 (Pinned), Fiber Trunk Cable Assembly, 72-Fiber, LZSH B2ca | CommScope® | Propel ¦ SYSTIMAX ULL |  | Fiber trunk cable assembly
U3VQXQXTL |  | Base Product | Ultra Low Loss (ULL) OM5 MPO8 (Pinned) to MPO8 (Pinned), Fiber Trunk Cable Assembly, 96-Fiber, LZSH B2ca | CommScope® | Propel ¦ SYSTIMAX ULL |  | Fiber trunk cable assembly
U3XQPUCTL |  | Base Product | Ultra Low Loss (ULL) OM4 MPO8 (Non-Pinned) to unconnectorized, Fiber Trunk Cable Assembly, 96-Fiber, LZSH B2ca | CommScope® | Propel ¦ SYSTIMAX ULL |  | Fiber trunk cable assembly
UJVQPUCTM |  | Base Product | Ultra Low Loss (ULL) OM5 MPO8 (Non-Pinned) to unconnectorized, Fiber Trunk Cable Assembly, 144-Fiber, Dual Rated (OFNR/LSZH) | CommScope® | Propel ¦ SYSTIMAX ULL |  | Fiber trunk cable assembly
UQXMPMPUD |  | Base Product | Ultra Low Loss (ULL) OM4 MPO12 (Non-Pinned) to MPO12 (Non-Pinned), Fiber Array Cable Assembly, 12-Fiber, Plenum | CommScope® | Propel ¦ SYSTIMAX ULL |  | Fiber array cable assembly
ALGMPLUCD |  | Base Product | Ultra Low Loss ULL TeraSPEED® MPO(Non-Pinned) to LC/UPC Uniboot Ruggedized fanout Cable, 12-Fiber, Plenum, 12 fiber PmP 2.0 mm Dca | CommScope® | SYSTIMAX ULL |  | Ruggedized fanout
UGGRXUCYR |  | Base Product | Hybrid Ultra Low Loss (ULL) Singlemode G.657.A2 MPO16 (Pinned) to Unconnectorized, 2 Pair 16AWG Constellation Trunk Cable Assembly, 16-Fiber, Plenum | CommScope® | SYSTIMAX ULL |  | Hybrid cable assembly ¦ 2-pair
ULXQZLUTM |  | Base Product | Ultra Low Loss ULL OM4 MPO8 APC pinned to LC/UPC Uniboot Ruggedized fanout Cable, 144-Fiber, Plenum, 8 fiber PmP 2.0 mm | CommScope® | Propel ¦ SYSTIMAX ULL |  | Ruggedized fanout
U4VQXLUTK |  | Base Product | Ultra Low Loss ULL OM5 MPO8 UPC pinned to LC/UPC Uniboot Ruggedized fanout Cable, 72-Fiber, LSZH, 8 fiber PmP 2.0 mm /B2ca | CommScope® | Propel ¦ SYSTIMAX ULL |  | Ruggedized fanout
ULXQZLUTN |  | Base Product | Ultra Low Loss ULL OM4 MPO8 APC pinned to LC/UPC Uniboot Ruggedized fanout Cable, 192-Fiber, Plenum, 8 fiber PmP 2.0 mm | CommScope® | Propel ¦ SYSTIMAX ULL |  | Ruggedized fanout
U4XQZLUTH |  | Base Product | Ultra Low Loss ULL OM4 MPO8 APC pinned to LC/UPC Uniboot Ruggedized fanout Cable, 48-Fiber, LSZH, 8 fiber PmP 2.0 mm /B2ca | CommScope® | Propel ¦ SYSTIMAX ULL |  | Ruggedized fanout
U4XQPLUTH |  | Base Product | Ultra Low Loss ULL OM4 MPO8 UPC non-pinned to LC/UPC Uniboot Ruggedized fanout Cable, 48-Fiber, LSZH, 8 fiber PmP 2.0 mm /B2ca | CommScope® | Propel ¦ SYSTIMAX ULL |  | Ruggedized fanout
ULVQZLUTK |  | Base Product | Ultra Low Loss ULL OM5 MPO8 APC pinned to LC/UPC Uniboot Ruggedized fanout Cable, 72-Fiber, Plenum, 8 fiber PmP 2.0 mm | CommScope® | Propel ¦ SYSTIMAX ULL |  | Ruggedized fanout
U4GQPLUTH |  | Base Product | Singlemode MPO8 APC non-pinned to LC/UPC Uniboot Ruggedized fanout Cable, 48-Fiber, LSZH, 8 fiber PmP 2.0 mm /B2ca | CommScope® | Propel ¦ SYSTIMAX ULL |  | Ruggedized fanout
U4XQPLUTL |  | Base Product | Ultra Low Loss ULL OM4 MPO8 UPC non-pinned to LC/UPC Uniboot Ruggedized fanout Cable, 96-Fiber, LSZH, 8 fiber PmP 2.0 mm /B2ca | CommScope® | Propel ¦ SYSTIMAX ULL |  | Ruggedized fanout
ULGQPLUTR |  | Base Product | Singlemode MPO8 APC non-pinned to LC/UPC Uniboot Ruggedized fanout Cable, 16-Fiber, Plenum, 8 fiber PmP 2.0 mm | CommScope® | Propel ¦ SYSTIMAX ULL |  | Ruggedized fanout
U4XQPLUTM |  | Base Product | Ultra Low Loss ULL OM4 MPO8 UPC non-pinned to LC/UPC Uniboot Ruggedized fanout Cable, 144-Fiber, LSZH, 8 fiber PmP 2.0 mm /B2ca | CommScope® | Propel ¦ SYSTIMAX ULL |  | Ruggedized fanout
ULXQPLUTS |  | Base Product | Ultra Low Loss ULL OM4 MPO8 UPC non-pinned to LC/UPC Uniboot Ruggedized fanout Cable, 32-Fiber, Plenum, 8 fiber PmP 2.0 mm | CommScope® | Propel ¦ SYSTIMAX ULL |  | Ruggedized fanout
ULGQPLUTS |  | Base Product | Singlemode MPO8 APC non-pinned to LC/UPC Uniboot Ruggedized fanout Cable, 32-Fiber, Plenum, 8 fiber PmP 2.0 mm | CommScope® | Propel ¦ SYSTIMAX ULL |  | Ruggedized fanout
UNXQPLUTU |  | Base Product | Ultra Low Loss ULL OM4 MPO8 UPC non-pinned to LC/UPC Uniboot Ruggedized fanout Cable, 64-Fiber, Dual Rated (OFNR/LSZH), 8 fiber PmP 2.0 mm | CommScope® | Propel ¦ SYSTIMAX ULL |  | Ruggedized fanout
U4VQZLUTK |  | Base Product | Ultra Low Loss ULL OM5 MPO8 APC pinned to LC/UPC Uniboot Ruggedized fanout Cable, 72-Fiber, LSZH, 8 fiber PmP 2.0 mm /B2ca | CommScope® | Propel ¦ SYSTIMAX ULL |  | Ruggedized fanout
U4XQPLUTS |  | Base Product | Ultra Low Loss ULL OM4 MPO8 UPC non-pinned to LC/UPC Uniboot Ruggedized fanout Cable, 32-Fiber, LSZH, 8 fiber PmP 2.0 mm /B2ca | CommScope® | Propel ¦ SYSTIMAX ULL |  | Ruggedized fanout
U4XQZLUTS |  | Base Product | Ultra Low Loss ULL OM4 MPO8 APC pinned to LC/UPC Uniboot Ruggedized fanout Cable, 32-Fiber, LSZH, 8 fiber PmP 2.0 mm /B2ca | CommScope® | Propel ¦ SYSTIMAX ULL |  | Ruggedized fanout
ULXQVLUTH |  | Base Product | Ultra Low Loss ULL OM4 MPO8 APC non-pinned to LC/UPC Uniboot Ruggedized fanout Cable, 48-Fiber, Plenum, 8 fiber PmP 2.0 mm | CommScope® | Propel ¦ SYSTIMAX ULL |  | Ruggedized fanout
U4VQPLUTK |  | Base Product | Ultra Low Loss ULL OM5 MPO8 UPC non-pinned to LC/UPC Uniboot Ruggedized fanout Cable, 8-Fiber, LSZH, 8 fiber PmP 2.0 mm /B2ca | CommScope® | Propel ¦ SYSTIMAX ULL |  | Ruggedized fanout
ULVQPLUTS |  | Base Product | Ultra Low Loss ULL OM5 MPO8 UPC non-pinned to LC/UPC Uniboot Ruggedized fanout Cable, 32-Fiber, Plenum, 8 fiber PmP 2.0 mm | CommScope® | Propel ¦ SYSTIMAX ULL |  | Ruggedized fanout
U4XQVLUT8 |  | Base Product | Ultra Low Loss ULL OM4 MPO8 APC non-pinned to LC/UPC Uniboot Ruggedized fanout Cable, 8-Fiber, LSZH, 8 fiber PmP 2.0 mm /B2ca | CommScope® | Propel ¦ SYSTIMAX ULL |  | Ruggedized fanout
UNVQVLUTF |  | Base Product | Ultra Low Loss ULL OM5 MPO8 APC non-pinned to LC/UPC Uniboot Ruggedized fanout Cable, 24-Fiber, Dual Rated (OFNR/LSZH), 8 fiber PmP 2.0 mm | CommScope® | Propel ¦ SYSTIMAX ULL |  | Ruggedized fanout
U4XQVLUTH |  | Base Product | Ultra Low Loss ULL OM4 MPO8 APC non-pinned to LC/UPC Uniboot Ruggedized fanout Cable, 48-Fiber, LSZH, 8 fiber PmP 2.0 mm /B2ca | CommScope® | Propel ¦ SYSTIMAX ULL |  | Ruggedized fanout
U4VQZLUTS |  | Base Product | Ultra Low Loss ULL OM5 MPO8 APC pinned to LC/UPC Uniboot Ruggedized fanout Cable, 32-Fiber, LSZH, 8 fiber PmP 2.0 mm /B2ca | CommScope® | Propel ¦ SYSTIMAX ULL |  | Ruggedized fanout
ULGQXLUTH |  | Base Product | Singlemode MPO8 APC pinned to LC/UPC Uniboot Ruggedized fanout Cable, 48-Fiber, Plenum, 8 fiber PmP 2.0 mm | CommScope® | Propel ¦ SYSTIMAX ULL |  | Ruggedized fanout
UNVQVLUTL |  | Base Product | Ultra Low Loss ULL OM5 MPO8 APC non-pinned to LC/UPC Uniboot Ruggedized fanout Cable, 96-Fiber, Dual Rated (OFNR/LSZH), 8 fiber PmP 2.0 mm | CommScope® | Propel ¦ SYSTIMAX ULL |  | Ruggedized fanout
UNVQVLUTR |  | Base Product | Ultra Low Loss ULL OM5 MPO8 APC non-pinned to LC/UPC Uniboot Ruggedized fanout Cable, 16-Fiber, Dual Rated (OFNR/LSZH), 8 fiber PmP 2.0 mm | CommScope® | Propel ¦ SYSTIMAX ULL |  | Ruggedized fanout
UNGQPLUT8 |  | Base Product | Singlemode MPO8 APC non-pinned to LC/UPC Uniboot Ruggedized fanout Cable, 8-Fiber, Dual Rated (OFNR/LSZH), 8 fiber PmP 2.0 mm | CommScope® | Propel ¦ SYSTIMAX ULL |  | Ruggedized fanout
UNVQXLUT8 |  | Base Product | Ultra Low Loss ULL OM5 MPO8 UPC pinned to LC/UPC Uniboot Ruggedized fanout Cable, 8-Fiber, Dual Rated (OFNR/LSZH), 8 fiber PmP 2.0 mm | CommScope® | Propel ¦ SYSTIMAX ULL |  | Ruggedized fanout
UNVQXLUTF |  | Base Product | Ultra Low Loss ULL OM5 MPO8 UPC pinned to LC/UPC Uniboot Ruggedized fanout Cable, 24-Fiber, Dual Rated (OFNR/LSZH), 8 fiber PmP 2.0 mm | CommScope® | Propel ¦ SYSTIMAX ULL |  | Ruggedized fanout
U4XQXLUT8 |  | Base Product | Ultra Low Loss ULL OM4 MPO8 UPC pinned to LC/UPC Uniboot Ruggedized fanout Cable, 8-Fiber, LSZH, 8 fiber PmP 2.0 mm /B2ca | CommScope® | Propel ¦ SYSTIMAX ULL |  | Ruggedized fanout
UNVQXLUTK |  | Base Product | Ultra Low Loss ULL OM5 MPO8 UPC pinned to LC/UPC Uniboot Ruggedized fanout Cable, 72-Fiber, Dual Rated (OFNR/LSZH), 8 fiber PmP 2.0 mm | CommScope® | Propel ¦ SYSTIMAX ULL |  | Ruggedized fanout
UNVQXLUTL |  | Base Product | Ultra Low Loss ULL OM5 MPO8 UPC pinned to LC/UPC Uniboot Ruggedized fanout Cable, 96-Fiber, Dual Rated (OFNR/LSZH), 8 fiber PmP 2.0 mm | CommScope® | Propel ¦ SYSTIMAX ULL |  | Ruggedized fanout
ULGQXLUTS |  | Base Product | Singlemode MPO8 APC pinned to LC/UPC Uniboot Ruggedized fanout Cable, 32-Fiber, Plenum, 8 fiber PmP 2.0 mm | CommScope® | Propel ¦ SYSTIMAX ULL |  | Ruggedized fanout
UNGQPLUTS |  | Base Product | Singlemode MPO8 APC non-pinned to LC/UPC Uniboot Ruggedized fanout Cable, 32-Fiber, Dual Rated (OFNR/LSZH), 8 fiber PmP 2.0 mm | CommScope® | Propel ¦ SYSTIMAX ULL |  | Ruggedized fanout
ULVQXLUTH |  | Base Product | Ultra Low Loss ULL OM5 MPO8 UPC pinned to LC/UPC Uniboot Ruggedized fanout Cable, 48-Fiber, Plenum, 8 fiber PmP 2.0 mm | CommScope® | Propel ¦ SYSTIMAX ULL |  | Ruggedized fanout
U4VQVLUTR |  | Base Product | Ultra Low Loss ULL OM5 MPO8 APC non-pinned to LC/UPC Uniboot Ruggedized fanout Cable, 16-Fiber, LSZH, 8 fiber PmP 2.0 mm /B2ca | CommScope® | Propel ¦ SYSTIMAX ULL |  | Ruggedized fanout
UNGQXLUT8 |  | Base Product | Singlemode MPO8 APC pinned to LC/UPC Uniboot Ruggedized fanout Cable, 8-Fiber, Dual Rated (OFNR/LSZH), 8 fiber PmP 2.0 mm | CommScope® | Propel ¦ SYSTIMAX ULL |  | Ruggedized fanout
U4VQVLUTU |  | Base Product | Ultra Low Loss ULL OM5 MPO8 APC non-pinned to LC/UPC Uniboot Ruggedized fanout Cable, 64-Fiber, LSZH, 8 fiber PmP 2.0 mm /B2ca | CommScope® | Propel ¦ SYSTIMAX ULL |  | Ruggedized fanout
UNVQZLUTH |  | Base Product | Ultra Low Loss ULL OM5 MPO8 APC pinned to LC/UPC Uniboot Ruggedized fanout Cable, 48-Fiber, Dual Rated (OFNR/LSZH), 8 fiber PmP 2.0 mm | CommScope® | Propel ¦ SYSTIMAX ULL |  | Ruggedized fanout
UNXQZLUTR |  | Base Product | Ultra Low Loss ULL OM4 MPO8 APC pinned to LC/UPC Uniboot Ruggedized fanout Cable, 16-Fiber, Dual Rated (OFNR/LSZH), 8 fiber PmP 2.0 mm | CommScope® | Propel ¦ SYSTIMAX ULL |  | Ruggedized fanout
ULXQZLUTF |  | Base Product | Ultra Low Loss ULL OM4 MPO8 APC pinned to LC/UPC Uniboot Ruggedized fanout Cable, 24-Fiber, Plenum, 8 fiber PmP 2.0 mm | CommScope® | Propel ¦ SYSTIMAX ULL |  | Ruggedized fanout
FGGMPUCRP |  | Base Product | Singlemode, MPO12 Unpinned to Unconnectorized, Fiber Trunk Cable Assembly, 288-Fiber, Rollable Ribbon Central Tube, Plenum | CommScope® | InstaPATCH® 360 |  | Fiber trunk cable assembly
UJGMPMPRW |  | Base Product | Ultra Low Loss ULL TeraSPEED® MPO (Unpinned) to MPO (Unpinned) Pre-terminated Trunk Cable, MPO12, 576-Fiber, LSZH/riser, 12-fiber Rollable Ribbon Central Tube | CommScope® | SYSTIMAX ULL |  | Fiber trunk cable assembly
FDWL1LC42 |  | Base Product | Singlemode LC/UPC Keyed Red to LC/UPC, Fiber Patch Cord, 1.6 mm Duplex, Plenum | CommScope® | SYSTIMAX InstaPATCH® 360 | FDW | Fiber patch cord ¦ duplex
FDWL6LC21 |  | Base Product | Singlemode LC/UPC Keyed Slate to LC/UPC Fiber Patch Cord, 1.6 mm Simplex, Plenum | CommScope® | SYSTIMAX InstaPATCH® 360 | FDW | Fiber patch cord ¦ simplex
FEWL7SC42 |  | Base Product | Singlemode LC/UPC Keyed Brown to SC/UPC Fiber Patch Cord, 1.6 mm Duplex, Riser | CommScope® | SYSTIMAX InstaPATCH® 360 | FEW | Fiber patch cord ¦ duplex
FEWLCLC42 |  | Base Product | Singlemode LC/UPC to LC/UPC, Fiber Patch Cord, 1.6 mm Duplex, Riser | CommScope® | SYSTIMAX InstaPATCH® 360 | FEW | Fiber patch cord ¦ duplex
FEWLCLA21 |  | Base Product | Singlemode LC/UPC to LC/APC, Fiber Patch Cord, 1.6 mm Simplex, Riser | CommScope® | SYSTIMAX InstaPATCH® 360 | FEW | Fiber patch cord ¦ simplex
FEWSCLA21 |  | Base Product | Singlemode SC/UPC to LC/APC, Fiber Patch Cord, 1.6 mm Simplex, Riser | CommScope® | SYSTIMAX InstaPATCH® 360 | FEW | Fiber patch cord ¦ simplex
FEWSCSC42 |  | Base Product | Singlemode SC/UPC to SC/UPC, Fiber Patch Cord, 1.6 mm Duplex, Riser | CommScope® | SYSTIMAX InstaPATCH® 360 | FEW | Fiber patch cord ¦ duplex
FEXL1L142 |  | Base Product | OM4 LC/UPC Keyed Red to LC/UPC Keyed Red Fiber Patch Cord, 1.6 mm Duplex, Riser | CommScope® | SYSTIMAX InstaPATCH® 360 | FEX | Fiber patch cord ¦ duplex
FEXL3SC21 |  | Base Product | OM4 LC/UPC Keyed Blue to SC/UPC Fiber Patch Cord, 1.6 mm Simplex, Riser | CommScope® | SYSTIMAX InstaPATCH® 360 | FEX | Fiber patch cord ¦ simplex
FEXL7SC42 |  | Base Product | OM4 LC/UPC Keyed Brown to SC/UPC Fiber Patch Cord, 1.6 mm Duplex, Riser | CommScope® | SYSTIMAX InstaPATCH® 360 | FEX | Fiber patch cord ¦ duplex
FEXL6L642 |  | Base Product | OM4 LC/UPC Keyed Slate to LC/UPC Keyed Slate Fiber Patch Cord, 1.6 mm Duplex, Riser | CommScope® | SYSTIMAX InstaPATCH® 360 | FEX | Fiber patch cord ¦ duplex
FEXL9L942 |  | Base Product | OM4 LC/UPC Keyed Rose to LC/UPC Keyed Rose Fiber Patch Cord, 1.6 mm Duplex, Riser | CommScope® | SYSTIMAX InstaPATCH® 360 | FEX | Fiber patch cord ¦ duplex
FEXL8LC21 |  | Base Product | OM4 LC/UPC Keyed Aqua to LC/UPC Fiber Patch Cord, 1.6 mm Simplex, Riser | CommScope® | SYSTIMAX InstaPATCH® 360 | FEX | Fiber patch cord ¦ simplex
FEXL9LC42 |  | Base Product | OM4 LC/UPC Keyed Rose to LC/UPC Fiber Patch Cord, 1.6 mm Duplex, Riser | CommScope® | SYSTIMAX InstaPATCH® 360 | FEX | Fiber patch cord ¦ duplex
FFWLALA42 |  | Base Product | Singlemode LC APC to LC APC, Fiber Patch Cord, 1.6 mm Duplex, Low Smoke Zero Halogen (LSZH) | CommScope® | SYSTIMAX InstaPATCH® 360 | FFW | Fiber patch cord ¦ duplex
FEXSCSC42 |  | Base Product | OM4 SC/UPC to SC/UPC, Fiber Patch Cord, 1.6 mm Duplex, Riser | CommScope® | SYSTIMAX InstaPATCH® 360 | FEX | Fiber patch cord ¦ duplex
2105092 |  | Base Product | Fiber Optic Patch Cord, Singlemode, SC/UPC to SC/UPC duplex, 1.8 mm LSZH & OFNR, Yellow | CommScope® |  | 210 | Fiber patch cord ¦ duplex
FPCFW |  | Base Product | Fiber Optic Patch Cord, 1.7 mm simplex, singlemode, RBR, blue | CommScope® |  | FPCF | Fiber patch cord ¦ simplex
FPCMW |  | Base Product | Fiber Optic Patch Cord, 2.0 mm simplex, singlemode, RBR, blue | CommScope® |  | FPCM | Fiber patch cord ¦ simplex
CC0905-000 | OCJ-L1-03MASHA-S1 | Variant of OCJ | Fiber Optic Patch Cord, Duplex, Singlemode, LC/UPC to SC/UPC, yellow, 3 m |  |  | OCJ | Fiber patch cord ¦ duplex
CC2430-000 | OCJ-L1-02MASIA-L1 | Variant of OCJ | Fiber Optic Patch Cord, Simplex, Singlemode, LC/UPC to LC/UPC, yellow, 2 m |  |  | OCJ | Fiber patch cord ¦ simplex
FPC2Y-SDLC-P-1.6M |  | Variant of FPC2Y | Fiber Optic Patch Cord, Duplex, Singlemode, LC/UPC to LC/UPC, yellow, 1.6 m |  |  | FPC2Y | Fiber patch cord ¦ duplex
FPC2-SPLC-15M |  | Variant of FPC2 | Fiber Optic Patch Cord, Duplex, Singlemode, LC/UPC to LC/UPC, yellow, 15 m |  |  | FPC2 | Fiber patch cord ¦ duplex
FPC2Y-SDLC-P-0.8M |  | Variant of FPC2Y | Fiber Optic Patch Cord, Duplex, Singlemode, LC/UPC to LC/UPC, yellow, 0.8 m |  |  | FPC2Y | Fiber patch cord ¦ duplex
FPC2Y-SDLC-P-0.9M |  | Variant of FPC2Y | Fiber Optic Patch Cord, Duplex, Singlemode, LC/UPC to LC/UPC, yellow, 0.8 m |  |  | FPC2Y | Fiber patch cord ¦ duplex
FPC2Y-SPSC-P-2M |  | Variant of FPC2Y | Fiber Optic Patch Cord, Duplex, Singlemode, SC/UPC to SC/UPC, yellow, 2 m |  |  | FPC2Y | Fiber patch cord ¦ duplex
FPC2Y-SDLC-P-1M |  | Variant of FPC2Y | Fiber Optic Patch Cord, Duplex, Singlemode, LC/UPC to LC/UPC, yellow, 1 m |  |  | FPC2Y | Fiber patch cord ¦ duplex
FPC2Y-SDLC-P-2M |  | Variant of FPC2Y | Fiber Optic Patch Cord, Duplex, Singlemode, LC/UPC to LC/UPC, yellow, 2 m |  |  | FPC2Y | Fiber patch cord ¦ duplex
FPC2Y-SDLC-P-7M |  | Variant of FPC2Y | Fiber Optic Patch Cord, Duplex, Singlemode, LC/UPC to LC/UPC, yellow, 7 m |  |  | FPC2Y | Fiber patch cord ¦ duplex
FPC2Y-SDLC-P-2.5M |  | Variant of FPC2Y | Fiber Optic Patch Cord, Duplex, Singlemode, LC/UPC to LC/UPC, yellow, 2.5 m |  |  | FPC2Y | Fiber patch cord ¦ duplex
FPC2Y-SDLC-P-8M |  | Variant of FPC2Y | Fiber Optic Patch Cord, Duplex, Singlemode, LC/UPC to LC/UPC, yellow, 8 m |  |  | FPC2Y | Fiber patch cord ¦ duplex
FPCDY-SPSC-P-15M |  | Variant of FPCDY | Fiber Optic Patch Cord, Simplex, Singlemode, SC/UPC to SC/UPC, yellow, 15 m |  |  | FPCDY | Fiber patch cord ¦ simplex
FPCDY-SPSC-P-4M |  | Variant of FPCDY | Fiber Optic Patch Cord, Simplex, Singlemode, SC/UPC to SC/UPC, yellow, 4 m |  |  | FPCDY | Fiber patch cord ¦ simplex
FPCF-APSC-S-6M |  | Variant of FPCF | Fiber Optic Patch Cord, 1.7 mm simplex, standard singlemode, SC/APC-SC/APC, 6 m, yellow |  |  | FPCF | Fiber patch cord ¦ simplex
UNVMPSCCL |  | Base Product | Ultra Low Loss ULL LazrSPEED® 550 OM5 MPO(Unpinned) to SC/UPC Ruggedized fanout Cable, 96-Fiber, LSZH, 12 fiber PmP 2.0 mm Dca | CommScope® | SYSTIMAX ULL |  | Ruggedized fanout
UNVMXLCCH |  | Base Product | Ultra Low Loss ULL LazrSPEED® 550 OM5 MPO(Pinned) to LC/UPC Ruggedized fanout Cable, 48-Fiber, LSZH, 12 fiber PmP 2.0 mm Dca | CommScope® | SYSTIMAX ULL |  | Ruggedized fanout
UNXMPLUCD |  | Base Product | Ultra Low Loss ULL LazrSPEED® 550 MPO(Unpinned) to LC/UPC Uniboot Ruggedized fanout Cable, 12-Fiber, LSZH, 12 fiber PmP 2.0 mm Dca | CommScope® | SYSTIMAX ULL |  | Ruggedized fanout
UNXMPLUCF |  | Base Product | Ultra Low Loss ULL LazrSPEED® 550 MPO(Unpinned) to LC/UPC Uniboot Ruggedized fanout Cable, 24-Fiber, LSZH, 12 fiber PmP 2.0 mm Dca | CommScope® | SYSTIMAX ULL |  | Ruggedized fanout
UNXMPLUCH |  | Base Product | Ultra Low Loss ULL LazrSPEED® 550 MPO(Unpinned) to LC/UPC Uniboot Ruggedized fanout Cable, 48-Fiber, LSZH, 12 fiber PmP 2.0 mm Dca | CommScope® | SYSTIMAX ULL |  | Ruggedized fanout
UNXMXSCCM |  | Base Product | Ultra Low Loss ULL LazrSPEED® 550 MPO(Pinned) to SC/UPC Ruggedized fanout Cable, 144-Fiber, LSZH, 12 fiber PmP 2.0 mm Dca | CommScope® | SYSTIMAX ULL |  | Ruggedized fanout
UQGMXMXGD |  | Base Product | Ultra Low Loss (ULL) Singlemode MPO12 (Pinned) to MPO12 (Pinned), Fiber Extension Cable Assembly, 12-Fiber, Plenum | CommScope® | SYSTIMAX ULL |  | Fiber array cable assembly
UQGQPLCJ8 |  | Base Product | Ultra Low Loss Singlemode MPO8 Unpinned to LC/UPC 8-Fiber Plenum Array Cord | CommScope® | SYSTIMAX ULL |  | Fiber array cable assembly
UQV2C2PHF |  | Base Product | Ultra Low Loss (ULL) OM5, MPO24 Equipment (Unpinned) to MPO24 (Unpinned), 24-Fiber, Plenum Patchcord | CommScope® | SYSTIMAX ULL |  | Fiber array cable assembly
UQGMXLCGD |  | Base Product | Ultra Low Loss (ULL) Singlemode MPO12 (Pinned) to LC/UPC, Fiber Extension Cable Assembly, 12-Fiber, Plenum | CommScope® | SYSTIMAX ULL |  | Fiber array cable assembly
UQGQXLUJ8 |  | Base Product | Ultra Low Loss (ULL) Singlemode MPO8 (Pinned) to LC/UPC Uniboot, Fiber Extension Cable Assembly, 8-Fiber, Plenum | CommScope® | SYSTIMAX ULL |  | Fiber array cable assembly
UQX2XQPHF |  | Base Product | Ultra Low Loss OM4, MPO24 (Pinned) to MPO8 QSFP (Unpinned), Fiber Extension Cable Assembly, 24-Fiber, Plenum | CommScope® | SYSTIMAX ULL |  | Fiber array cable assembly
UQXQXLCJ8 |  | Base Product | Ultra Low Loss (ULL) OM4 MPO8 (Pinned) to LC/UPC, Fiber Extension Cable Assembly, 8-Fiber, Plenum | CommScope® | SYSTIMAX ULL |  | Fiber array cable assembly
UQVQXLCJ8 |  | Base Product | Ultra Low Loss OM5 MPO8 Pinned to LC/UPC 8-Fiber Plenum Array Cord | CommScope® | SYSTIMAX ULL |  | Fiber array cable assembly
URGMXLUHF |  | Base Product | Ultra Low Loss (ULL) TeraSpeed® MPO/12 (Pinned) to LC/UPC Uniboot, 24-Fiber, LSZH/Riser | CommScope® | SYSTIMAX ULL |  | Fiber array cable assembly
UQXQPLCJ8 |  | Base Product | Ultra Low Loss (ULL) OM4 MPO8 (Unpinned) to LC/UPC, Fiber Extension Cable Assembly, 8-Fiber, Plenum | CommScope® | SYSTIMAX ULL |  | Fiber array cable assembly
URGQXLUHF |  | Base Product | Ultra Low Loss Singlemode, MPO8 QSFP (Pinned) to LC/UPC Uniboot, Fiber Extension Cable Assembly, 24-Fiber, Low Smoke Zero Halogen | CommScope® | SYSTIMAX ULL |  | Fiber array cable assembly
URGQXLUJ8 |  | Base Product | Ultra Low Loss (ULL) Singlemode, MPO8 Pinned to LC/UPC Uniboot, 8-Fiber Array Cord, Low Smoke Zero Halogen (LSZH)/Riser | CommScope® | SYSTIMAX ULL |  | Fiber array cable assembly
URV2PQPHF |  | Base Product | Ultra Low Loss OM5, MPO24 (Unpinned) to MPO8 QSFP (Unpinned), Fiber Extension Cable Assembly, 24-Fiber, Low Smoke Zero Halogen | CommScope® | SYSTIMAX ULL |  | Fiber array cable assembly
URVMXLCGD |  | Base Product | Ultra Low Loss (ULL) OM5 MPO12 (Pinned) to LC/UPC, Fiber Extension Cable Assembly, 12-Fiber, Low Smoke Zero Halogen | CommScope® | SYSTIMAX ULL |  | Fiber array cable assembly
URXMPMPGD |  | Base Product | Ultra Low Loss (ULL) OM4 MPO12 (Unpinned) to MPO12 (Unpinned), Fiber Extension Cable Assembly, 12-Fiber, Low Smoke Zero Halogen | CommScope® | SYSTIMAX ULL |  | Fiber array cable assembly
URXQXQXHF |  | Base Product | Ultra Low Loss (ULL) LazrSPEED® 550 OM4, MPO/8 (Pinned) to MPO/8 (Pinned), 24-Fiber, LSZH array cord | CommScope® | SYSTIMAX ULL |  | Fiber array cable assembly
URVQXLCJ8 |  | Base Product | Ultra Low Loss OM5 MPO8 Pinned to LC/UPC 8-Fiber Low Smoke Zero Halogen Array Cord | CommScope® | SYSTIMAX ULL |  | Fiber array cable assembly
URVMXLUGD |  | Base Product | Ultra Low Loss OM5 MPO12 Pinned to LC/UPC Uniboot 12-Fiber Low Smoke Zero Halogen/Riser Array Cord | CommScope® | SYSTIMAX ULL |  | Fiber array cable assembly
URV2XLCHF |  | Base Product | Ultra Low Loss OM5 MPO24 Pinned to LC/UPC 24-Fiber Low Smoke Zero Halogen Array Cord | CommScope® | SYSTIMAX ULL |  | Fiber array cable assembly
URV2P2PHF |  | Base Product | Ultra Low Loss (ULL) OM5, MPO24 (Unpinned) to MPO24 (Unpinned), 24-Fiber, Low Smoke Zero Halogen (LSZH) Patchcord | CommScope® | SYSTIMAX ULL |  | Fiber array cable assembly
URX2XLCHF |  | Base Product | Ultra Low Loss OM4 MPO24 Pinned to LC/UPC 24-Fiber Low Smoke Zero Halogen Array Cord | CommScope® | SYSTIMAX ULL |  | Fiber array cable assembly
URX2C2PHF |  | Base Product | Ultra Low Loss (ULL) OM4, MPO24 (Unpinned) to MPO24 (Unpinned), 24-Fiber, Low Smoke Zero Halogen (LSZH) Patchcord | CommScope® | SYSTIMAX ULL |  | Fiber array cable assembly
URXMXMXGD |  | Base Product | Ultra Low Loss (ULL) OM4 MPO12 (Pinned) to MPO12 (Pinned), Fiber Extension Cable Assembly, 12-Fiber, Low Smoke Zero Halogen | CommScope® | SYSTIMAX ULL |  | Fiber array cable assembly
URXQPQXHF |  | Base Product | Ultra Low Loss (ULL) LazrSPEED® 550 OM4, MPO/8 (Unpinned) to MPO/8 (Pinned), 24-Fiber,LSZH array cord | CommScope® | SYSTIMAX ULL |  | Fiber array cable assembly
URXQPQXJ8 |  | Base Product | Ultra Low Loss (ULL) OM4 MPO8 (Unpinned) to MPO8 (Pinned), Fiber Extension Cable Assembly, 8-Fiber, Low Smoke Zero Halogen | CommScope® | SYSTIMAX ULL |  | Fiber array cable assembly
A3GMPMPAD |  | Base Product | Singlemode MPO12 (Unpinned) to MPO12 (Unpinned), Fiber Trunk Cable Assembly, 12-Fiber, B2ca, Method A, Low Smoke Zero Halogen | CommScope® |  |  | Fiber trunk cable assembly |  | Discontinued
A3GMPMPAM |  | Base Product | Singlemode MPO12 (Unpinned) to MPO12 (Unpinned), Fiber Trunk Cable Assembly, 144-Fiber, B2ca, Method A, Low Smoke Zero Halogen | CommScope® |  |  | Fiber trunk cable assembly |  | Discontinued
A3GMXUCCD |  | Base Product | Ultra Low Loss ULL TeraSPEED® MPO(Pinned) to Unconnectorized Pre-terminated Trunk Cable, MPO12, 12-Fiber, LSZH, 12 fiber PmP 2.0 mm /B2ca, Method A | CommScope® |  |  | Fiber trunk cable assembly
A3GMXUCCF |  | Base Product | Ultra Low Loss ULL TeraSPEED® MPO(Pinned) to Unconnectorized Pre-terminated Trunk Cable, MPO12, 24-Fiber, LSZH, 12 fiber PmP 2.0 mm /B2ca, Method A | CommScope® |  |  | Fiber trunk cable assembly
A3XMXMXCF |  | Base Product | Ultra Low Loss ULL LazrSPEED® 550 MPO(Pinned) to MPO(Pinned) Pre-terminated Trunk Cable, MPO12, 24-Fiber, LSZH, 12 fiber PmP 2.0 mm /B2ca, Method A | CommScope® |  |  | Fiber trunk cable assembly
A3GMXMXCF |  | Base Product | Ultra Low Loss ULL TeraSPEED® MPO(Pinned) to MPO(Pinned) Pre-terminated Trunk Cable, MPO12, 24-Fiber, LSZH, 12 fiber PmP 2.0 mm /B2ca, Method A | CommScope® |  |  | Fiber trunk cable assembly
A3XMPMPCD |  | Base Product | Ultra Low Loss ULL LazrSPEED® 550 MPO(Unpinned) to MPO(Unpinned) Pre-terminated Trunk Cable, MPO12, 12-Fiber, LSZH, 12 fiber PmP 2.0 mm /B2ca, Method A | CommScope® |  |  | Fiber trunk cable assembly
A3GMXUCCM |  | Base Product | Ultra Low Loss ULL TeraSPEED® MPO(Pinned) to Unconnectorized Pre-terminated Trunk Cable, MPO12, 144-Fiber, LSZH, 12 fiber PmP 2.0 mm /B2ca, Method A | CommScope® |  |  | Fiber trunk cable assembly
A3XMPMPAD |  | Base Product | OM4 MPO12 (Unpinned) to MPO12 (Unpinned), Fiber Trunk Cable Assembly, 12-Fiber, B2ca, Method A, Low Smoke Zero Halogen | CommScope® |  |  | Fiber trunk cable assembly |  | Discontinued
AJGMPMPCK |  | Base Product | Ultra Low Loss ULL TeraSPEED® MPO(Unpinned) to MPO(Unpinned) Pre-terminated Trunk Cable, MPO12, 72-Fiber, LSZH, 12 fiber PmP 2.0 mm Dca, Method A | CommScope® |  |  | Fiber trunk cable assembly
AJXMXMXCH |  | Base Product | Ultra Low Loss ULL LazrSPEED® 550 MPO(Pinned) to MPO(Pinned) Pre-terminated Trunk Cable, MPO12, 48-Fiber, LSZH, 12 fiber PmP 2.0 mm Dca, Method A | CommScope® |  |  | Fiber trunk cable assembly
ARGMXMPGD |  | Base Product | Singlemode MPO12 (Pinned) to MPO12 (Unpinned), Fiber Patch Cord, 12-Fiber, Method A, Low Smoke Zero Halogen | CommScope® |  |  | Fiber array cable assembly
AJXMPMXCG |  | Base Product | Ultra Low Loss ULL LazrSPEED® 550 MPO(Unpinned) to MPO(Pinned) Pre-terminated Trunk Cable, MPO12, 36-Fiber, LSZH, 12 fiber PmP 2.0 mm Dca, Method A | CommScope® |  |  | Fiber trunk cable assembly
AQX2X2PHF |  | Base Product | OM4 MPO24 (Pinned) to MPO24 (Unpinned), Fiber Patch Cord, 24-Fiber, Method A, Plenum | CommScope® |  |  | Fiber array cable assembly
AJXMXMXCF |  | Base Product | Ultra Low Loss ULL LazrSPEED® 550 MPO(Pinned) to MPO(Pinned) Pre-terminated Trunk Cable, MPO12, 24-Fiber, LSZH, 12 fiber PmP 2.0 mm Dca, Method A | CommScope® |  |  | Fiber trunk cable assembly
ARXMPMPGD |  | Base Product | OM4 MPO12 (Unpinned) to MPO12 (Unpinned), Fiber Patch Cord, 12-Fiber, Method A, Low Smoke Zero Halogen | CommScope® |  |  | Fiber array cable assembly
ARGMPMPGD |  | Base Product | Singlemode MPO12 (Unpinned) to MPO12 (Unpinned), Fiber Patch Cord, 12-Fiber, Method A, Low Smoke Zero Halogen | CommScope® |  |  | Fiber array cable assembly
F3WMPMPAL |  | Base Product | Singlemode MPO (Unpinned) to MPO (Unpinned), InstaPATCH® 360 Pre-terminated Trunk Cable, 96-Fiber, Low Smoke Zero Halogen B2ca | CommScope® | SYSTIMAX InstaPATCH® 360 |  | Fiber trunk cable assembly
F3XMPMPAH |  | Base Product | OM4 MPO (Unpinned) to MPO (Unpinned), InstaPATCH® 360 Pre-terminated Trunk Cable, 48-Fiber, Low Smoke Zero Halogen B2ca | CommScope® | SYSTIMAX InstaPATCH® 360 |  | Fiber trunk cable assembly
F3WMPMXAG |  | Base Product | Singlemode MPO (Unpinned) to MPO (Pinned), InstaPATCH® 360 Pre-terminated Trunk Cable, 36-Fiber, Low Smoke Zero Halogen B2ca | CommScope® | SYSTIMAX InstaPATCH® 360 |  | Fiber trunk cable assembly |  | Discontinued
FGVMPMPAL |  | Base Product | OM5 MPO (Unpinned) to MPO (Unpinned), InstaPATCH® 360 Pre-terminated Trunk Cable, 96-Fiber, plenum | CommScope® | SYSTIMAX InstaPATCH® 360 |  | Fiber trunk cable assembly
FGWMPMXAF |  | Base Product | Singlemode MPO (Unpinned) to MPO (Pinned), InstaPATCH® 360 Pre-terminated Trunk Cable, 24-Fiber, Plenum | CommScope® | SYSTIMAX InstaPATCH® 360 |  | Fiber trunk cable assembly
FGWMPMPAF |  | Base Product | Singlemode MPO (Unpinned) to MPO (Unpinned), InstaPATCH® 360 Pre-terminated Trunk Cable, 24-Fiber, Plenum | CommScope® | SYSTIMAX InstaPATCH® 360 |  | Fiber trunk cable assembly
FGXMPMPAD |  | Base Product | OM4 MPO (Unpinned) to MPO (Unpinned), InstaPATCH® 360 Pre-terminated Trunk Cable, 12-Fiber, Plenum | CommScope® | SYSTIMAX InstaPATCH® 360 |  | Fiber trunk cable assembly
FGZMPMXAG |  | Base Product | OM3 MPO (Unpinned) to MPO (Pinned), InstaPATCH® 360 Pre-terminated Trunk Cable, 36-Fiber, Plenum | CommScope® | SYSTIMAX InstaPATCH® 360 |  | Fiber trunk cable assembly
FGXMPMPAH |  | Base Product | OM4 MPO (Unpinned) to MPO (Unpinned), InstaPATCH® 360 Pre-terminated Trunk Cable, 48-Fiber, Plenum | CommScope® | SYSTIMAX InstaPATCH® 360 |  | Fiber trunk cable assembly
FGZMPMXAL |  | Base Product | OM3 MPO (Unpinned) to MPO (Pinned), InstaPATCH® 360 Pre-terminated Trunk Cable, 96-Fiber, Plenum | CommScope® | SYSTIMAX InstaPATCH® 360 |  | Fiber trunk cable assembly
FGXMPMXAM |  | Base Product | OM4 MPO (Unpinned) to MPO (Pinned), InstaPATCH® 360 Pre-terminated Trunk Cable, 144-Fiber, Plenum | CommScope® | SYSTIMAX InstaPATCH® 360 |  | Fiber trunk cable assembly
FHWMPMPAD |  | Base Product | Singlemode MPO (Unpinned) to MPO (Unpinned), InstaPATCH® 360 Armored Pre-terminated Trunk Cable, 12-Fiber, Plenum | CommScope® | SYSTIMAX InstaPATCH® 360 |  | Fiber trunk cable assembly |  | Discontinued
FHXMPMXAG |  | Base Product | OM4 MPO (Unpinned) to MPO (Pinned), InstaPATCH® 360 Armored Pre-terminated Trunk Cable, 36-Fiber, Plenum | CommScope® | SYSTIMAX InstaPATCH® 360 |  | Fiber trunk cable assembly |  | Discontinued
FHZMPMPAD |  | Base Product | OM3 MPO (Unpinned) to MPO (Unpinned), InstaPATCH® 360 Armored Pre-terminated Trunk Cable, 12-Fiber, Plenum | CommScope® | SYSTIMAX InstaPATCH® 360 |  | Fiber trunk cable assembly |  | Discontinued
FHZMPMXAG |  | Base Product | OM3 MPO (Unpinned) to MPO (Pinned), InstaPATCH® 360 Armored Pre-terminated Trunk Cable, 36-Fiber, Plenum | CommScope® | SYSTIMAX InstaPATCH® 360 |  | Fiber trunk cable assembly |  | Discontinued
FHXMPMXAL |  | Base Product | OM4 MPO (Unpinned) to MPO (Pinned), InstaPATCH® 360 Armored Pre-terminated Trunk Cable, 96-Fiber, Plenum | CommScope® | SYSTIMAX InstaPATCH® 360 |  | Fiber trunk cable assembly |  | Discontinued
FHXMPMPAK |  | Base Product | OM4 MPO (Unpinned) to MPO (Unpinned), InstaPATCH® 360 Armored Pre-terminated Trunk Cable, 72-Fiber, Plenum | CommScope® | SYSTIMAX InstaPATCH® 360 |  | Fiber trunk cable assembly |  | Discontinued
FQXMPSCGD |  | Base Product | OM4 MPO (Unpinned) to SC/UPC, InstaPATCH® 360 Array Cord, 12-Fiber, Plenum | CommScope® | SYSTIMAX InstaPATCH® 360 |  | Fiber array cable assembly
FQXMXMXHF |  | Base Product | LazrSPEED® 550 OM4, MPO/12(Pinned) to MPO/12(Pinned), 24-Fiber, Plenum array cord | CommScope® | SYSTIMAX InstaPATCH® 360 |  | Fiber array cable assembly
FQZMXMXGD |  | Base Product | OM3 MPO (Pinned) to MPO (Pinned), InstaPATCH® 360 Array Cord, 12-Fiber, Plenum | CommScope® | SYSTIMAX InstaPATCH® 360 |  | Fiber array cable assembly
FQXMPMPGD |  | Base Product | OM4 MPO (Unpinned) to MPO (Unpinned), InstaPATCH® 360 Array Cord, 12-Fiber, Plenum | CommScope® | SYSTIMAX InstaPATCH® 360 |  | Fiber array cable assembly
FQZMPMXGD |  | Base Product | OM3 MPO (Unpinned) to MPO (Pinned), InstaPATCH® 360 Array Cord, 12-Fiber, Plenum | CommScope® | SYSTIMAX InstaPATCH® 360 |  | Fiber array cable assembly
FRXMPMPGD |  | Base Product | OM4 MPO (Unpinned) to MPO (Unpinned), InstaPATCH® 360 Array Cord, 12-Fiber, Low Smoke Zero Halogen | CommScope® | SYSTIMAX InstaPATCH® 360 |  | Fiber array cable assembly
FRXMXMXGD |  | Base Product | OM4 MPO (Pinned) to MPO (Pinned), InstaPATCH® 360 Array Cord, 12-Fiber, Low Smoke Zero Halogen | CommScope® | SYSTIMAX InstaPATCH® 360 |  | Fiber array cable assembly
U3GMPMXAH |  | Base Product | Ultra Low Loss (ULL) Singlemode MPO12 (Unpinned) to MPO12 (Pinned), Fiber Trunk Cable Assembly, 48-Fiber, Low Smoke Zero Halogen (LSZH) | CommScope® | SYSTIMAX ULL |  | Fiber trunk cable assembly |  | Discontinued
U3GMPMXCK |  | Base Product | Ultra Low Loss ULL TeraSPEED® MPO(Unpinned) to MPO(Pinned) Pre-terminated Trunk Cable, MPO12, 72-Fiber, LSZH, 12 fiber PmP 2.0 mm /B2ca | CommScope® | SYSTIMAX ULL |  | Fiber trunk cable assembly
U3GMPMPAD |  | Base Product | Ultra Low Loss (ULL) Singlemode MPO (Unpinned) to MPO (Unpinned) Fiber Trunk Cable Assembly, 12-Fiber, CPR Class B2ca, Low Smoke Zero Halogen/Riser | CommScope® | SYSTIMAX ULL |  | Fiber trunk cable assembly |  | Discontinued
U3GMXMXAF |  | Base Product | Ultra Low Loss (ULL) Singlemode MPO12 (Pinned) to MPO12 (Pinned), Fiber Trunk Cable Assembly, 24-Fiber, Low Smoke Zero Halogen | CommScope® | SYSTIMAX ULL |  | Fiber trunk cable assembly |  | Discontinued
U3VMPMPCK |  | Base Product | Ultra Low Loss ULL LazrSPEED® 550 OM5 MPO(Unpinned) to MPO(Unpinned) Pre-terminated Trunk Cable, MPO12, 72-Fiber, LSZH, 12 fiber PmP 2.0 mm /B2ca | CommScope® | SYSTIMAX ULL |  | Fiber trunk cable assembly
U3GQXQXQH |  | Base Product | Ultra Low Loss (ULL) Singlemode MPO8 QSFP (Pinned) to MPO8 QSFP (Pinned), Fiber Trunk Cable Assembly, 48-Fiber, Low Smoke Zero Halogen | CommScope® | SYSTIMAX ULL |  | Fiber trunk cable assembly |  | Discontinued
U3GMXMXAL |  | Base Product | Ultra Low Loss (ULL) Singlemode MPO12 (Pinned) to MPO12 (Pinned), Fiber Trunk Cable Assembly, 96-Fiber, Low Smoke Zero Halogen (LSZH) | CommScope® | SYSTIMAX ULL |  | Fiber trunk cable assembly |  | Discontinued
U3VMPMXAM |  | Base Product | Ultra Low Loss (ULL) OM5, MPO12 Unpinned to MPO12 Pinned, Fiber Trunk Cable Assembly, 144-Fiber, Low Smoke Zero Halogen | CommScope® | SYSTIMAX ULL |  | Fiber trunk cable assembly |  | Discontinued
U3VMPMXAL |  | Base Product | Ultra Low Loss (ULL) OM5 MPO12 (Unpinned) to MPO12 (Pinned), Fiber Trunk Cable Assembly, 96-Fiber, Low Smoke Zero Halogen (LSZH) | CommScope® | SYSTIMAX ULL |  | Fiber trunk cable assembly |  | Discontinued
U3VQPQXQS |  | Base Product | Ultra Low Loss (ULL) OM5, MPO8 QSFP Unpinned to MPO8 QSFP Pinned, Fiber Trunk Cable Assembly, 32-Fiber, Low Smoke Zero Halogen | CommScope® | SYSTIMAX ULL |  | Fiber trunk cable assembly |  | Discontinued
U3VMXMXCH |  | Base Product | Ultra Low Loss ULL LazrSPEED® 550 OM5 MPO(Pinned) to MPO(Pinned) Pre-terminated Trunk Cable, MPO12, 48-Fiber, LSZH, 12 fiber PmP 2.0 mm /B2ca | CommScope® | SYSTIMAX ULL |  | Fiber trunk cable assembly
U3XMPMXCL |  | Base Product | Ultra Low Loss ULL LazrSPEED® 550 MPO(Unpinned) to MPO(Pinned) Pre-terminated Trunk Cable, MPO12, 96-Fiber, LSZH, 12 fiber PmP 2.0 mm /B2ca | CommScope® | SYSTIMAX ULL |  | Fiber trunk cable assembly
U3XMXMXAD |  | Base Product | Ultra Low Loss (ULL) OM4 MPO12 (Pinned) to MPO12 (Pinned), Fiber Trunk Cable Assembly, 12-Fiber, Low Smoke Zero Halogen (LSZH) | CommScope® | SYSTIMAX ULL |  | Fiber trunk cable assembly |  | Discontinued
U3XQPQXQS |  | Base Product | Ultra Low Loss (ULL) OM4 MPO8 QSFP (Unpinned) to MPO8 QSFP (Pinned), Fiber Trunk Cable Assembly, 32-Fiber, Low Smoke Zero Halogen (LSZH) | CommScope® | SYSTIMAX ULL |  | Fiber trunk cable assembly |  | Discontinued
U3XMXUCCH |  | Base Product | Ultra Low Loss ULL LazrSPEED® 550 MPO(Pinned) to Unconnectorized Pre-terminated Trunk Cable, MPO12, 48-Fiber, LSZH, 12 fiber PmP 2.0 mm /B2ca | CommScope® | SYSTIMAX ULL |  | Fiber trunk cable assembly
U3XQXQXQF |  | Base Product | Ultra Low Loss (ULL) OM4 MPO8 QSFP (Pinned) to MPO8 QSFP (Pinned), Fiber Trunk Cable Assembly, 24-Fiber, Low Smoke Zero Halogen (LSZH) | CommScope® | SYSTIMAX ULL |  | Fiber trunk cable assembly |  | Discontinued
U3XQXQXQR |  | Base Product | Ultra Low Loss (ULL) OM4 MPO8 QSFP (Pinned) to MPO8 QSFP (Pinned), Fiber Trunk Cable Assembly, 16-Fiber, Low Smoke Zero Halogen (LSZH) | CommScope® | SYSTIMAX ULL |  | Fiber trunk cable assembly |  | Discontinued
U3XQPQXQ8 |  | Base Product | Ultra Low Loss (ULL) OM4 MPO8 QSFP (Unpinned) to MPO8 QSFP (Pinned), Fiber Trunk Cable Assembly, 8-Fiber, Low Smoke Zero Halogen (LSZH) | CommScope® | SYSTIMAX ULL |  | Fiber trunk cable assembly |  | Discontinued
U3XMXMXAL |  | Base Product | Ultra Low Loss (ULL) OM4 MPO12 (Pinned) to MPO12 (Pinned), Fiber Trunk Cable Assembly, 96-Fiber, Low Smoke Zero Halogen (LSZH) | CommScope® | SYSTIMAX ULL |  | Fiber trunk cable assembly |  | Discontinued
U3XQPQXQH |  | Base Product | Ultra Low Loss (ULL) OM4 MPO8 QSFP (Unpinned) to MPO8 QSFP (Pinned), Fiber Trunk Cable Assembly, 48-Fiber, Low Smoke Zero Halogen (LSZH) | CommScope® | SYSTIMAX ULL |  | Fiber trunk cable assembly |  | Discontinued
U4GMPLGCD |  | Base Product | Ultra Low Loss ULL TeraSPEED® MPO(Unpinned) to LC/APC G B Ruggedized fanout Cable, 12-Fiber, LSZH, 12 fiber PmP 2.0 mm /B2ca | CommScope® | SYSTIMAX ULL |  | Ruggedized fanout
U4GMPLCCM |  | Base Product | Ultra Low Loss ULL TeraSPEED® MPO(Unpinned) to LC/UPC Ruggedized fanout Cable, 144-Fiber, LSZH, 12 fiber PmP 2.0 mm /B2ca | CommScope® | SYSTIMAX ULL |  | Ruggedized fanout
U4GMXLACF |  | Base Product | Ultra Low Loss ULL TeraSPEED® MPO(Pinned) to LC/APC Ruggedized fanout Cable, 24-Fiber, LSZH, 12 fiber PmP 2.0 mm /B2ca | CommScope® | SYSTIMAX ULL |  | Ruggedized fanout
U4GMPLACM |  | Base Product | Ultra Low Loss ULL TeraSPEED® MPO(Unpinned) to LC/APC Ruggedized fanout Cable, 144-Fiber, LSZH, 12 fiber PmP 2.0 mm /B2ca | CommScope® | SYSTIMAX ULL |  | Ruggedized fanout
U4GMPLFCF |  | Base Product | Ultra Low Loss ULL TeraSPEED® MPO(Unpinned) to LC/UPC G B Ruggedized fanout Cable, 24-Fiber, LSZH, 12 fiber PmP 2.0 mm /B2ca | CommScope® | SYSTIMAX ULL |  | Ruggedized fanout
U4GMPLGCK |  | Base Product | Ultra Low Loss ULL TeraSPEED® MPO(Unpinned) to LC/APC G B Ruggedized fanout Cable, 72-Fiber, LSZH, 12 fiber PmP 2.0 mm /B2ca | CommScope® | SYSTIMAX ULL |  | Ruggedized fanout
U4GMXLACH |  | Base Product | Ultra Low Loss ULL TeraSPEED® MPO(Pinned) to LC/APC Ruggedized fanout Cable, 48-Fiber, LSZH, 12 fiber PmP 2.0 mm /B2ca | CommScope® | SYSTIMAX ULL |  | Ruggedized fanout
U4GMPLUCL |  | Base Product | Ultra Low Loss ULL TeraSPEED® MPO(Unpinned) to LC/UPC Uniboot Ruggedized fanout Cable, 96-Fiber, LSZH, 12 fiber PmP 2.0 mm /B2ca | CommScope® | SYSTIMAX ULL |  | Ruggedized fanout
U4GMPLFCH |  | Base Product | Ultra Low Loss ULL TeraSPEED® MPO(Unpinned) to LC/UPC G B Ruggedized fanout Cable, 48-Fiber, LSZH, 12 fiber PmP 2.0 mm /B2ca | CommScope® | SYSTIMAX ULL |  | Ruggedized fanout
U4GMPLUCM |  | Base Product | Ultra Low Loss ULL TeraSPEED® MPO(Unpinned) to LC/UPC Uniboot Ruggedized fanout Cable, 144-Fiber, LSZH, 12 fiber PmP 2.0 mm /B2ca | CommScope® | SYSTIMAX ULL |  | Ruggedized fanout
U4GMXLFCD |  | Base Product | Ultra Low Loss ULL TeraSPEED® MPO(Pinned) to LC/UPC G B Ruggedized fanout Cable, 12-Fiber, LSZH, 12 fiber PmP 2.0 mm /B2ca | CommScope® | SYSTIMAX ULL |  | Ruggedized fanout
U4GMXLFCF |  | Base Product | Ultra Low Loss ULL TeraSPEED® MPO(Pinned) to LC/UPC G B Ruggedized fanout Cable, 24-Fiber, LSZH, 12 fiber PmP 2.0 mm /B2ca | CommScope® | SYSTIMAX ULL |  | Ruggedized fanout
U4GMXLUCH |  | Base Product | Ultra Low Loss ULL TeraSPEED® MPO(Pinned) to LC/UPC Uniboot Ruggedized fanout Cable, 48-Fiber, LSZH, 12 fiber PmP 2.0 mm /B2ca | CommScope® | SYSTIMAX ULL |  | Ruggedized fanout
U4GMXLFCK |  | Base Product | Ultra Low Loss ULL TeraSPEED® MPO(Pinned) to LC/UPC G B Ruggedized fanout Cable, 72-Fiber, LSZH, 12 fiber PmP 2.0 mm /B2ca | CommScope® | SYSTIMAX ULL |  | Ruggedized fanout
U4GMXSCCD |  | Base Product | Ultra Low Loss ULL TeraSPEED® MPO(Pinned) to SC/UPC Ruggedized fanout Cable, 12-Fiber, LSZH, 12 fiber PmP 2.0 mm /B2ca | CommScope® | SYSTIMAX ULL |  | Ruggedized fanout
U4GMPSCCM |  | Base Product | Ultra Low Loss ULL TeraSPEED® MPO(Unpinned) to SC/UPC Ruggedized fanout Cable, 144-Fiber, LSZH, 12 fiber PmP 2.0 mm /B2ca | CommScope® | SYSTIMAX ULL |  | Ruggedized fanout
U4VMPLCAH |  | Base Product | Ultra Low Loss (ULL) OM5 MPO (Unpinned) to LC/UPC, InstaPATCH® 360 Ruggedized Fanout Cable Assembly, 48-Fiber, Low Smoke Zero Halogen (LSZH) | CommScope® | SYSTIMAX InstaPATCH® 360 ¦ SYSTIMAX ULL |  | Ruggedized fanout |  | Discontinued
U4VMPLUCD |  | Base Product | Ultra Low Loss ULL LazrSPEED® 550 OM5 MPO(Unpinned) to LC/UPC Uniboot Ruggedized fanout Cable, 12-Fiber, LSZH, 12 fiber PmP 2.0 mm /B2ca | CommScope® | SYSTIMAX ULL |  | Ruggedized fanout
U4VMPLUCF |  | Base Product | Ultra Low Loss ULL LazrSPEED® 550 OM5 MPO(Unpinned) to LC/UPC Uniboot Ruggedized fanout Cable, 24-Fiber, LSZH, 12 fiber PmP 2.0 mm /B2ca | CommScope® | SYSTIMAX ULL |  | Ruggedized fanout
U4VMPSCCH |  | Base Product | Ultra Low Loss ULL LazrSPEED® 550 OM5 MPO(Unpinned) to SC/UPC Ruggedized fanout Cable, 48-Fiber, LSZH, 12 fiber PmP 2.0 mm /B2ca | CommScope® | SYSTIMAX ULL |  | Ruggedized fanout
U4GMXSACH |  | Base Product | Ultra Low Loss ULL TeraSPEED® MPO(Pinned) to SC/APC Ruggedized fanout Cable, 48-Fiber, LSZH, 12 fiber PmP 2.0 mm /B2ca | CommScope® | SYSTIMAX ULL |  | Ruggedized fanout
U4VMPSCCL |  | Base Product | Ultra Low Loss ULL LazrSPEED® 550 OM5 MPO(Unpinned) to SC/UPC Ruggedized fanout Cable, 96-Fiber, LSZH, 12 fiber PmP 2.0 mm /B2ca | CommScope® | SYSTIMAX ULL |  | Ruggedized fanout
U4VMXLCAM |  | Base Product | Ultra Low Loss OM5 MPO12 Pinned to LC/UPC 144-Fiber InstaPATCH® 360 Ruggedized Fanout Cable, Low Smoke Zero Halogen | CommScope® | SYSTIMAX InstaPATCH® 360 |  | Ruggedized fanout |  | Discontinued
U4VMXLCAF |  | Base Product | Ultra Low Loss (ULL) OM5 MPO (Pinned) to LC/UPC, InstaPATCH® 360 Ruggedized Fanout Cable Assembly, 24-Fiber, Low Smoke Zero Halogen (LSZH) | CommScope® | SYSTIMAX InstaPATCH® 360 ¦ SYSTIMAX ULL |  | Ruggedized fanout |  | Discontinued
U4VMXLCAG |  | Base Product | Ultra Low Loss OM5 MPO12 Pinned to LC/UPC 36-Fiber InstaPATCH® 360 Ruggedized Fanout Cable, Low Smoke Zero Halogen | CommScope® | SYSTIMAX InstaPATCH® 360 ¦ SYSTIMAX ULL |  | Ruggedized fanout |  | Discontinued
U4XMPLCAM |  | Base Product | Ultra Low Loss OM4 MPO12 Unpinned to LC/UPC 144-Fiber InstaPATCH® 360 Ruggedized Fanout Cable, Low Smoke Zero Halogen | CommScope® | SYSTIMAX InstaPATCH® 360 ¦ SYSTIMAX ULL |  | Ruggedized fanout |  | Discontinued
U4VMXLCAH |  | Base Product | Ultra Low Loss (ULL) OM5 MPO (Pinned) to LC/UPC, InstaPATCH® 360 Ruggedized Fanout Cable Assembly, 48-Fiber, Low Smoke Zero Halogen (LSZH) | CommScope® | SYSTIMAX InstaPATCH® 360 ¦ SYSTIMAX ULL |  | Ruggedized fanout |  | Discontinued
U4XMPLUCK |  | Base Product | Ultra Low Loss ULL LazrSPEED® 550 MPO(Unpinned) to LC/UPC Uniboot Ruggedized fanout Cable, 72-Fiber, LSZH, 12 fiber PmP 2.0 mm /B2ca | CommScope® | SYSTIMAX ULL |  | Ruggedized fanout
U4XMXLCAD |  | Base Product | Ultra Low Loss OM4 MPO12 Pinned to LC/UPC 12-Fiber InstaPATCH® 360 Ruggedized Fanout Cable, Low Smoke Zero Halogen | CommScope® | SYSTIMAX InstaPATCH® 360 ¦ SYSTIMAX ULL |  | Ruggedized fanout |  | Discontinued
U4XMPLUCD |  | Base Product | Ultra Low Loss ULL LazrSPEED® 550 MPO(Unpinned) to LC/UPC Uniboot Ruggedized fanout Cable, 12-Fiber, LSZH, 12 fiber PmP 2.0 mm /B2ca | CommScope® | SYSTIMAX ULL |  | Ruggedized fanout
U4VMXSCCH |  | Base Product | Ultra Low Loss ULL LazrSPEED® 550 OM5 MPO(Pinned) to SC/UPC Ruggedized fanout Cable, 48-Fiber, LSZH, 12 fiber PmP 2.0 mm /B2ca | CommScope® | SYSTIMAX ULL |  | Ruggedized fanout
U4XMPLUCF |  | Base Product | Ultra Low Loss ULL LazrSPEED® 550 MPO(Unpinned) to LC/UPC Uniboot Ruggedized fanout Cable, 24-Fiber, LSZH, 12 fiber PmP 2.0 mm /B2ca | CommScope® | SYSTIMAX ULL |  | Ruggedized fanout
U4XMXLUCK |  | Base Product | Ultra Low Loss ULL LazrSPEED® 550 MPO(Pinned) to LC/UPC Uniboot Ruggedized fanout Cable, 72-Fiber, LSZH, 12 fiber PmP 2.0 mm /B2ca | CommScope® | SYSTIMAX ULL |  | Ruggedized fanout
U4XMXLCCL |  | Base Product | Ultra Low Loss ULL LazrSPEED® 550 MPO(Pinned) to LC/UPC Ruggedized fanout Cable, 96-Fiber, LSZH, 12 fiber PmP 2.0 mm /B2ca | CommScope® | SYSTIMAX ULL |  | Ruggedized fanout
U4XMXLCCM |  | Base Product | Ultra Low Loss ULL LazrSPEED® 550 MPO(Pinned) to LC/UPC Ruggedized fanout Cable, 144-Fiber, LSZH, 12 fiber PmP 2.0 mm /B2ca | CommScope® | SYSTIMAX ULL |  | Ruggedized fanout
U4XMXLCCD |  | Base Product | Ultra Low Loss ULL LazrSPEED® 550 MPO(Pinned) to LC/UPC Ruggedized fanout Cable, 12-Fiber, LSZH, 12 fiber PmP 2.0 mm /B2ca | CommScope® | SYSTIMAX ULL |  | Ruggedized fanout
U4XMXSCCD |  | Base Product | Ultra Low Loss ULL LazrSPEED® 550 MPO(Pinned) to SC/UPC Ruggedized fanout Cable, 12-Fiber, LSZH, 12 fiber PmP 2.0 mm /B2ca | CommScope® | SYSTIMAX ULL |  | Ruggedized fanout
UGGMPMPAK |  | Base Product | Ultra Low Loss (ULL) Singlemode MPO12 (Unpinned) to MPO12 (Unpinned), Fiber Trunk Cable Assembly, 72-Fiber, Plenum | CommScope® | SYSTIMAX ULL |  | Fiber trunk cable assembly
UGGMPMXAD |  | Base Product | Ultra Low Loss (ULL) Singlemode MPO12 (Unpinned) to MPO12 (Pinned), Fiber Trunk Cable Assembly, 12-Fiber, Plenum | CommScope® | SYSTIMAX ULL |  | Fiber trunk cable assembly
UGGMPMXAG |  | Base Product | Ultra Low Loss (ULL) Singlemode MPO12 (Unpinned) to MPO12 (Pinned), Fiber Trunk Cable Assembly, 36-Fiber, Plenum | CommScope® | SYSTIMAX ULL |  | Fiber trunk cable assembly
UGGMXMXCL |  | Base Product | Ultra Low Loss ULL TeraSPEED® MPO(Pinned) to MPO(Pinned) Pre-terminated Trunk Cable, MPO12, 96-Fiber, Plenum, 12 fiber PmP 2.0 mm | CommScope® | SYSTIMAX ULL |  | Fiber trunk cable assembly
UGGMXMXAH |  | Base Product | Ultra Low Loss (ULL) Singlemode MPO12 (Pinned) to MPO12 (Pinned), Fiber Trunk Cable Assembly, 48-Fiber, Plenum | CommScope® | SYSTIMAX ULL |  | Fiber trunk cable assembly
UGGQPQXQ8 |  | Base Product | Ultra Low Loss (ULL) Singlemode MPO8 QSFP (Unpinned) to MPO8 QSFP (Pinned), Fiber Trunk Cable Assembly, 8-Fiber, Plenum | CommScope® | SYSTIMAX ULL |  | Fiber trunk cable assembly
UGGMXMXCM |  | Base Product | Ultra Low Loss ULL TeraSPEED® MPO(Pinned) to MPO(Pinned) Pre-terminated Trunk Cable, MPO12, 144-Fiber, Plenum, 12 fiber PmP 2.0 mm Dca | CommScope® | SYSTIMAX ULL |  | Fiber trunk cable assembly
UGGMPUCAM |  | Base Product | Ultra Low Loss (ULL) Singlemode, MPO12 Unpinned to Unconnectorized, Fiber Trunk Cable Assembly, 144-Fiber, Plenum | CommScope® | SYSTIMAX ULL |  | Fiber trunk cable assembly
UGGMXMXRM |  | Base Product | Ultra Low Loss (ULL) Singlemode MPO12 (Pinned) to MPO12 (Pinned), Fiber Trunk Cable Assembly, 144-Fiber, Rollable Ribbon Central Tube, Plenum | CommScope® | SYSTIMAX ULL |  | Fiber trunk cable assembly
UGV2X2XBF |  | Base Product | Ultra Low Loss (ULL) OM5 MPO24 (Pinned) to MPO24 (Pinned), Fiber Trunk Cable Assembly, 24-Fiber, Plenum | CommScope® | SYSTIMAX ULL |  | Fiber trunk cable assembly
UGV2X2XBL |  | Base Product | Ultra Low Loss (ULL) OM5 MPO24 (Pinned) to MPO24 (Pinned), Fiber Trunk Cable Assembly, 96-Fiber, Plenum | CommScope® | SYSTIMAX ULL |  | Fiber trunk cable assembly
UGGMXUCAF |  | Base Product | Ultra Low Loss (ULL) Singlemode MPO12 (Pinned) to Unconnectorized, Fiber Trunk Cable Assembly, 24-Fiber, Plenum | CommScope® | SYSTIMAX ULL |  | Fiber trunk cable assembly
UGGMPUCRM |  | Base Product | Ultra Low Loss (ULL) Singlemode, MPO12 Unpinned to Unconnectorized, Fiber Trunk Cable Assembly, 144-Fiber, Rollable Ribbon Central Tube, Plenum | CommScope® | SYSTIMAX ULL |  | Fiber trunk cable assembly
UGVMPMPCD |  | Base Product | Ultra Low Loss ULL LazrSPEED® 550 OM5 MPO(Unpinned) to MPO(Unpinned) Pre-terminated Trunk Cable, MPO12, 12-Fiber, Plenum, 12 fiber PmP 2.0 mm Dca | CommScope® | SYSTIMAX ULL |  | Fiber trunk cable assembly
UGGMXMXAD |  | Base Product | Ultra Low Loss (ULL) Singlemode MPO12 (Pinned) to MPO12 (Pinned), Fiber Trunk Cable Assembly, 12-Fiber, Plenum | CommScope® | SYSTIMAX ULL |  | Fiber trunk cable assembly
UGVMPMPCH |  | Base Product | Ultra Low Loss ULL LazrSPEED® 550 OM5 MPO(Unpinned) to MPO(Unpinned) Pre-terminated Trunk Cable, MPO12, 48-Fiber, Plenum, 12 fiber PmP 2.0 mm Dca | CommScope® | SYSTIMAX ULL |  | Fiber trunk cable assembly
UGV2P2XBK |  | Base Product | Ultra Low Loss (ULL) OM5 MPO24 (Unpinned) to MPO24 (Pinned), Fiber Trunk Cable Assembly, 72-Fiber, Plenum | CommScope® | SYSTIMAX ULL |  | Fiber trunk cable assembly
UGVQPQXQH |  | Base Product | Ultra Low Loss (ULL) OM5 MPO QSFP (Unpinned) to MPO QSFP (Pinned), Pre-terminated Trunk Cable, MPO8, 48-Fiber, Plenum | CommScope® | SYSTIMAX ULL |  | Fiber trunk cable assembly
UGVQXQXQR |  | Base Product | Ultra Low Loss (ULL) OM5 MPO8 QSFP (Pinned) to MPO8 QSFP (Pinned), Fiber Trunk Cable Assembly, 16-Fiber, Plenum | CommScope® | SYSTIMAX ULL |  | Fiber trunk cable assembly
UGVMXUCCF |  | Base Product | Ultra Low Loss ULL LazrSPEED® 550 OM5 MPO(Pinned) to Unconnectorized Pre-terminated Trunk Cable, MPO12, 24-Fiber, Plenum, 12 fiber PmP 2.0 mm Dca | CommScope® | SYSTIMAX ULL |  | Fiber trunk cable assembly
UGVMPMXCM |  | Base Product | Ultra Low Loss ULL LazrSPEED® 550 OM5 MPO(Unpinned) to MPO(Pinned) Pre-terminated Trunk Cable, MPO12, 144-Fiber, Plenum, 12 fiber PmP 2.0 mm Dca | CommScope® | SYSTIMAX ULL |  | Fiber trunk cable assembly
UGXMPMPCK |  | Base Product | Ultra Low Loss ULL LazrSPEED® 550 MPO(Unpinned) to MPO(Unpinned) Pre-terminated Trunk Cable, MPO12, 72-Fiber, Plenum, 12 fiber PmP 2.0 mm Dca | CommScope® | SYSTIMAX ULL |  | Fiber trunk cable assembly
UGVQPQXQR |  | Base Product | Ultra Low Loss (ULL) OM5 MPO8 QSFP (Unpinned) to MPO8 QSFP (Pinned), Fiber Trunk Cable Assembly, 16-Fiber, Plenum | CommScope® | SYSTIMAX ULL |  | Fiber trunk cable assembly
UGVQPQXQU |  | Base Product | Ultra Low Loss (ULL) OM5, MPO8 QSFP Unpinned to MPO8 QSFP Pinned, Fiber Trunk Cable Assembly, 64-Fiber, Plenum | CommScope® | SYSTIMAX ULL |  | Fiber trunk cable assembly
UGXMPMXAL |  | Base Product | Ultra Low Loss (ULL) OM4 MPO (Unpinned) to MPO (Pinned), Pre-terminated Trunk Cable, MPO12, 96-Fiber, Plenum | CommScope® | SYSTIMAX ULL |  | Fiber trunk cable assembly
UGXMPMPAH |  | Base Product | Ultra Low Loss (ULL) OM4 MPO12 (Unpinned) to MPO12 (Unpinned), Fiber Trunk Cable Assembly, 48-Fiber, Plenum | CommScope® | SYSTIMAX ULL |  | Fiber trunk cable assembly
UKGMPUCSV |  | Base Product | Ultra Low Loss Singlemode MPO12 Unpinned to Unconnectorized 432-Fiber Pre-terminated Trunk Cable, Rollable Ribbon Indoor/Outdoor Armored Central Tube, Low Smoke Zero Halogen/Riser | CommScope® | SYSTIMAX ULL |  | Fiber trunk cable assembly
ULGMPLCCD |  | Base Product | Ultra Low Loss ULL TeraSPEED® MPO(Unpinned) to LC/UPC Ruggedized fanout Cable, 12-Fiber, Plenum, 12 fiber PmP 2.0 mm Dca | CommScope® | SYSTIMAX ULL |  | Ruggedized fanout
ULGMPLFCH |  | Base Product | Ultra Low Loss ULL TeraSPEED® MPO(Unpinned) to LC/UPC G B Ruggedized fanout Cable, 48-Fiber, Plenum, 12 fiber PmP 2.0 mm Dca | CommScope® | SYSTIMAX ULL |  | Ruggedized fanout
ULGMPLGCM |  | Base Product | Ultra Low Loss ULL TeraSPEED® MPO(Unpinned) to LC/APC G B Ruggedized fanout Cable, 144-Fiber, Plenum, 12 fiber PmP 2.0 mm Dca | CommScope® | SYSTIMAX ULL |  | Ruggedized fanout
ULGMPLFCK |  | Base Product | Ultra Low Loss ULL TeraSPEED® MPO(Unpinned) to LC/UPC G B Ruggedized fanout Cable, 72-Fiber, Plenum, 12 fiber PmP 2.0 mm Dca | CommScope® | SYSTIMAX ULL |  | Ruggedized fanout
UGVQPQXQF |  | Base Product | Ultra Low Loss (ULL) OM5 MPO8 QSFP (Unpinned) to MPO8 QSFP (Pinned), Fiber Trunk Cable Assembly, 24-Fiber, Plenum | CommScope® | SYSTIMAX ULL |  | Fiber trunk cable assembly
UGXMPMXCH |  | Base Product | Ultra Low Loss ULL LazrSPEED® 550 MPO(Unpinned) to MPO(Pinned) Pre-terminated Trunk Cable, MPO12, 48-Fiber, Plenum, 12 fiber PmP 2.0 mm Dca | CommScope® | SYSTIMAX ULL |  | Fiber trunk cable assembly
UGXMPMXCK |  | Base Product | Ultra Low Loss ULL LazrSPEED® 550 MPO(Unpinned) to MPO(Pinned) Pre-terminated Trunk Cable, MPO12, 72-Fiber, Plenum, 12 fiber PmP 2.0 mm Dca | CommScope® | SYSTIMAX ULL |  | Fiber trunk cable assembly
UGXQXQXQH |  | Base Product | Ultra Low Loss (ULL) OM4 MPO8 QSFP (Pinned) to MPO8 QSFP (Pinned), Fiber Trunk Cable Assembly, 48-Fiber, Plenum | CommScope® | SYSTIMAX ULL |  | Fiber trunk cable assembly
UGX2P2XBM |  | Base Product | Ultra Low Loss (ULL) OM4 MPO24 (Unpinned) to MPO24 (Pinned), Fiber Trunk Cable Assembly, 144-Fiber, Plenum | CommScope® | SYSTIMAX ULL |  | Fiber trunk cable assembly
UGXMXUCCH |  | Base Product | Ultra Low Loss ULL LazrSPEED® 550 MPO(Pinned) to Unconnectorized Pre-terminated Trunk Cable, MPO12, 48-Fiber, Plenum, 12 fiber PmP 2.0 mm Dca | CommScope® | SYSTIMAX ULL |  | Fiber trunk cable assembly
UJGMPMPAK |  | Base Product | Ultra Low Loss (ULL) Singlemode MPO12 (Unpinned) to MPO12 (Unpinned), Fiber Trunk Cable Assembly, 72-Fiber, Low Smoke Zero Halogen (LSZH)/Riser | CommScope® | SYSTIMAX ULL |  | Fiber trunk cable assembly
UJGMPMPSW |  | Base Product | Ultra Low Loss Singlemode MPO12 Unpinned to MPO12 Unpinned 576-Fiber Pre-terminated Trunk Cable, Rollable Ribbon Indoor/Outdoor Central Tube, Low Smoke Zero Halogen/Riser | CommScope® | SYSTIMAX ULL |  | Fiber trunk cable assembly
UJGMPMPSX |  | Base Product | Ultra Low Loss Singlemode MPO12 Unpinned to MPO12 Unpinned 864-Fiber Pre-terminated Trunk Cable, Rollable Ribbon Indoor/Outdoor Central Tube, Low Smoke Zero Halogen/Riser | CommScope® | SYSTIMAX ULL |  | Fiber trunk cable assembly
UJGMPMXRM |  | Base Product | Ultra Low Loss (ULL) Singlemode MPO12 (Unpinned) to MPO12 (Pinned), Fiber Trunk Cable Assembly, 144-Fiber, Rollable Ribbon Central Tube, Low Smoke Zero Halogen (LSZH)/Riser | CommScope® | SYSTIMAX ULL |  | Fiber trunk cable assembly
UJGMXMXCD |  | Base Product | Ultra Low Loss ULL TeraSPEED® MPO(Pinned) to MPO(Pinned) Pre-terminated Trunk Cable, MPO12, 12-Fiber, LSZH, 12 fiber PmP 2.0 mm Dca | CommScope® | SYSTIMAX ULL |  | Fiber trunk cable assembly
UJGMPUCSX |  | Base Product | Ultra Low Loss Singlemode MPO12 Unpinned to Unconnectorized 864-Fiber Pre-terminated Trunk Cable, Rollable Ribbon Indoor/Outdoor Central Tube, Low Smoke Zero Halogen/Riser | CommScope® | SYSTIMAX ULL |  | Fiber trunk cable assembly
UJGMPMXAK |  | Base Product | Ultra Low Loss (ULL) Singlemode MPO12 (Unpinned) to MPO12 (Pinned), Fiber Trunk Cable Assembly, 72-Fiber, Low Smoke Zero Halogen (LSZH) | CommScope® | SYSTIMAX ULL |  | Fiber trunk cable assembly
UJGMXUCAK |  | Base Product | Ultra Low Loss (ULL) Singlemode MPO12 (Pinned) to Unconnectorized, Fiber Trunk Cable Assembly, 72-Fiber, Low Smoke Zero Halogen/Riser | CommScope® | SYSTIMAX ULL |  | Fiber trunk cable assembly
UJGMXMXCH |  | Base Product | Ultra Low Loss ULL TeraSPEED® MPO(Pinned) to MPO(Pinned) Pre-terminated Trunk Cable, MPO12, 48-Fiber, LSZH, 12 fiber PmP 2.0 mm Dca | CommScope® | SYSTIMAX ULL |  | Fiber trunk cable assembly
UJGMXUCDF |  | Base Product | Ultra Low Loss Singlemode MPO12 Pinned to Unconnectorized 24-Fiber Pre-terminated Trunk Cable, Indoor/Outdoor, Low Smoke Zero Halogen/Riser | CommScope® | SYSTIMAX ULL |  | Fiber trunk cable assembly
UJGQPQXQH |  | Base Product | Ultra Low Loss (ULL) Singlemode MPO8 QSFP (Unpinned) to MPO8 QSFP (Pinned), Fiber Trunk Cable Assembly, 48-Fiber, Low Smoke Zero Halogen | CommScope® | SYSTIMAX ULL |  | Fiber trunk cable assembly
UJGQXQXQR |  | Base Product | Ultra Low Loss (ULL) Singlemode MPO8 QSFP (Pinned) to MPO8 QSFP (Pinned), Fiber Trunk Cable Assembly, 16-Fiber, Low Smoke Zero Halogen | CommScope® | SYSTIMAX ULL |  | Fiber trunk cable assembly
UJGMXMXSX |  | Base Product | Ultra Low Loss Singlemode MPO12 Pinned to MPO12 Pinned 864-Fiber Pre-terminated Trunk Cable, Rollable Ribbon Indoor/Outdoor Central Tube, Low Smoke Zero Halogen/Riser | CommScope® | SYSTIMAX ULL |  | Fiber trunk cable assembly
UJVMPMPCD |  | Base Product | Ultra Low Loss ULL LazrSPEED® 550 OM5 MPO(Unpinned) to MPO(Unpinned) Pre-terminated Trunk Cable, MPO12, 12-Fiber, LSZH, 12 fiber PmP 2.0 mm Dca | CommScope® | SYSTIMAX ULL |  | Fiber trunk cable assembly
UJVMPMPCL |  | Base Product | Ultra Low Loss ULL LazrSPEED® 550 OM5 MPO(Unpinned) to MPO(Unpinned) Pre-terminated Trunk Cable, MPO12, 96-Fiber, LSZH, 12 fiber PmP 2.0 mm Dca | CommScope® | SYSTIMAX ULL |  | Fiber trunk cable assembly
UJVMPMPCM |  | Base Product | Ultra Low Loss ULL LazrSPEED® 550 OM5 MPO(Unpinned) to MPO(Unpinned) Pre-terminated Trunk Cable, MPO12, 144-Fiber, LSZH, 12 fiber PmP 2.0 mm Dca | CommScope® | SYSTIMAX ULL |  | Fiber trunk cable assembly
UJGMXUCCL |  | Base Product | Ultra Low Loss ULL TeraSPEED® MPO(Pinned) to Unconnectorized Pre-terminated Trunk Cable, MPO12, 96-Fiber, LSZH, 12 fiber PmP 2.0 mm Dca | CommScope® | SYSTIMAX ULL |  | Fiber trunk cable assembly
UJVMPMXAD |  | Base Product | Ultra Low Loss (ULL) OM5 MPO12 (Unpinned) to MPO12 (Pinned), Fiber Trunk Cable Assembly, 12-Fiber, Low Smoke Zero Halogen (LSZH) | CommScope® | SYSTIMAX ULL |  | Fiber trunk cable assembly
UJGQPQXBM |  | Base Product | Ultra Low Loss (ULL) Singlemode MPO QSFP (Unpinned) to MPO QSFP (Pinned), Pre-terminated Trunk Cable, MPO8, 144-Fiber, Low Smoke Zero Halogen (LSZH)/Riser | CommScope® | SYSTIMAX ULL |  | Fiber trunk cable assembly
UJVMPMXCL |  | Base Product | Ultra Low Loss ULL LazrSPEED® 550 OM5 MPO(Unpinned) to MPO(Pinned) Pre-terminated Trunk Cable, MPO12, 96-Fiber, LSZH, 12 fiber PmP 2.0 mm Dca | CommScope® | SYSTIMAX ULL |  | Fiber trunk cable assembly
UJX2X2XBL |  | Base Product | Ultra Low Loss (ULL) OM4 MPO24 (Pinned) to MPO24 (Pinned), Fiber Trunk Cable Assembly, 96-Fiber, Low Smoke Zero Halogen (LSZH) | CommScope® | SYSTIMAX ULL |  | Fiber trunk cable assembly
UJVMXUCCG |  | Base Product | Ultra Low Loss ULL LazrSPEED® 550 OM5 MPO(Pinned) to Unconnectorized Pre-terminated Trunk Cable, MPO12, 36-Fiber, LSZH, 12 fiber PmP 2.0 mm Dca | CommScope® | SYSTIMAX ULL |  | Fiber trunk cable assembly
UJXMPMPCD |  | Base Product | Ultra Low Loss ULL LazrSPEED® 550 MPO(Unpinned) to MPO(Unpinned) Pre-terminated Trunk Cable, MPO12, 12-Fiber, LSZH, 12 fiber PmP 2.0 mm Dca | CommScope® | SYSTIMAX ULL |  | Fiber trunk cable assembly
UJVMXMXCG |  | Base Product | Ultra Low Loss ULL LazrSPEED® 550 OM5 MPO(Pinned) to MPO(Pinned) Pre-terminated Trunk Cable, MPO12, 36-Fiber, LSZH, 12 fiber PmP 2.0 mm Dca | CommScope® | SYSTIMAX ULL |  | Fiber trunk cable assembly
UJXMPMXAH |  | Base Product | Ultra Low Loss (ULL) OM4 MPO12 (Unpinned) to MPO12 (Pinned), Fiber Trunk Cable Assembly, 48-Fiber, Low Smoke Zero Halogen (LSZH) | CommScope® | SYSTIMAX ULL |  | Fiber trunk cable assembly
UJXMPMPCF |  | Base Product | Ultra Low Loss ULL LazrSPEED® 550 MPO(Unpinned) to MPO(Unpinned) Pre-terminated Trunk Cable, MPO12, 24-Fiber, LSZH, 12 fiber PmP 2.0 mm Dca | CommScope® | SYSTIMAX ULL |  | Fiber trunk cable assembly
UJVMPMXAM |  | Base Product | Ultra Low Loss (ULL) OM5, MPO12 Unpinned to MPO12 Pinned, Fiber Trunk Cable Assembly, 144-Fiber, Low Smoke Zero Halogen | CommScope® | SYSTIMAX ULL |  | Fiber trunk cable assembly
UJXMPMPCH |  | Base Product | Ultra Low Loss ULL LazrSPEED® 550 MPO(Unpinned) to MPO(Unpinned) Pre-terminated Trunk Cable, MPO12, 48-Fiber, LSZH, 12 fiber PmP 2.0 mm Dca | CommScope® | SYSTIMAX ULL |  | Fiber trunk cable assembly
UJXMPMXAL |  | Base Product | Ultra Low Loss (ULL) OM4 MPO12 (Unpinned) to MPO12 (Pinned), Fiber Trunk Cable Assembly, 96-Fiber, Low Smoke Zero Halogen (LSZH) | CommScope® | SYSTIMAX ULL |  | Fiber trunk cable assembly
UJXMPMXCK |  | Base Product | Ultra Low Loss ULL LazrSPEED® 550 MPO(Unpinned) to MPO(Pinned) Pre-terminated Trunk Cable, MPO12, 72-Fiber, LSZH, 12 fiber PmP 2.0 mm Dca | CommScope® | SYSTIMAX ULL |  | Fiber trunk cable assembly
UJX2X2XBF |  | Base Product | Ultra Low Loss (ULL) OM4 MPO24 (Pinned) to MP/24 (Pinned), Fiber Trunk Cable Assembly, 24-Fiber, Low Smoke Zero Halogen (LSZH) | CommScope® | SYSTIMAX ULL |  | Fiber trunk cable assembly
UJXQPQXQS |  | Base Product | Ultra Low Loss (ULL) OM4 MPO8 QSFP (Unpinned) to MPO8 QSFP (Pinned), Fiber Trunk Cable Assembly, 32-Fiber, Low Smoke Zero Halogen (LSZH) | CommScope® | SYSTIMAX ULL |  | Fiber trunk cable assembly
UJXMXUCCK |  | Base Product | Ultra Low Loss ULL LazrSPEED® 550 MPO(Pinned) to Unconnectorized Pre-terminated Trunk Cable, MPO12, 72-Fiber, LSZH, 12 fiber PmP 2.0 mm Dca | CommScope® | SYSTIMAX ULL |  | Fiber trunk cable assembly
UKGMPMXDD |  | Base Product | Ultra Low Loss (ULL) Singlemode, MPO12 Unpinned to MPO12 Pinned, Fiber Trunk Cable Assembly, 12-Fiber, Low Smoke Zero Halogen/Riser | CommScope® | SYSTIMAX ULL |  | Fiber trunk cable assembly
UKGMPUCDD |  | Base Product | Ultra Low Loss (ULL) Singlemode, MPO12 Unpinned to Unconnectorized, Fiber Trunk Cable Assembly, 12-Fiber, Indoor/Outdoor Armored, Low Smoke Zero Halogen/Riser | CommScope® | SYSTIMAX ULL |  | Fiber trunk cable assembly
UKGMPMPDH |  | Base Product | Ultra Low Loss (ULL) Singlemode, MPO12 Unpinned to MPO12 Unpinned, Fiber Trunk Cable Assembly, 48-Fiber, Indoor/Outdoor Armored, Low Smoke Zero Halogen/Riser | CommScope® | SYSTIMAX ULL |  | Fiber trunk cable assembly
UKGMPMXDH |  | Base Product | Ultra Low Loss (ULL) Singlemode, MPO12 Unpinned to MPO12 Pinned, Fiber Trunk Cable Assembly, 48-Fiber, Indoor/Outdoor Armored, Low Smoke Zero Halogen/Riser | CommScope® | SYSTIMAX ULL |  | Fiber trunk cable assembly
UJXMXMXCM |  | Base Product | Ultra Low Loss ULL LazrSPEED® 550 MPO(Pinned) to MPO(Pinned) Pre-terminated Trunk Cable, MPO12, 144-Fiber, LSZH, 12 fiber PmP 2.0 mm Dca | CommScope® | SYSTIMAX ULL |  | Fiber trunk cable assembly
UKGMPMPDL |  | Base Product | Ultra Low Loss (ULL) Singlemode MPO (Unpinned) to MPO (Unpinned), Fiber Trunk Cable Assembly, 96-Fiber, Indoor/Outdoor Armored, Low Smoke Zero Halogen/Riser | CommScope® | SYSTIMAX ULL |  | Fiber trunk cable assembly
UJXQPQXQF |  | Base Product | Ultra Low Loss (ULL) OM4 MPO8 QSFP (Unpinned) to MPO8 QSFP (Pinned), Fiber Trunk Cable Assembly, 24-Fiber, Low Smoke Zero Halogen (LSZH) | CommScope® | SYSTIMAX ULL |  | Fiber trunk cable assembly
UKGMPMPSM |  | Base Product | Ultra Low Loss (ULL) SingleMode, MPO12 Unpinned to MPO12 Unpinned, Fiber Trunk Cable Assembly, 144-Fiber, Rollable Ribbon Indoor/Outdoor Armored Central Tube, Low Smoke Zero Halogen/Riser | CommScope® | SYSTIMAX ULL |  | Fiber trunk cable assembly
UJXMXUCCF |  | Base Product | Ultra Low Loss ULL LazrSPEED® 550 MPO(Pinned) to Unconnectorized Pre-terminated Trunk Cable, MPO12, 24-Fiber, LSZH, 12 fiber PmP 2.0 mm Dca | CommScope® | SYSTIMAX ULL |  | Fiber trunk cable assembly
UJXQXQXQR |  | Base Product | Ultra Low Loss (ULL) OM4 MPO8 QSFP (Pinned) to MPO8 QSFP (Pinned), Fiber Trunk Cable Assembly, 16-Fiber, Low Smoke Zero Halogen (LSZH) | CommScope® | SYSTIMAX ULL |  | Fiber trunk cable assembly
UKGMPMXSV |  | Base Product | Ultra Low Loss Singlemode MPO12 Unpinned to MPO12 Pinned 432-Fiber Pre-terminated Trunk Cable, Rollable Ribbon Indoor/Outdoor Armored Central Tube, Low Smoke Zero Halogen/Riser | CommScope® | SYSTIMAX ULL |  | Fiber trunk cable assembly
UKGMXUCDF |  | Base Product | Ultra Low Loss Singlemode MPO12 Pinned to Unconnectorized 24-Fiber Pre-terminated Trunk Cable, Indoor/Outdoor Armored, Low Smoke Zero Halogen/Riser | CommScope® | SYSTIMAX ULL |  | Fiber trunk cable assembly
ULGMPLUCF |  | Base Product | Ultra Low Loss ULL TeraSPEED® MPO(Unpinned) to LC/UPC Uniboot Ruggedized fanout Cable, 24-Fiber, Plenum, 12 fiber PmP 2.0 mm Dca | CommScope® | SYSTIMAX ULL |  | Ruggedized fanout
ULGMPLCCL |  | Base Product | Ultra Low Loss ULL TeraSPEED® MPO(Unpinned) to LC/UPC Ruggedized fanout Cable, 96-Fiber, Plenum, 12 fiber PmP 2.0 mm Dca | CommScope® | SYSTIMAX ULL |  | Ruggedized fanout
ULGMPLCAL |  | Base Product | Ultra Low Loss Singlemode MPO12 Unpinned to LC/UPC 96-Fiber InstaPATCH® 360 Ruggedized Fanout Cable, Plenum | CommScope® | SYSTIMAX InstaPATCH® 360 |  | Ruggedized fanout
ULGMXLFCF |  | Base Product | Ultra Low Loss ULL TeraSPEED® MPO(Pinned) to LC/UPC G B Ruggedized fanout Cable, 24-Fiber, Plenum, 12 fiber PmP 2.0 mm Dca | CommScope® | SYSTIMAX ULL |  | Ruggedized fanout
ULGMXLCCD |  | Base Product | Ultra Low Loss ULL TeraSPEED® MPO(Pinned) to LC/UPC Ruggedized fanout Cable, 12-Fiber, Plenum, 12 fiber PmP 2.0 mm Dca | CommScope® | SYSTIMAX ULL |  | Ruggedized fanout
ULGMPLUCL |  | Base Product | Ultra Low Loss ULL TeraSPEED® MPO(Unpinned) to LC/UPC Uniboot Ruggedized fanout Cable, 96-Fiber, Plenum, 12 fiber PmP 2.0 mm Dca | CommScope® | SYSTIMAX ULL |  | Ruggedized fanout
ULGMXLACH |  | Base Product | Ultra Low Loss ULL TeraSPEED® MPO(Pinned) to LC/APC Ruggedized fanout Cable, 48-Fiber, Plenum, 12 fiber PmP 2.0 mm Dca | CommScope® | SYSTIMAX ULL |  | Ruggedized fanout
ULGMXLACL |  | Base Product | Ultra Low Loss ULL TeraSPEED® MPO(Pinned) to LC/APC Ruggedized fanout Cable, 96-Fiber, Plenum, 12 fiber PmP 2.0 mm Dca | CommScope® | SYSTIMAX ULL |  | Ruggedized fanout
ULGMPSCCH |  | Base Product | Ultra Low Loss ULL TeraSPEED® MPO(Unpinned) to SC/UPC Ruggedized fanout Cable, 48-Fiber, Plenum, 12 fiber PmP 2.0 mm Dca | CommScope® | SYSTIMAX ULL |  | Ruggedized fanout
ULGMXSACF |  | Base Product | Ultra Low Loss ULL TeraSPEED® MPO(Pinned) to SC/APC Ruggedized fanout Cable, 24-Fiber, Plenum, 12 fiber PmP 2.0 mm Dca | CommScope® | SYSTIMAX ULL |  | Ruggedized fanout
ULGMXLGCF |  | Base Product | Ultra Low Loss ULL TeraSPEED® MPO(Pinned) to LC/APC G B Ruggedized fanout Cable, 24-Fiber, Plenum, 12 fiber PmP 2.0 mm Dca | CommScope® | SYSTIMAX ULL |  | Ruggedized fanout
ULVMPSCCL |  | Base Product | Ultra Low Loss ULL LazrSPEED® 550 OM5 MPO(Unpinned) to SC/UPC Ruggedized fanout Cable, 96-Fiber, Plenum, 12 fiber PmP 2.0 mm Dca | CommScope® | SYSTIMAX ULL |  | Ruggedized fanout
ULGMXSCCD |  | Base Product | Ultra Low Loss ULL TeraSPEED® MPO(Pinned) to SC/UPC Ruggedized fanout Cable, 12-Fiber, Plenum, 12 fiber PmP 2.0 mm Dca | CommScope® | SYSTIMAX ULL |  | Ruggedized fanout
ULGMXSCCF |  | Base Product | Ultra Low Loss ULL TeraSPEED® MPO(Pinned) to SC/UPC Ruggedized fanout Cable, 24-Fiber, Plenum, 12 fiber PmP 2.0 mm Dca | CommScope® | SYSTIMAX ULL |  | Ruggedized fanout
ULVMXLCCD |  | Base Product | Ultra Low Loss ULL LazrSPEED® 550 OM5 MPO(Pinned) to LC/UPC Ruggedized fanout Cable, 12-Fiber, Plenum, 12 fiber PmP 2.0 mm Dca | CommScope® | SYSTIMAX ULL |  | Ruggedized fanout
ULVMXLUCM |  | Base Product | Ultra Low Loss ULL LazrSPEED® 550 OM5 MPO(Pinned) to LC/UPC Uniboot Ruggedized fanout Cable, 144-Fiber, Plenum, 12 fiber PmP 2.0 mm Dca | CommScope® | SYSTIMAX ULL |  | Ruggedized fanout
ULXMXLCCK |  | Base Product | Ultra Low Loss ULL LazrSPEED® 550 MPO(Pinned) to LC/UPC Ruggedized fanout Cable, 72-Fiber, Plenum, 12 fiber PmP 2.0 mm Dca | CommScope® | SYSTIMAX ULL |  | Ruggedized fanout
ULVMXLCCK |  | Base Product | Ultra Low Loss ULL LazrSPEED® 550 OM5 MPO(Pinned) to LC/UPC Ruggedized fanout Cable, 72-Fiber, Plenum, 12 fiber PmP 2.0 mm Dca | CommScope® | SYSTIMAX ULL |  | Ruggedized fanout
ULXMPSCCL |  | Base Product | Ultra Low Loss ULL LazrSPEED® 550 MPO(Unpinned) to SC/UPC Ruggedized fanout Cable, 96-Fiber, Plenum, 12 fiber PmP 2.0 mm Dca | CommScope® | SYSTIMAX ULL |  | Ruggedized fanout
ULXMXSCCD |  | Base Product | Ultra Low Loss ULL LazrSPEED® 550 MPO(Pinned) to SC/UPC Ruggedized fanout Cable, 12-Fiber, Plenum, 12 fiber PmP 2.0 mm Dca | CommScope® | SYSTIMAX ULL |  | Ruggedized fanout
ULXMXLCCF |  | Base Product | Ultra Low Loss ULL LazrSPEED® 550 MPO(Pinned) to LC/UPC Ruggedized fanout Cable, 24-Fiber, Plenum, 12 fiber PmP 2.0 mm Dca | CommScope® | SYSTIMAX ULL |  | Ruggedized fanout
UNGMPLCAD |  | Base Product | Ultra Low Loss (ULL) Singlemode MPO (Unpinned) to LC/UPC, Ruggedized Fanout Cable, 12-Fiber, LSZH | CommScope® | SYSTIMAX ULL |  | Ruggedized fanout
UNGMPLFCK |  | Base Product | Ultra Low Loss ULL TeraSPEED® MPO(Unpinned) to LC/UPC G B Ruggedized fanout Cable, 72-Fiber, LSZH, 12 fiber PmP 2.0 mm Dca | CommScope® | SYSTIMAX ULL |  | Ruggedized fanout
UNGMXLCCD |  | Base Product | Ultra Low Loss ULL TeraSPEED® MPO(Pinned) to LC/UPC Ruggedized fanout Cable, 12-Fiber, LSZH, 12 fiber PmP 2.0 mm Dca | CommScope® | SYSTIMAX ULL |  | Ruggedized fanout
UNGMXLFCL |  | Base Product | Ultra Low Loss ULL TeraSPEED® MPO(Pinned) to LC/UPC G B Ruggedized fanout Cable, 96-Fiber, LSZH, 12 fiber PmP 2.0 mm Dca | CommScope® | SYSTIMAX ULL |  | Ruggedized fanout
UNGMXLACD |  | Base Product | Ultra Low Loss ULL TeraSPEED® MPO(Pinned) to LC/APC Ruggedized fanout Cable, 12-Fiber, LSZH, 12 fiber PmP 2.0 mm Dca | CommScope® | SYSTIMAX ULL |  | Ruggedized fanout
UNGMXLUCD |  | Base Product | Ultra Low Loss ULL TeraSPEED® MPO(Pinned) to LC/UPC Uniboot Ruggedized fanout Cable, 12-Fiber, LSZH, 12 fiber PmP 2.0 mm Dca | CommScope® | SYSTIMAX ULL |  | Ruggedized fanout
UNGMXLCCK |  | Base Product | Ultra Low Loss ULL TeraSPEED® MPO(Pinned) to LC/UPC Ruggedized fanout Cable, 72-Fiber, LSZH, 12 fiber PmP 2.0 mm Dca | CommScope® | SYSTIMAX ULL |  | Ruggedized fanout
UNGMXLCCM |  | Base Product | Ultra Low Loss ULL TeraSPEED® MPO(Pinned) to LC/UPC Ruggedized fanout Cable, 144-Fiber, LSZH, 12 fiber PmP 2.0 mm Dca | CommScope® | SYSTIMAX ULL |  | Ruggedized fanout
UNGMXLUCL |  | Base Product | Ultra Low Loss ULL TeraSPEED® MPO(Pinned) to LC/UPC Uniboot Ruggedized fanout Cable, 96-Fiber, LSZH, 12 fiber PmP 2.0 mm Dca | CommScope® | SYSTIMAX ULL |  | Ruggedized fanout
UNGMXSCCM |  | Base Product | Ultra Low Loss ULL TeraSPEED® MPO(Pinned) to SC/UPC Ruggedized fanout Cable, 144-Fiber, LSZH, 12 fiber PmP 2.0 mm Dca | CommScope® | SYSTIMAX ULL |  | Ruggedized fanout
UNGMXSACD |  | Base Product | Ultra Low Loss ULL TeraSPEED® MPO(Pinned) to SC/APC Ruggedized fanout Cable, 12-Fiber, LSZH, 12 fiber PmP 2.0 mm Dca | CommScope® | SYSTIMAX ULL |  | Ruggedized fanout
UNVMPLCCH |  | Base Product | Ultra Low Loss ULL LazrSPEED® 550 OM5 MPO(Unpinned) to LC/UPC Ruggedized fanout Cable, 48-Fiber, LSZH, 12 fiber PmP 2.0 mm Dca | CommScope® | SYSTIMAX ULL |  | Ruggedized fanout
UNGMXLFCG |  | Base Product | Ultra Low Loss ULL TeraSPEED® MPO(Pinned) to LC/UPC G B Ruggedized fanout Cable, 36-Fiber, LSZH, 12 fiber PmP 2.0 mm Dca | CommScope® | SYSTIMAX ULL |  | Ruggedized fanout
UNVMPLCCK |  | Base Product | Ultra Low Loss ULL LazrSPEED® 550 OM5 MPO(Unpinned) to LC/UPC Ruggedized fanout Cable, 72-Fiber, LSZH, 12 fiber PmP 2.0 mm Dca | CommScope® | SYSTIMAX ULL |  | Ruggedized fanout
UNVMPSCCH |  | Base Product | Ultra Low Loss ULL LazrSPEED® 550 OM5 MPO(Unpinned) to SC/UPC Ruggedized fanout Cable, 48-Fiber, LSZH, 12 fiber PmP 2.0 mm Dca | CommScope® | SYSTIMAX ULL |  | Ruggedized fanout
UNVMXSCCF |  | Base Product | Ultra Low Loss ULL LazrSPEED® 550 OM5 MPO(Pinned) to SC/UPC Ruggedized fanout Cable, 24-Fiber, LSZH, 12 fiber PmP 2.0 mm Dca | CommScope® | SYSTIMAX ULL |  | Ruggedized fanout
A3XMPMXCK |  | Base Product | Ultra Low Loss ULL LazrSPEED® 550 MPO(Unpinned) to MPO(Pinned) Pre-terminated Trunk Cable, MPO12, 72-Fiber, LSZH, 12 fiber PmP 2.0 mm /B2ca, Method A | CommScope® |  |  | Fiber trunk cable assembly
A3GMXMXCL |  | Base Product | Ultra Low Loss ULL TeraSPEED® MPO(Pinned) to MPO(Pinned) Pre-terminated Trunk Cable, MPO12, 96-Fiber, LSZH, 12 fiber PmP 2.0 mm /B2ca, Method A | CommScope® |  |  | Fiber trunk cable assembly
A3XMXUCCL |  | Base Product | Ultra Low Loss ULL LazrSPEED® 550 MPO(Pinned) to Unconnectorized Pre-terminated Trunk Cable, MPO12, 96-Fiber, LSZH, 12 fiber PmP 2.0 mm /B2ca, Method A | CommScope® |  |  | Fiber trunk cable assembly
A3XMXUCCG |  | Base Product | Ultra Low Loss ULL LazrSPEED® 550 MPO(Pinned) to Unconnectorized Pre-terminated Trunk Cable, MPO12, 36-Fiber, LSZH, 12 fiber PmP 2.0 mm /B2ca, Method A | CommScope® |  |  | Fiber trunk cable assembly
A3XMXUCCM |  | Base Product | Ultra Low Loss ULL LazrSPEED® 550 MPO(Pinned) to Unconnectorized Pre-terminated Trunk Cable, MPO12, 144-Fiber, LSZH, 12 fiber PmP 2.0 mm / B2ca, Method A | CommScope® |  |  | Fiber trunk cable assembly
AGGMPMXCL |  | Base Product | Ultra Low Loss ULL TeraSPEED® MPO(Unpinned) to MPO(Pinned) Pre-terminated Trunk Cable, MPO12, 96-Fiber, Plenum, 12 fiber PmP 2.0 mm Dca, Method A | CommScope® |  |  | Fiber trunk cable assembly
AGGMPMXCM |  | Base Product | Ultra Low Loss ULL TeraSPEED® MPO(Unpinned) to MPO(Pinned) Pre-terminated Trunk Cable, MPO12, 144-Fiber, Plenum, 12 fiber PmP 2.0 mm Dca, Method A | CommScope® |  |  | Fiber trunk cable assembly
AGGMPMPAF |  | Base Product | Singlemode MPO12 (Unpinned) to MPO12 (Unpinned), Fiber Trunk Cable Assembly, 24-Fiber, Method A, Plenum | CommScope® |  |  | Fiber trunk cable assembly
AGXMXMPAH |  | Base Product | OM4 MPO12 (Pinned) to MPO12 (Unpinned), Fiber Trunk Cable Assembly, 48-Fiber, Method A, Plenum | CommScope® |  |  | Fiber trunk cable assembly
AGXMXUCCG |  | Base Product | Ultra Low Loss ULL LazrSPEED® 550 MPO(Pinned) to Unconnectorized Pre-terminated Trunk Cable, MPO12, 36-Fiber, Plenum, 12 fiber PmP 2.0 mm Dca, Method A | CommScope® |  |  | Fiber trunk cable assembly
AGXMXMXCD |  | Base Product | Ultra Low Loss ULL LazrSPEED® 550 MPO(Pinned) to MPO(Pinned) Pre-terminated Trunk Cable, MPO12, 12-Fiber, Plenum, 12 fiber PmP 2.0 mm Dca, Method A | CommScope® |  |  | Fiber trunk cable assembly
AGXMPMXCK |  | Base Product | Ultra Low Loss ULL LazrSPEED® 550 MPO(Unpinned) to MPO(Pinned) Pre-terminated Trunk Cable, MPO12, 72-Fiber, Plenum, 12 fiber PmP 2.0 mm Dca, Method A | CommScope® |  |  | Fiber trunk cable assembly
AGXMXMXCK |  | Base Product | Ultra Low Loss ULL LazrSPEED® 550 MPO(Pinned) to MPO(Pinned) Pre-terminated Trunk Cable, MPO12, 72-Fiber, Plenum, 12 fiber PmP 2.0 mm Dca, Method A | CommScope® |  |  | Fiber trunk cable assembly
AGXMPMPAG |  | Base Product | OM4 MPO12 (Unpinned) to MPO12 (Unpinned), Fiber Trunk Cable Assembly, 36-Fiber, Method A, Plenum | CommScope® |  |  | Fiber trunk cable assembly
AJGMXMPAH |  | Base Product | Singlemode MPO12 (Pinned) to MPO12 (Unpinned), Fiber Trunk Cable Assembly, 48-Fiber, Method A, Low Smoke Zero Halogen | CommScope® |  |  | Fiber trunk cable assembly
AJGMXMPAL |  | Base Product | Singlemode MPO12 (Pinned) to MPO12 (Unpinned), Fiber Trunk Cable Assembly, 96-Fiber, Method A, Low Smoke Zero Halogen | CommScope® |  |  | Fiber trunk cable assembly
AJGMXMPAM |  | Base Product | Singlemode MPO12 (Pinned) to MPO12 (Unpinned), Fiber Trunk Cable Assembly, 144-Fiber, Method A, Low Smoke Zero Halogen | CommScope® |  |  | Fiber trunk cable assembly
AJGMPMXCM |  | Base Product | Ultra Low Loss ULL TeraSPEED® MPO(Unpinned) to MPO(Pinned) Pre-terminated Trunk Cable, MPO12, 144-Fiber, LSZH, 12 fiber PmP 2.0 mm Dca, Method A | CommScope® |  |  | Fiber trunk cable assembly
AJGMXMPAG |  | Base Product | Singlemode MPO12 (Pinned) to MPO12 (Unpinned), Fiber Trunk Cable Assembly, 36-Fiber, Method A, Low Smoke Zero Halogen | CommScope® |  |  | Fiber trunk cable assembly
AJXMPMPAK |  | Base Product | OM4 MPO12 (Unpinned) to MPO12 (Unpinned), Fiber Trunk Cable Assembly, 72-Fiber, Method A, Low Smoke Zero Halogen | CommScope® |  |  | Fiber trunk cable assembly
F3XMPMPAM |  | Base Product | OM4 MPO (Unpinned) to MPO (Unpinned), InstaPATCH® 360 Pre-terminated Trunk Cable, 144-Fiber, Low Smoke Zero Halogen B2ca | CommScope® | SYSTIMAX InstaPATCH® 360 |  | Fiber trunk cable assembly |  | Discontinued
F3XMPMXAD |  | Base Product | OM4 MPO (Unpinned) to MPO (Pinned), InstaPATCH® 360 Pre-terminated Trunk Cable, 12-Fiber, Low Smoke Zero Halogen B2ca | CommScope® | SYSTIMAX InstaPATCH® 360 |  | Fiber trunk cable assembly
F3ZMPMPAH |  | Base Product | OM3 MPO (Unpinned) to MPO (Unpinned), InstaPATCH® 360 Pre-terminated Trunk Cable, 48-Fiber, Low Smoke Zero Halogen B2ca | CommScope® | SYSTIMAX InstaPATCH® 360 |  | Fiber trunk cable assembly |  | Discontinued
F3XMPMXAH |  | Base Product | OM4 MPO (Unpinned) to MPO (Pinned), InstaPATCH® 360 Pre-terminated Trunk Cable, 48-Fiber, Low Smoke Zero Halogen B2ca | CommScope® | SYSTIMAX InstaPATCH® 360 |  | Fiber trunk cable assembly |  | Discontinued
F3ZMPMPAL |  | Base Product | OM3 MPO (Unpinned) to MPO (Unpinned), InstaPATCH® 360 Pre-terminated Trunk Cable, 96-Fiber, Low Smoke Zero Halogen B2ca | CommScope® | SYSTIMAX InstaPATCH® 360 |  | Fiber trunk cable assembly |  | Discontinued
F4XMPLCAH |  | Base Product | OM4 MPO (Unpinned) to LC/UPC, InstaPATCH® 360 Ruggedized Fanout Cable, 48-Fiber, Low Smoke Zero Halogen B2ca | CommScope® | SYSTIMAX InstaPATCH® 360 |  | Ruggedized fanout |  | Discontinued
F4XMXLCAD |  | Base Product | OM4 MPO (Pinned) to LC/UPC, InstaPATCH® 360 Ruggedized Fanout Cable, 12-Fiber, Low Smoke Zero Halogen B2ca | CommScope® | SYSTIMAX InstaPATCH® 360 |  | Ruggedized fanout
F4XMPSCAF |  | Base Product | OM4 MPO (Unpinned) to SC/UPC, InstaPATCH® 360 Ruggedized Fanout Cable, 24-Fiber, Low Smoke Zero Halogen B2ca | CommScope® | SYSTIMAX InstaPATCH® 360 |  | Ruggedized fanout |  | Discontinued
F4ZMPLCAH |  | Base Product | OM3 MPO (Unpinned) to LC/UPC, InstaPATCH® 360 Ruggedized Fanout Cable, 48-Fiber, Low Smoke Zero Halogen B2ca | CommScope® | SYSTIMAX InstaPATCH® 360 |  | Ruggedized fanout |  | Discontinued
F4XMXSCAH |  | Base Product | OM4 MPO (Pinned) to SC/UPC, InstaPATCH® 360 Ruggedized Fanout Cable, 48-Fiber, Low Smoke Zero Halogen B2ca | CommScope® | SYSTIMAX InstaPATCH® 360 |  | Ruggedized fanout |  | Discontinued
F4ZMXSCAF |  | Base Product | OM3 MPO (Pinned) to SC/UPC, InstaPATCH® 360 Ruggedized Fanout Cable, 24-Fiber, Low Smoke Zero Halogen B2ca | CommScope® | SYSTIMAX InstaPATCH® 360 |  | Ruggedized fanout |  | Discontinued
F4ZMPSCAH |  | Base Product | OM3 MPO (Unpinned) to SC/UPC, InstaPATCH® 360 Ruggedized Fanout Cable, 48-Fiber, Low Smoke Zero Halogen B2ca | CommScope® | SYSTIMAX InstaPATCH® 360 |  | Ruggedized fanout |  | Discontinued
FGVMPMPAF |  | Base Product | OM5 MPO (Unpinned) to MPO (Unpinned), InstaPATCH® 360 Pre-terminated Trunk Cable, 24-Fiber, Plenum | CommScope® | SYSTIMAX InstaPATCH® 360 |  | Fiber trunk cable assembly
U3XRZRZ8L |  | Base Product | Ultra Low Loss (ULL) OM4 MPO16 APC (Pinned) to MPO16 APC (Pinned), Fiber Trunk Cable Assembly, 96-Fiber, LSZH B2ca | CommScope® | Propel ¦ SYSTIMAX ULL |  | Fiber trunk cable assembly
U3VQVQZTU |  | Base Product | Ultra Low Loss (ULL) OM5 MPO8 APC (Non-Pinned) to MPO8 APC (Pinned), Fiber Trunk Cable Assembly, 64-Fiber, LSZH B2ca | CommScope® | Propel ¦ SYSTIMAX ULL |  | Fiber trunk cable assembly
UJVQVUCTR |  | Base Product | Ultra Low Loss (ULL) OM5 MPO APC (Non-Pinned) to Unconnectorized, Fiber Trunk Cable Assembly, 16-Fiber, Dual Rated (OFNR/LSZH) | CommScope® | Propel ¦ SYSTIMAX ULL |  | Fiber trunk cable assembly
UJXRZRZ8H |  | Base Product | Ultra Low Loss (ULL) OM4 MPO16 APC (Pinned) to MPO16 APC (Pinned), Fiber Trunk Cable Assembly, 48-Fiber, Dual Rated (OFNR/LSZH) | CommScope® | Propel ¦ SYSTIMAX ULL |  | Fiber trunk cable assembly
UJVQVUCTS |  | Base Product | Ultra Low Loss (ULL) OM5 MPO APC (Non-Pinned) to Unconnectorized, Fiber Trunk Cable Assembly, 32-Fiber, Dual Rated (OFNR/LSZH) | CommScope® | Propel ¦ SYSTIMAX ULL |  | Fiber trunk cable assembly
UGVQZUCTS |  | Base Product | Ultra Low Loss (ULL) OM5 MPO8 APC (Pinned) to Unconnectorized, Fiber Trunk Cable Assembly, 32-Fiber, Plenum | CommScope® | Propel ¦ SYSTIMAX ULL |  | Fiber trunk cable assembly
UQVRZUC7R |  | Base Product | Ultra Low Loss (ULL) OM5 MPO16 APC (Pinned) to Unconnectorized, Fiber Array Cable Assembly, 16-Fiber, Plenum | CommScope® | Propel ¦ SYSTIMAX ULL |  | Fiber array cable assembly
UJXQVQZTS |  | Base Product | Ultra Low Loss (ULL) OM4 MPO APC (Pinned) to MPO APC (unPinned), Fiber Trunk Cable Assembly, 32-Fiber, Dual Rated (OFNR/LSZH) | CommScope® | Propel ¦ SYSTIMAX ULL |  | Fiber trunk cable assembly
UJXRZRZ8N |  | Base Product | Ultra Low Loss (ULL) OM4 MPO16 APC (Pinned) to MPO16 APC (Pinned), Fiber Trunk Cable Assembly, 192-Fiber, Dual Rated (OFNR/LSZH) | CommScope® | Propel ¦ SYSTIMAX ULL |  | Fiber trunk cable assembly
UGXQZQZT8 |  | Base Product | Ultra Low Loss (ULL) OM4 MPO8 APC (Pinned) to MPO8 APC (Pinned), Fiber Trunk Cable Assembly, 8-Fiber, Plenum | CommScope® | Propel ¦ SYSTIMAX ULL |  | Fiber trunk cable assembly
UGXRZUC8R |  | Base Product | Ultra Low Loss (ULL) OM4 MPO16 APC (Pinned) to Unconnectorized, Fiber Trunk Cable Assembly, 16-Fiber, Plenum | CommScope® | Propel ¦ SYSTIMAX ULL |  | Fiber trunk cable assembly
UGVRZRZ8M |  | Base Product | Ultra Low Loss (ULL) OM5 MPO16 APC (Pinned) to MPO16 APC (Pinned), Fiber Trunk Cable Assembly, 144-Fiber, Plenum | CommScope® | Propel ¦ SYSTIMAX ULL |  | Fiber trunk cable assembly
UGXQZQZTK |  | Base Product | Ultra Low Loss (ULL) OM4 MPO8 APC (Pinned) to MPO8 APC (Pinned), Fiber Trunk Cable Assembly, 72-Fiber, Plenum | CommScope® | Propel ¦ SYSTIMAX ULL |  | Fiber trunk cable assembly
UQXQVQZF8 |  | Base Product | Ultra Low Loss (ULL) OM4 MPO8 APC (Non-Pinned) to MPO8 APC (Pinned), Fiber Trunk Cable Assembly, 8-Fiber, Plenum | CommScope® | Propel ¦ SYSTIMAX ULL |  | Fiber array cable assembly
UGGRXUC8S |  | Base Product | Ultra Low Loss (ULL) Singlemode G.657.A2 MPO16 (Pinned) to Unconnectorized, Fiber Trunk Cable Assembly, 32-Fiber, Plenum | CommScope® | Propel ¦ SYSTIMAX ULL |  | Fiber trunk cable assembly
U3XQZUCTU |  | Base Product | Ultra Low Loss (ULL) OM4 MPO8 APC (Pinned) to Unconnectorized, Fiber Trunk Cable Assembly, 64-Fiber, LSZH B2ca | CommScope® | Propel ¦ SYSTIMAX ULL |  | Fiber trunk cable assembly
UGVQVQZT8 |  | Base Product | Ultra Low Loss (ULL) OM5 MPO8 APC (Non-Pinned) to MPO8 APC (Pinned), Fiber Trunk Cable Assembly, 8-Fiber, Plenum | CommScope® | Propel ¦ SYSTIMAX ULL |  | Fiber trunk cable assembly
UJGRXRX8Q |  | Base Product | Ultra Low Loss (ULL) Singlemode G.657.A2 MPO16 (Pinned) to MPO16 (Pinned), Fiber Trunk Cable Assembly, 128-Fiber, Dual Rated (OFNR/LSZH) | CommScope® | Propel ¦ SYSTIMAX ULL |  | Fiber trunk cable assembly
UGVQVQZTL |  | Base Product | Ultra Low Loss (ULL) OM5 MPO8 APC (Non-Pinned) to MPO8 APC (Pinned), Fiber Trunk Cable Assembly, 96-Fiber, Plenum | CommScope® | Propel ¦ SYSTIMAX ULL |  | Fiber trunk cable assembly
UQG2DMPAH |  | Base Product | Ultra Low Loss (ULL) Singlemode G.657.A2, 3X4, MPO24 (Non-Pinned - QSFP-DD) to MPO12 (Non-Pinned), 48-Fiber, Conversion Array,Plenum | CommScope® | Propel ¦ SYSTIMAX ULL |  | Fiber conversion array cable assembly
UQX2XRVBH |  | Base Product | Ultra Low Loss (ULL) OM4, 2X3, MPO24 (Pinned) to MPO16 Multimode APC (Non-Pinned), 48-Fiber, Conversion Array, Plenum | CommScope® | Propel ¦ SYSTIMAX ULL |  | Fiber conversion array cable assembly
UQX2DQP7R |  | Base Product | Ultra Low Loss (ULL) OM4, 1X2, MPO24 (Non-Pinned - QSFP-DD) to MPO8 (Non-Pinned), 16-Fiber, Conversion Array, LSZH | CommScope® | Propel ¦ SYSTIMAX ULL |  | Fiber conversion array cable assembly
UQXRZQP7R |  | Base Product | Ultra Low Loss (ULL) OM4, 1X2, MPO16 Multimode APC (Pinned) to MPO8 Multimode APC (Non-Pinned), 16-Fiber, Conversion Array, LSZH | CommScope® | Propel ¦ SYSTIMAX ULL |  | Fiber conversion array cable assembly
URVRZQV7R |  | Base Product | Ultra Low Loss (ULL) OM5, 1X2, MPO16 Multimode APC (Pinned) to MPO8 Multimode APC (Non-Pinned), 16-Fiber, Conversion Array, LSZH | CommScope® | Propel ¦ SYSTIMAX ULL |  | Fiber conversion array cable assembly
URX2X2EBH |  | Base Product | Ultra Low Loss (ULL) OM4, 2X3, MPO24 (Pinned) to MPO24 (Non-Pinned-QSFP), 48-Fiber, Conversion Array, LSZH | CommScope® | Propel ¦ SYSTIMAX ULL |  | Fiber conversion array cable assembly
UQGRPMXAH |  | Base Product | Ultra Low Loss (ULL) Singlemode G.657.A2, 3X4, MPO16 (Non-Pinned) to MPO12 (Pinned), 48-Fiber, Conversion Array, Plenum | CommScope® | Propel ¦ SYSTIMAX ULL |  | Fiber conversion array cable assembly
URG2X2EBH |  | Base Product | Ultra Low Loss (ULL) Singlemode G.657.A2, 2X3, MPO24 (Pinned) to MPO24 (Non-Pinned-QSFP), 48-Fiber, Conversion Array, LSZH | CommScope® | Propel ¦ SYSTIMAX ULL |  | Fiber conversion array cable assembly
UQVRVQP7R |  | Base Product | Ultra Low Loss (ULL) OM5, 1X2, MPO16 Multimode APC (Non-Pinned) to MPO8 (Non-Pinned), 16-Fiber, Conversion Array, Plenum | CommScope® | Propel ¦ SYSTIMAX ULL |  | Fiber conversion array cable assembly
UQG2P2DBH |  | Base Product | Ultra Low Loss (ULL) Singlemode G.657.A2, 2X3, MPO24 (Non-Pinned) to MPO24 (Non-Pinned-QSFP-DD), 48-Fiber, Conversion Array, Plenum | CommScope® | Propel ¦ SYSTIMAX ULL |  | Fiber conversion array cable assembly
UQX2X2DBH |  | Base Product | Ultra Low Loss (ULL) OM4, 2X3, MPO24 (Pinned) to MPO24 (Non-Pinned-QSFP-DD), 48-Fiber, Conversion Array, Plenum | CommScope® | Propel ¦ SYSTIMAX ULL |  | Fiber conversion array cable assembly
UQV2DQP7R |  | Base Product | Ultra Low Loss (ULL) OM5 ,1X2, MPO24 (Non-Pinned - QSFP-DD) to MPO8 (Non-Pinned), 16-Fiber, Conversion Array, Plenum | CommScope® | Propel ¦ SYSTIMAX ULL |  | Fiber conversion array cable assembly
UQV2EMPAH |  | Base Product | Ultra Low Loss (ULL) OM5, 3X4, MPO24 (Non-Pinned - QSFP) to MPO12 (Non-Pinned), 48-Fiber, Conversion Array, LSZH | CommScope® | Propel ¦ SYSTIMAX ULL |  | Fiber conversion array cable assembly
UQG2X2DBH |  | Base Product | Ultra Low Loss (ULL) Singlemode G.657.A2 , 2X3, MPO24 (Non-Pinned) to MPO24 (Non-Pinned-QSFP-DD), 48-Fiber, Conversion Array, Plenum | CommScope® | Propel ¦ SYSTIMAX ULL |  | Fiber conversion array cable assembly
FHXMPMXAD |  | Base Product | OM4 MPO (Unpinned) to MPO (Pinned), InstaPATCH® 360 Armored Pre-terminated Trunk Cable, 12-Fiber, Plenum | CommScope® | SYSTIMAX InstaPATCH® 360 |  | Fiber trunk cable assembly |  | Discontinued
FHZMPMXAD |  | Base Product | OM3 MPO (Unpinned) to MPO (Pinned), InstaPATCH® 360 Armored Pre-terminated Trunk Cable, 12-Fiber, Plenum | CommScope® | SYSTIMAX InstaPATCH® 360 |  | Fiber trunk cable assembly |  | Discontinued
FJWMPMPAH |  | Base Product | Singlemode MPO (Unpinned) to MPO (Unpinned), InstaPATCH® 360 Pre-terminated Trunk Cable, 48-Fiber, Low Smoke Zero Halogen | CommScope® | SYSTIMAX InstaPATCH® 360 |  | Fiber trunk cable assembly
FJWMPMPAK |  | Base Product | Singlemode MPO (Unpinned) to MPO (Unpinned), InstaPATCH® 360 Pre-terminated Trunk Cable, 72-Fiber, Low Smoke Zero Halogen | CommScope® | SYSTIMAX InstaPATCH® 360 |  | Fiber trunk cable assembly
FJWMPMXAF |  | Base Product | Singlemode MPO (Unpinned) to MPO (Pinned), InstaPATCH® 360 Pre-terminated Trunk Cable, 24-Fiber, Low Smoke Zero Halogen | CommScope® | SYSTIMAX InstaPATCH® 360 |  | Fiber trunk cable assembly
FJXMPMPAD |  | Base Product | OM4 MPO (Unpinned) to MPO (Unpinned), InstaPATCH® 360 Pre-terminated Trunk Cable, 12-Fiber, Low Smoke Zero Halogen | CommScope® | SYSTIMAX InstaPATCH® 360 |  | Fiber trunk cable assembly
FJXMPMPDG |  | Base Product | OM4 MPO (Unpinned) to MPO (Unpinned), InstaPATCH® 360 Pre-terminated Indoor/Outdoor Trunk Cable, 36-Fiber, Low Smoke Zero Halogen | CommScope® | SYSTIMAX InstaPATCH® 360 |  | Fiber trunk cable assembly
FJXMPMPAG |  | Base Product | OM4 MPO (Unpinned) to MPO (Unpinned), InstaPATCH® 360 Pre-terminated Trunk Cable, 36-Fiber, Low Smoke Zero Halogen | CommScope® | SYSTIMAX InstaPATCH® 360 |  | Fiber trunk cable assembly
FJZMPMXAG |  | Base Product | LazrSPEED® 300 MPO (Unpinned) to MPO (Pinned), InstaPATCH® 360 Pre-terminated Extension Cable, 36-Fiber, LSZH | CommScope® | SYSTIMAX InstaPATCH® 360 |  | Fiber trunk cable assembly
FJXMPMXAD |  | Base Product | OM4 MPO (Unpinned) to MPO (Pinned), InstaPATCH® 360 Pre-terminated Trunk Cable, 12-Fiber, Low Smoke Zero Halogen | CommScope® | SYSTIMAX InstaPATCH® 360 |  | Fiber trunk cable assembly
FKWMPMPAD |  | Base Product | Singlemode MPO (Unpinned) to MPO (Unpinned), InstaPATCH® 360 Armored Pre-terminated Trunk Cable, 12-Fiber, Low Smoke Zero Halogen | CommScope® | SYSTIMAX InstaPATCH® 360 |  | Fiber trunk cable assembly
FKXMPMPAD |  | Base Product | OM4 MPO (Unpinned) to MPO (Unpinned), InstaPATCH® 360 Armored Pre-terminated Trunk Cable, 12-Fiber, Low Smoke Zero Halogen | CommScope® | SYSTIMAX InstaPATCH® 360 |  | Fiber trunk cable assembly |  | Discontinued
FKZMPMPAF |  | Base Product | OM3 MPO (Unpinned) to MPO (Unpinned), InstaPATCH® 360 Armored Pre-terminated Trunk Cable, 24-Fiber, Low Smoke Zero Halogen | CommScope® | SYSTIMAX InstaPATCH® 360 |  | Fiber trunk cable assembly |  | Discontinued
FKXMPMXAK |  | Base Product | OM4 MPO (Unpinned) to MPO (Pinned), InstaPATCH® 360 Armored Pre-terminated Trunk Cable, 72-Fiber, Low Smoke Zero Halogen | CommScope® | SYSTIMAX InstaPATCH® 360 |  | Fiber trunk cable assembly |  | Discontinued
FLWMPSCAF |  | Base Product | Singlemode MPO (Unpinned) to SC/UPC, InstaPATCH® 360 Ruggedized Fanout Cable, 24-Fiber, Plenum | CommScope® | SYSTIMAX InstaPATCH® 360 |  | Ruggedized fanout
FLXMPSCAK |  | Base Product | OM4 MPO (Unpinned) to SC/UPC, InstaPATCH® 360 Ruggedized Fanout Cable, 72-Fiber, Plenum | CommScope® | SYSTIMAX InstaPATCH® 360 |  | Ruggedized fanout
FLXMPLCAH |  | Base Product | OM4 MPO (Unpinned) to LC/UPC, InstaPATCH® 360 Ruggedized Fanout Cable, 48-Fiber, Plenum | CommScope® | SYSTIMAX InstaPATCH® 360 |  | Ruggedized fanout
FLXMXSCAH |  | Base Product | LazrSPEED® 550 MPO (Pinned) to SC/UPC, InstaPATCH® 360 Ruggedized Fanout Cable, 48-Fiber, Plenum | CommScope® | SYSTIMAX InstaPATCH® 360 |  | Ruggedized fanout
FLZMPSCAF |  | Base Product | OM3 MPO (Unpinned) to SC/UPC, InstaPATCH® 360 Ruggedized Fanout Cable, 24-Fiber, Plenum | CommScope® | SYSTIMAX InstaPATCH® 360 |  | Ruggedized fanout
FLZMXLCAK |  | Base Product | OM3 MPO (Pinned) to LC/UPC, InstaPATCH® 360 Ruggedized Fanout Cable, 72-Fiber, Plenum | CommScope® | SYSTIMAX InstaPATCH® 360 |  | Ruggedized fanout
FLZMPLCAH |  | Base Product | OM3 MPO (Unpinned) to LC/UPC, InstaPATCH® 360 Ruggedized Fanout Cable, 48-Fiber, Plenum | CommScope® | SYSTIMAX InstaPATCH® 360 |  | Ruggedized fanout
FNWMPLCAK |  | Base Product | Singlemode MPO (Unpinned) to LC/UPC, InstaPATCH® 360 Ruggedized Fanout Cable, 72-Fiber, Low Smoke Zero Halogen | CommScope® | SYSTIMAX InstaPATCH® 360 |  | Ruggedized fanout
FNWMXLCAK |  | Base Product | Singlemode MPO (Pinned) to LC/UPC, InstaPATCH® 360 Ruggedized Fanout Cable, 72-Fiber, Low Smoke Zero Halogen | CommScope® | SYSTIMAX InstaPATCH® 360 |  | Ruggedized fanout
FNXMPLCAF |  | Base Product | OM4 MPO (Unpinned) to LC/UPC, InstaPATCH® 360 Ruggedized Fanout Cable, 24-Fiber, Low Smoke Zero Halogen | CommScope® | SYSTIMAX InstaPATCH® 360 |  | Ruggedized fanout
FNZMPSCAG |  | Base Product | OM3 MPO (Unpinned) to SC/UPC, InstaPATCH® 360 Ruggedized Fanout Cable, 36-Fiber, Low Smoke Zero Halogen | CommScope® | SYSTIMAX InstaPATCH® 360 |  | Ruggedized fanout
FNZMPLCAG |  | Base Product | OM3 MPO (Unpinned) to LC/UPC, InstaPATCH® 360 Ruggedized Fanout Cable, 36-Fiber, Low Smoke Zero Halogen | CommScope® | SYSTIMAX InstaPATCH® 360 |  | Ruggedized fanout
760244869 | MDB-H08YQQ00028KSG7K2L MPO8F-SC | Variant | Multi Distribution Break Out Cable Singlemode MPO/8 equipment unpinned to SC/APC, 8 fibers, LSZH, 28 meters |  |  |  | Fiber array cable assembly
760244867 | MDB-H08YQQ00024KSG7K2L MPO8F-SC | Variant | Multi Distribution Break Out Cable Singlemode MPO/8 equipment unpinned to SC/APC, 8 fibers, LSZH, 24 meters |  |  |  | Fiber array cable assembly
UNGMXLCAD |  | Base Product | Ultra Low Loss ULL TeraSPEED® Singlemode MPO (Pinned) to LC/UPC Ruggedized Fanout Cable, Ultra Low Loss, 12-Fiber, LSZH | CommScope® | SYSTIMAX InstaPATCH® 360 ¦ SYSTIMAX ULL |  | Ruggedized fanout
UHXQXQXTF |  | Base Product | Ultra Low Loss (ULL) OM4 MPO8 UPC (pinned) to MPO8 UPC (pinned) Fiber Trunk Cable Assembly, 24-Fiber, Armored Indoor Plenum | CommScope® | Propel ¦ SYSTIMAX ULL |  | Fiber trunk cable assembly
U3VQZQZTH |  | Base Product | Ultra Low Loss (ULL) OM5 MPO8 APC (Pinned) to MPO8 APC (Pinned), Fiber Trunk Cable Assembly, 48-Fiber, LSZH B2ca | CommScope® | Propel ¦ SYSTIMAX ULL |  | Fiber trunk cable assembly
U3XQVQZTL |  | Base Product | Ultra Low Loss (ULL) OM4 MPO8 APC (Non-Pinned) to MPO8 APC (Pinned), Fiber Trunk Cable Assembly, 96-Fiber, LSZH B2ca | CommScope® | Propel ¦ SYSTIMAX ULL |  | Fiber trunk cable assembly
UJXQVUCTM |  | Base Product | Ultra Low Loss (ULL) OM4 MPO APC (Non-Pinned) to Unconnectorized, Fiber Trunk Cable Assembly, 144-Fiber, Dual Rated (OFNR/LSZH) | CommScope® | Propel ¦ SYSTIMAX ULL |  | Fiber trunk cable assembly
UJGRXUC8N |  | Base Product | Ultra Low Loss (ULL) Singlemode G.657.A2 MPO16 (Pinned) to Unconnectorized, Fiber Trunk Cable Assembly, 192-Fiber, Dual Rated (OFNR/LSZH) | CommScope® | Propel ¦ SYSTIMAX ULL |  | Fiber trunk cable assembly
UGXQZUCT8 |  | Base Product | Ultra Low Loss (ULL) OM4 MPO8 APC (Pinned) to Unconnectorized, Fiber Trunk Cable Assembly, 8-Fiber, Plenum | CommScope® | Propel ¦ SYSTIMAX ULL |  | Fiber trunk cable assembly
URGRPLU7R |  | Base Product | Ultra Low Loss (ULL) Singlemode G.657.A2 MPO16 (Non-Pinned) to LC Uniboot, Fiber Array Cable Assembly, 16-Fiber, Dual Rated (OFNR/LSZH) | CommScope® | Propel ¦ SYSTIMAX ULL |  | Fiber array cable assembly
URGRPRP7R |  | Base Product | Ultra Low Loss (ULL) Singlemode G.657.A2 MPO16 (Non-Pinned) to MPO16 (Non-Pinned), Fiber Array Cable Assembly, 16-Fiber, Dual Rated (OFNR/LSZH) | CommScope® | Propel ¦ SYSTIMAX ULL |  | Fiber array cable assembly
UJXQVUCTR |  | Base Product | Ultra Low Loss (ULL) OM4 MPO APC (Non-Pinned) to Unconnectorized, Fiber Trunk Cable Assembly, 16-Fiber, Dual Rated (OFNR/LSZH) | CommScope® | Propel ¦ SYSTIMAX ULL |  | Fiber trunk cable assembly
U3VQZQZTN |  | Base Product | Ultra Low Loss (ULL) OM5 MPO8 APC (Pinned) to MPO8 APC (Pinned), Fiber Trunk Cable Assembly, 192-Fiber, LSZH B2ca | CommScope® | Propel ¦ SYSTIMAX ULL |  | Fiber trunk cable assembly
UJXQVUCTS |  | Base Product | Ultra Low Loss (ULL) OM4 MPO APC (Non-Pinned) to Unconnectorized, Fiber Trunk Cable Assembly, 32-Fiber, Dual Rated (OFNR/LSZH) | CommScope® | Propel ¦ SYSTIMAX ULL |  | Fiber trunk cable assembly
UJXQVUCTU |  | Base Product | Ultra Low Loss (ULL) OM4 MPO APC (Non-Pinned) to Unconnectorized, Fiber Trunk Cable Assembly, 64-Fiber, Dual Rated (OFNR/LSZH) | CommScope® | Propel ¦ SYSTIMAX ULL |  | Fiber trunk cable assembly
UQGRPRP7R |  | Base Product | Ultra Low Loss (ULL) Singlemode G.657.A2 MPO16 (Non-Pinned) to MPO16 (Non-Pinned), Fiber Array Cable Assembly, 16-Fiber, Plenum | CommScope® | Propel ¦ SYSTIMAX ULL |  | Fiber array cable assembly
U3VQZQZTU |  | Base Product | Ultra Low Loss (ULL) OM5 MPO8 APC (Pinned) to MPO8 APC (Pinned), Fiber Trunk Cable Assembly, 64-Fiber, LSZH B2ca | CommScope® | Propel ¦ SYSTIMAX ULL |  | Fiber trunk cable assembly
UJGRXUC8U |  | Base Product | Ultra Low Loss (ULL) Singlemode G.657.A2 MPO16 (Pinned) to Unconnectorized, Fiber Trunk Cable Assembly, 64-Fiber, Dual Rated (OFNR/LSZH) | CommScope® | Propel ¦ SYSTIMAX ULL |  | Fiber trunk cable assembly
U3GRXUC8H |  | Base Product | Ultra Low Loss (ULL) Singlemode G.657.A2 MPO16 (Pinned) to Unconnectorized, Fiber Trunk Cable Assembly, 48-Fiber, LSZH B2ca | CommScope® | Propel ¦ SYSTIMAX ULL |  | Fiber trunk cable assembly
UJXQZQZTH |  | Base Product | Ultra Low Loss (ULL) OM4 MPO APC (Pinned) to MPO APC (Pinned), Fiber Trunk Cable Assembly, 48-Fiber, Dual Rated (OFNR/LSZH) | CommScope® | Propel ¦ SYSTIMAX ULL |  | Fiber trunk cable assembly
UJVRZRZ8L |  | Base Product | Ultra Low Loss (ULL) OM5 MPO16 (Pinned) to MPO16 (Pinned), Fiber Trunk Cable Assembly, 96-Fiber, Dual Rated (OFNR/LSZH) | CommScope® | Propel ¦ SYSTIMAX ULL |  | Fiber trunk cable assembly
UJVQVQZTH |  | Base Product | Ultra Low Loss (ULL) OM5 MPO APC (Non-Pinned) to MPO APC (Pinned), Fiber Trunk Cable Assembly, 48-Fiber, Dual Rated (OFNR/LSZH) | CommScope® | Propel ¦ SYSTIMAX ULL |  | Fiber trunk cable assembly
UQGRXLU7R |  | Base Product | Ultra Low Loss (ULL) Singlemode G.657.A2 MPO16 UPC (Pinned) to LC Uniboot UPC, Fiber Array Cable Assembly, 16-Fiber, Plenum | CommScope® | Propel ¦ SYSTIMAX ULL |  | Fiber array cable assembly
URVQVQZF8 |  | Base Product | Ultra Low Loss (ULL) OM5 MPO APC (Non-Pinned) to MPO APC (Pinned), Fiber Trunk Cable Assembly, 8-Fiber, Dual Rated (OFNR/LSZH) | CommScope® | Propel ¦ SYSTIMAX ULL |  | Fiber array cable assembly
U3VQZUCTR |  | Base Product | Ultra Low Loss (ULL) OM5 MPO8 APC (Pinned) to Unconnectorized, Fiber Trunk Cable Assembly, 16-Fiber, LSZH B2ca | CommScope® | Propel ¦ SYSTIMAX ULL |  | Fiber trunk cable assembly
UGXRZRZ8L |  | Base Product | Ultra Low Loss (ULL) OM4 MPO16 APC (Pinned) to MPO16 APC (Pinned), Fiber Trunk Cable Assembly, 96-Fiber, Plenum | CommScope® | Propel ¦ SYSTIMAX ULL |  | Fiber trunk cable assembly
U3XQVUCTU |  | Base Product | Ultra Low Loss (ULL) OM4 MPO8 APC (Non-Pinned) to Unconnectorized, Fiber Trunk Cable Assembly, 64-Fiber, LSZH B2ca | CommScope® | Propel ¦ SYSTIMAX ULL |  | Fiber trunk cable assembly
U3GRXUC8R |  | Base Product | Ultra Low Loss (ULL) Singlemode G.657.A2 MPO16 (Pinned) to Unconnectorized, Fiber Trunk Cable Assembly, 16-Fiber, LSZH B2ca | CommScope® | Propel ¦ SYSTIMAX ULL |  | Fiber trunk cable assembly
UJXQZQZTN |  | Base Product | Ultra Low Loss (ULL) OM4 MPO APC (Pinned) to MPO APC (Pinned), Fiber Trunk Cable Assembly, 192-Fiber, Dual Rated (OFNR/LSZH) | CommScope® | Propel ¦ SYSTIMAX ULL |  | Fiber trunk cable assembly
UQGRXSN7R |  | Base Product | Ultra Low Loss (ULL) Singlemode G.657.A2 MPO16 (Pinned) to SN, Fiber Array Cable Assembly, 16-Fiber, Dual Rated (OFNR/LSZH) | CommScope® | Propel ¦ SYSTIMAX ULL |  | Fiber array cable assembly
UJVQVQZTU |  | Base Product | Ultra Low Loss (ULL) OM5 MPO APC (Non-Pinned) to MPO APC (Pinned), Fiber Trunk Cable Assembly, 64-Fiber, Dual Rated (OFNR/LSZH) | CommScope® | Propel ¦ SYSTIMAX ULL |  | Fiber trunk cable assembly
UGGRXRX8L |  | Base Product | Ultra Low Loss (ULL) Singlemode G.657.A2 MPO16 (Pinned) to MPO16 (Pinned), Fiber Trunk Cable Assembly, 96-Fiber, Plenum | CommScope® | Propel ¦ SYSTIMAX ULL |  | Fiber trunk cable assembly
U3XQZQZTK |  | Base Product | Ultra Low Loss (ULL) OM4 MPO8 APC (Pinned) to MPO8 APC (Pinned), Fiber Trunk Cable Assembly, 72-Fiber, LSZH B2ca | CommScope® | Propel ¦ SYSTIMAX ULL |  | Fiber trunk cable assembly
UQVQVLUF8 |  | Base Product | Ultra Low Loss (ULL) OM5 MPO APC (Non-Pinned) to LC/UPC Uniboot, Fiber Array Cable Assembly, 8-Fiber, Plenum | CommScope® | Propel ¦ SYSTIMAX ULL |  | Fiber array cable assembly
UGXRZRZ8R |  | Base Product | Ultra Low Loss (ULL) OM4 MPO16 APC (Pinned) to MPO16 APC (Pinned), Fiber Array Cable Assembly, 16-Fiber, Plenum | CommScope® | Propel ¦ SYSTIMAX ULL |  | Fiber array cable assembly
UQVQVQVF8 |  | Base Product | Ultra Low Loss (ULL) OM5 MPO APC (Non-Pinned) to MPO APC (Non-Pinned), Fiber Trunk Cable Assembly, 8-Fiber, Plenum | CommScope® | Propel ¦ SYSTIMAX ULL |  | Fiber array cable assembly
UGGRXRX8N |  | Base Product | Ultra Low Loss (ULL) Singlemode G.657.A2 MPO16 (Pinned) to MPO16 (Pinned), Fiber Trunk Cable Assembly, 192-Fiber, Plenum | CommScope® | Propel ¦ SYSTIMAX ULL |  | Fiber trunk cable assembly
URVRVRV7R |  | Base Product | Ultra Low Loss (ULL) OM5 MPO16 APC (Non-Pinned) to MPO16 APC (Non-Pinned), Fiber Array Cable Assembly, 16-Fiber, Dual Rated (OFNR/LSZH) | CommScope® | Propel ¦ SYSTIMAX ULL |  | Fiber array cable assembly
UJVRZUC8R |  | Base Product | Ultra Low Loss (ULL) OM5 MPO16 (Pinned) to Unconnectorized, Fiber Trunk Cable Assembly, 16-Fiber, Dual Rated (OFNR/LSZH) | CommScope® | Propel ¦ SYSTIMAX ULL |  | Fiber trunk cable assembly
UGVQZQZTU |  | Base Product | Ultra Low Loss (ULL) OM5 MPO8 APC (Pinned) to MPO8 APC (Pinned), Fiber Trunk Cable Assembly, 64-Fiber, Plenum | CommScope® | Propel ¦ SYSTIMAX ULL |  | Fiber trunk cable assembly
UGGRXRX8R |  | Base Product | Ultra Low Loss (ULL) Singlemode G.657.A2 MPO16 (Pinned) to MPO16 (Pinned), Fiber Trunk Cable Assembly, 16-Fiber, Plenum | CommScope® | Propel ¦ SYSTIMAX ULL |  | Fiber trunk cable assembly
UQVQZQZF8 |  | Base Product | Ultra Low Loss (ULL) OM5 MPO APC (Pinned) to MPO APC (Pinned), Fiber Trunk Cable Assembly, 8-Fiber, Plenum | CommScope® | Propel ¦ SYSTIMAX ULL |  | Fiber array cable assembly
UGVQZUCTH |  | Base Product | Ultra Low Loss (ULL) OM5 MPO8 APC (Pinned) to Unconnectorized, Fiber Trunk Cable Assembly, 48-Fiber, Plenum | CommScope® | Propel ¦ SYSTIMAX ULL |  | Fiber trunk cable assembly
UQVRVLU7R |  | Base Product | Ultra Low Loss (ULL) OM5 MPO16 APC (Non-Pinned) to LC Uniboot, Fiber Array Cable Assembly, 16-Fiber, Plenum | CommScope® | Propel ¦ SYSTIMAX ULL |  | Fiber array cable assembly
U3VQVQZTS |  | Base Product | Ultra Low Loss (ULL) OM5 MPO8 APC (Non-Pinned) to MPO8 APC (Pinned), Fiber Trunk Cable Assembly, 32-Fiber, LSZH B2ca | CommScope® | Propel ¦ SYSTIMAX ULL |  | Fiber trunk cable assembly
UGVQZUCTK |  | Base Product | Ultra Low Loss (ULL) OM5 MPO8 APC (Pinned) to Unconnectorized, Fiber Trunk Cable Assembly, 72-Fiber, Plenum | CommScope® | Propel ¦ SYSTIMAX ULL |  | Fiber trunk cable assembly
UHXMPMXAF |  | Base Product | Ultra Low Loss (ULL) Multimode OM4 MPO12 (Unpinned) to MPO12 (Pinned), Armored Pre-terminated Trunk Cable, 24-Fiber, Plenum | CommScope® | SYSTIMAX ULL |  | Fiber trunk cable assembly
UHXMPMXAG |  | Base Product | Ultra Low Loss (ULL) Multimode OM4 MPO12 (Unpinned) to MPO12 (Pinned), Armored Pre-terminated Trunk Cable, 36-Fiber, Plenum | CommScope® | SYSTIMAX ULL |  | Fiber trunk cable assembly
UHXMPMXAM |  | Base Product | Ultra Low Loss (ULL) Multimode OM4 MPO12 (Unpinned) to MPO12 (Pinned), Armored Pre-terminated Trunk Cable, 144-Fiber, Plenum | CommScope® | SYSTIMAX ULL |  | Fiber trunk cable assembly
UHVMPMXAG |  | Base Product | Ultra Low Loss (ULL) Multimode OM5 MPO12 (Unpinned) to MPO12 (Pinned), Armored Pre-terminated Trunk Cable, 36-Fiber, Plenum | CommScope® | SYSTIMAX ULL |  | Fiber trunk cable assembly
UHVMPMXAK |  | Base Product | Ultra Low Loss (ULL) Multimode OM5 MPO12 (Unpinned) to MPO12 (Pinned), Armored Pre-terminated Trunk Cable, 72-Fiber, Plenum | CommScope® | SYSTIMAX ULL |  | Fiber trunk cable assembly
UHGMXMXAM |  | Base Product | Ultra Low Loss (ULL) Singlemode MPO12 (Pinned) to MPO12 (Pinned), Armored Pre-terminated Trunk Cable, 144-Fiber, Plenum | CommScope® | SYSTIMAX InstaPATCH® 360 |  | Fiber trunk cable assembly |  | Discontinued
UHGMPMXAD |  | Base Product | Ultra Low Loss (ULL) Singlemode MPO12 (Unpinned) to MPO12 (Pinned), Armored Pre-terminated Trunk Cable, 12-Fiber, Plenum | CommScope® | SYSTIMAX InstaPATCH® 360 |  | Fiber trunk cable assembly
UKXMXMXAH |  | Base Product | Ultra Low Loss (ULL) Multimode OM4 MPO12 (Pinned) to MPO12 (Pinned), Armored Pre-terminated Trunk Cable, 48-Fiber, Low Smoke Zero Halogen (LSZH) | CommScope® | SYSTIMAX ULL |  | Fiber trunk cable assembly |  | Discontinued
UKXMXMXAM |  | Base Product | Ultra Low Loss (ULL) Multimode OM4 MPO12 (Pinned) to MPO12 (Pinned), Armored Pre-terminated Trunk Cable, 144-Fiber, Low Smoke Zero Halogen (LSZH) | CommScope® | SYSTIMAX ULL |  | Fiber trunk cable assembly |  | Discontinued
UKXMXUCAM |  | Base Product | Ultra Low Loss (ULL) Multimode OM4 MPO12 (Pinned) to Unconnectorized, Armored Pre-terminated Trunk Cable, 144-Fiber, Low Smoke Zero Halogen (LSZH) | CommScope® | SYSTIMAX ULL |  | Fiber trunk cable assembly
UKGMXMXAK |  | Base Product | Ultra Low Loss (ULL) Singlemode MPO12 (Pinned) to MPO12 (Pinned), Armored Pre-terminated Trunk Cable, 72-Fiber, Low Smoke Zero Halogen (LSZH) | CommScope® | SYSTIMAX ULL |  | Fiber trunk cable assembly |  | Discontinued
UKGMXUCAG |  | Base Product | Ultra Low Loss (ULL) Singlemode MPO12 (Pinned) to Unconnectorized, Armored Pre-terminated Trunk Cable, 36-Fiber, Low Smoke Zero Halogen (LSZH) | CommScope® | SYSTIMAX ULL |  | Fiber trunk cable assembly
UKGMPMXAH |  | Base Product | Ultra Low Loss (ULL) Singlemode MPO12 (Unpinned) to MPO12 (Pinned), Armored Pre-terminated Trunk Cable, 48-Fiber, Low Smoke Zero Halogen (LSZH) | CommScope® | SYSTIMAX ULL |  | Fiber trunk cable assembly |  | Discontinued
U3VQXQXQR |  | Base Product | Ultra Low Loss (ULL) OM5 MPO8 QSFP (Pinned) to MPO8 QSFP (Pinned), Fiber Trunk Cable Assembly, 16-Fiber, Low Smoke Zero Halogen (LSZH) | CommScope® | SYSTIMAX ULL |  | Fiber trunk cable assembly |  | Discontinued
1-2105028-8 |  | Variant of 2105028 | Fiber Optic Patch Cord, OS2, LC/LC duplex, 1.8 mm LSZH & OFNR, 18 m, yellow | CommScope® |  | 210 | Fiber patch cord ¦ duplex
300001761229 | FPCTY-SPSC/PLC-P-4M | Variant of FPCTY | Fiber Optic Patch Cord, Duplex, Singlemode, SC/UPC to LC/UPC, yellow, 4 m |  |  | FPCTY | Fiber patch cord ¦ duplex
300100108487 | FPCRD-SPSC/PLC-P-4.3M | Variant of FPCRD | Fiber Optic Patch Cord, Duplex, Singlemode, SC/UPC to LC/UPC, 4.3 m |  |  | FPCRD | Fiber patch cord ¦ duplex
300001784537 | FPCFY-APSC/PSC-P-1M | Variant of FPCFY | Fiber Optic Patch Cord, 1.7 mm simplex, RBR, singlemode, SC/APC-SC/UPC, 1 m, yellow |  |  | FPCFY | Fiber patch cord ¦ simplex
FPCA-7KYP |  | Variant of FPCA | Fiber Optic Patch Cord, singlemode, 1.2 mm OFNP jacket, SC/UPC-LC/UPC, yellow |  |  | FPCA | Fiber patch cord ¦ simplex
FPCA-KKYP |  | Variant of FPCA | Fiber Optic Patch Cord, singlemode, 1.2 mm OFNP jacket, LC/UPC-LC/UPC, yellow |  |  | FPCA | Fiber patch cord ¦ simplex
FPCA-MMYP |  | Variant of FPCA | Fiber Optic Patch Cord, singlemode, 1.2 mm OFNP jacket, LC/APC-LC/APC, yellow |  |  | FPCA | Fiber patch cord ¦ simplex
FPCA-EEYZ |  | Variant of FPCA | Fiber Optic Patch Cord, singlemode, 1.2 mm LSZH jacket, SC/APC-SC/APC, yellow |  |  | FPCA | Fiber patch cord ¦ simplex
FPCRD-SPLC-P-1.9M |  | Variant of FPCRD | Fiber Optic Patch Cord, Duplex, Singlemode, LC/UPC to LC/UPC, yellow, 1.9 m |  |  | FPCRD | Fiber patch cord ¦ duplex
FPCE-33YZ |  | Variant of FPCE | Fiber Optic Patch Cord, singlemode, 1.2 mm LSZH jacket, LC/APC-LC/APC, yellow. tuned |  |  | FPCE | Fiber patch cord ¦ simplex
FPCE-44YZ |  | Variant of FPCE | Fiber Optic Patch Cord, singlemode, 1.2 mm LSZH jacket, LC/UPC-LC/UPC, yellow, tuned |  |  | FPCE | Fiber patch cord ¦ simplex
FAWLCUC01 |  | Base Product | TeraSPEED® LC/UPC to Unconnectorized, Fiber Pigtail, 0.9 mm Tight Buffer | CommScope® | SYSTIMAX InstaPATCH® 360 | FAW | Fiber pigtail ¦ unjacketed
1-1920604-0 | OCJ-S1-10MASHA-S1 | Variant of OCJ | Fiber Optic Patch Cord, Duplex, Singlemode, SC/UPC to SC/UPC, yellow, 10 m |  |  | OCJ | Fiber patch cord ¦ duplex
1-1920675-5 | OCJ-L1-15MASIA-S3 | Variant of OCJ | Fiber Optic Patch Cord, Simplex, Singlemode, LC/UPC to SC/APC 9°, yellow, 15 m |  |  | OCJ | Fiber patch cord ¦ simplex
1-2055372-0 | OCJ-L1-10MASIA-L2 | Variant of OCJ | Fiber Optic Patch Cord, Simplex, Singlemode, LC/UPC to LC/APC, yellow, 10 m |  |  | OCJ | Fiber patch cord ¦ simplex
1-2055025-0 | OCJ-S2-10MASHA-S2 | Variant of OCJ | Fiber Optic Patch Cord, Duplex, Singlemode, SC/APC to SC/APC, yellow, 10 m |  |  | OCJ | Fiber patch cord ¦ duplex
1-2055025-5 | OCJ-S2-15MASHA-S2 | Variant of OCJ | Fiber Optic Patch Cord, Simplex, Singlemode, SC/APC to SC/APC, yellow, 15 m |  |  | OCJ | Fiber patch cord ¦ simplex
1-2055315-0 | OCJ-L1-10MASHA-L2 | Variant of OCJ | Fiber Optic Patch Cord, Duplex, Singlemode, LC/UPC to LC/APC, yellow, 10 m |  |  | OCJ | Fiber patch cord ¦ duplex
1-2105032-0 |  | Variant of 2105032 | Fiber Optic Patch Cord, Duplex, Singlemode, LC/UPC to SC/UPC, yellow, 10 m | CommScope® |  | 210 | Fiber patch cord ¦ duplex
1-2105032-5 |  | Variant of 2105032 | Fiber Optic Patch Cord, Duplex, Singlemode, LC/UPC to SC/UPC, yellow, 15 m | CommScope® |  | 210 | Fiber patch cord ¦ duplex
1427861 | FPCMY-APSC/APLC-P-18M | Variant of FPCMY | Fiber Optic Patch Cord, Simplex, Singlemode, SC/APC to LC/APC, yellow, 18 m |  |  | FPCMY | Fiber patch cord ¦ simplex
1444095 | FPC2Y-APSC/DLC-P-4M | Variant of FPC2Y | Fiber Optic Patch Cord, Duplex, Singlemode, SC/APC to LC/UPC, yellow, 4 m |  |  | FPC2Y | Fiber patch cord ¦ duplex
1446624 | FPCMY-APSC/APLC-P-4.5M | Variant of FPCMY | Fiber Optic Patch Cord, Simplex, Singlemode, SC/APC to LC/APC, 4.5 m |  |  | FPCMY | Fiber patch cord ¦ simplex
1448451 | FPC2Y-SPSC/DLC-P-2.5M | Variant of FPC2Y | Fiber Optic Patch Cord, Duplex, Singlemode, SC/UPC to LC/UPC, yellow, 2.5 m |  |  | FPC2Y | Fiber patch cord ¦ duplex
1448470 | FPC2Y-SPSC/DLC-P-1.5M | Variant of FPC2Y | Fiber Optic Patch Cord, Duplex, Singlemode, SC/UPC to LC/UPC, yellow, 1.5 m |  |  | FPC2Y | Fiber patch cord ¦ duplex
1444531 | FPC2Y-SPSC/DLC-P-1.1M | Variant of FPC2Y | Fiber Optic Patch Cord, Duplex, Singlemode, SC/UPC to LC/UPC, yellow, 1.1 m |  |  | FPC2Y | Fiber patch cord ¦ duplex
760249633 |  | Variant | Low Tolerance length Singlemode MPO (Male) to MPO (Male) trunk, 24-Fiber, Low Smoke Zero Halogen B2ca, 290MT | CommScope® |  |  | Fiber trunk cable assembly
URGQXQXHF |  | Base Product | Ultra Low Loss (ULL) Singlemode, MPO/8(Pinned) to MPO/8(Pinned), 24-Fiber, LSZH,array cord | CommScope® | SYSTIMAX ULL |  | Fiber array cable assembly
UKGQXQXTF |  | Base Product | Singlemode MPO8 APC (pinned) to MPO8 APC (pinned) Fiber Trunk Cable Assembly, 24-Fiber, Armored Indoor Dual Rated (OFNR/LSZH) | CommScope® | Propel ¦ SYSTIMAX ULL |  | Fiber trunk cable assembly
UQGMPMXHF |  | Base Product | Ultra Low Loss (ULL) Singlemode, MPO/12(Unpinned) to MPO/12(Pinned), 24-Fiber, Plenum,array cord | CommScope® | SYSTIMAX ULL |  | Fiber array cable assembly
URGMPMXHF |  | Base Product | Ultra Low Loss (ULL) Singlemode, MPO/12(Unpinned) to MPO/12(Pinned), 24-Fiber, LSZH,array cord | CommScope® | SYSTIMAX ULL |  | Fiber array cable assembly
FPCFY-APSC-P-10M |  | Variant of FPCFY | Fiber Optic Patch Cord, Simplex, Singlemode, SC/APC to SC/APC, yellow, 10 m |  |  | FPCFY | Fiber patch cord ¦ simplex
FPCM-APSC/PLC-3M |  | Variant of FPCM | Fiber Optic Patch Cord, 2.0 mm simplex, standard singlemode, SC/APC-LC/UPC, 3 m, yellow |  |  | FPCM | Fiber patch cord ¦ duplex
FPCMY-SPSC-P-15M |  | Variant of FPCMY | Fiber Optic Patch Cord, Simplex, Singlemode, SC/UPC to SC/UPC, yellow, 15 m |  |  | FPCMY | Fiber patch cord ¦ simplex
FPCRD-SPLC-P-0.5M |  | Variant of FPCRD | Fiber Optic Patch Cord, Duplex, Singlemode, LC/UPC to LC/UPC, yellow, 0.5 m |  |  | FPCRD | Fiber patch cord ¦ duplex
FPCRS-SPLC-P-1.3M |  | Variant of FPCRS | Fiber Optic Patch Cord, Simplex, Singlemode, LC/UPC to LC/UPC, yellow, 1.3 m |  |  | FPCRS | Fiber patch cord ¦ simplex
FPCTY-SPLC-P-6F |  | Variant of FPCTY | Fiber Optic Patch Cord, 1.7 mm dual zip, RBR, singlemode, LC/UPC-LC/UPC simplex, 6 ft, yellow |  |  | FPCTY | Fiber patch cord ¦ duplex
FPCTW-SPSC-P-6M |  | Variant of FPCTW | Fiber Optic Patch Cord, Duplex, Singlemode, SC/UPC to SC/UPC, blue, 6 m |  |  | FPCTW | Fiber patch cord ¦ duplex
760253156 | OCP-L1-02MASEN-XX-(100) | Variant of OCP | Fiber Optic Pigtail, Simplex, Singlemode, LC/UPC to Stub, 0.9 mm diameter, 2 m, Kit of 100 pigtails |  |  | OCP | Fiber pigtail ¦ jacketed
2160634-2 | OCP-S1-02MASEN-XX-(12COL) | Variant of OCP | Fiber Optic Pigtail, Simplex, Singlemode, SC/UPC to Stub, 0.9 mm diameter, multicolor, 2 m |  |  | OCP | Fiber pigtail ¦ jacketed
2160620-2 | OCP-SG-02MASEN-XX | Variant of OCP | Fiber Optic Pigtail, Simplex, Singlemode, SC/APC to Stub, 0.9 mm diameter, 2 m |  |  | OCP | Fiber pigtail ¦ unjacketed
6536880 |  | Base Product | Fiber Optic Pigtail, Singlemode, LC/UPC to Stub, 0.9 mm Semi-Tight, white | CommScope® |  |  | Fiber pigtail ¦ unjacketed
6536880-2 |  | Variant of 6536880 | Fiber Optic Pigtail, Simplex, Singlemode, LC/UPC to Stub, 2 m | CommScope® |  |  | Fiber pigtail ¦ unjacketed
EH0108-004 | OCP-L2-15DASEN-XX-AP | Variant of OCP | Fiber Optic Pigtail, Single fiber white color, Singlemode, LC/APC to Stub, 0.9 mm diameter, 1.5 m |  |  | OCP | Fiber pigtail ¦ jacketed
FPCC-77YP |  | Variant of FPCC | Fiber Optic Patch Cord, duplex, singlemode, 1.2 mm OFNP jacket, SC/UPC-SC/UPC, yellow |  |  | FPCC | Fiber patch cord ¦ duplex
UHGQXUCTM |  | Base Product | Singlemode MPO8 APC (pinned) to Unconnectorized Fiber Trunk Cable Assembly, 144-Fiber, Armored Indoor Plenum | CommScope® | Propel ¦ SYSTIMAX ULL |  | Fiber trunk cable assembly
UHVQZQZTS |  | Base Product | Ultra Low Loss (ULL) OM5 MPO8 APC (pinned) to MPO8 APC (pinned) Fiber Trunk Cable Assembly, 32-Fiber, Armored Indoor Plenum | CommScope® | Propel ¦ SYSTIMAX ULL |  | Fiber trunk cable assembly
UKGMXMXCP |  | Base Product | Singlemode MPO12 APC (pinned) to MPO12 APC (pinned)) Fiber Trunk Cable Assembly, 288-Fiber, Armored Indoor Dual Rated (OFNR/LSZH) | CommScope® | Propel ¦ SYSTIMAX ULL |  | Fiber trunk cable assembly
UHVQZUCTH |  | Base Product | Ultra Low Loss (ULL) OM5 MPO8 APC (pinned) to Unconnectorized Fiber Trunk Cable Assembly, 48-Fiber, Armored Indoor Plenum | CommScope® | Propel ¦ SYSTIMAX ULL |  | Fiber trunk cable assembly
UHXMXUCCD |  | Base Product | Ultra Low Loss (ULL) OM4 MPO12 UPC (pinned) to Unconnectorized Fiber Trunk Cable Assembly, 12-Fiber, Armored Indoor Plenum | CommScope® | Propel ¦ SYSTIMAX ULL |  | Fiber trunk cable assembly
UKGMXUCCG |  | Base Product | Singlemode MPO12 APC (pinned) to Unconnectorized Fiber Trunk Cable Assembly, 36-Fiber,Armored Indoor Dual Rated (OFNR/LSZH) | CommScope® | Propel ¦ SYSTIMAX ULL |  | Fiber trunk cable assembly
UHXMXUCCF |  | Base Product | Ultra Low Loss (ULL) OM4 MPO12 UPC (pinned) to Unconnectorized Fiber Trunk Cable Assembly, 24-Fiber, Armored Indoor Plenum | CommScope® | Propel ¦ SYSTIMAX ULL |  | Fiber trunk cable assembly
UHVMXUCCM |  | Base Product | Ultra Low Loss (ULL) OM5 MPO12 UPC (pinned) to Unconnectorized Fiber Trunk Cable Assembly, 144-Fiber, Armored Indoor Plenum | CommScope® | Propel ¦ SYSTIMAX ULL |  | Fiber trunk cable assembly
UKGQXUCTN |  | Base Product | Singlemode MPO8 APC (pinned) to Unconnectorized Fiber Trunk Cable Assembly, 192-Fiber, Armored Indoor Dual Rated (OFNR/LSZH) | CommScope® | Propel ¦ SYSTIMAX ULL |  | Fiber trunk cable assembly
UHGRZRZ8N |  | Base Product | Singlemode MPO16 APC (pinned) to MPO16 APC (pinned), Fiber Trunk Cable Assembly, 192-Fiber, Armored Indoor Plenum | CommScope® | Propel ¦ SYSTIMAX ULL |  | Fiber trunk cable assembly
UKXQXUCTS |  | Base Product | Ultra Low Loss (ULL) OM4 MPO8 UPC (pinned) to Unconnectorized Fiber Trunk Cable Assembly, 32-Fiber, Armored Indoor Dual Rated (OFNR/LSZH) | CommScope® | Propel ¦ SYSTIMAX ULL |  | Fiber trunk cable assembly
UKGQXUCTR |  | Base Product | Singlemode MPO8 APC (pinned) to Unconnectorized Fiber Trunk Cable Assembly, 16-Fiber, Armored Indoor Dual Rated (OFNR/LSZH) | CommScope® | Propel ¦ SYSTIMAX ULL |  | Fiber trunk cable assembly
UKGMXUCCL |  | Base Product | SinglemodeMPO12 APC (pinned) to Unconnectorized Fiber Trunk Cable Assembly, 96-Fiber, Armored Indoor Dual Rated (OFNR/LSZH) | CommScope® | Propel ¦ SYSTIMAX ULL |  | Fiber trunk cable assembly
UHGRZRZ8Q |  | Base Product | Singlemode MPO16 APC (pinned) to MPO16 APC (pinned), Fiber Trunk Cable Assembly, 128-Fiber, Armored Indoor Plenum | CommScope® | Propel ¦ SYSTIMAX ULL |  | Fiber trunk cable assembly
UHXMXUCCM |  | Base Product | Ultra Low Loss (ULL) OM4 MPO12 UPC (pinned) to Unconnectorized Fiber Trunk Cable Assembly, 144-Fiber, Armored Indoor Plenum | CommScope® | Propel ¦ SYSTIMAX ULL |  | Fiber trunk cable assembly
UHXQZQZTL |  | Base Product | Ultra Low Loss (ULL) OM4 MPO8 APC (pinned) to MPO8 APC (pinned) Fiber Trunk Cable Assembly, 96-Fiber, Armored Indoor Plenum | CommScope® | Propel ¦ SYSTIMAX ULL |  | Fiber trunk cable assembly
UHXQZQZTM |  | Base Product | Ultra Low Loss (ULL) OM4 MPO8 APC (pinned) to MPO8 APC (pinned) Fiber Trunk Cable Assembly, 144-Fiber, Armored Indoor Plenum | CommScope® | Propel ¦ SYSTIMAX ULL |  | Fiber trunk cable assembly
UKGRZRZ8L |  | Base Product | Singlemode MPO16 APC (pinned) to MPO16 APC (pinned), Fiber Trunk Cable Assembly, 96-Fiber, Armored Indoor Dual Rated (OFNR/LSZH) | CommScope® | Propel ¦ SYSTIMAX ULL |  | Fiber trunk cable assembly
UKVRZRZ8N |  | Base Product | Ultra Low Loss (ULL) OM5 MPO16 APC (pinned) to MPO16 APC (pinned), Fiber Trunk Cable Assembly, 192-Fiber, Armored Indoor Dual Rated (OFNR/LSZH) | CommScope® | Propel ¦ SYSTIMAX ULL |  | Fiber trunk cable assembly
UKVRZRZ8Q |  | Base Product | Ultra Low Loss (ULL) OM5 MPO16 APC (pinned) to MPO16 APC (pinned), Fiber Trunk Cable Assembly, 128-Fiber, Armored Indoor Dual Rated (OFNR/LSZH) | CommScope® | Propel ¦ SYSTIMAX ULL |  | Fiber trunk cable assembly
UHGQXQXTR |  | Base Product | Singlemode MPO8 APC (pinned) to MPO8 APC (pinned) Fiber Trunk Cable Assembly, 16-Fiber, Armored Indoor Plenum | CommScope® | Propel ¦ SYSTIMAX ULL |  | Fiber trunk cable assembly
UHGRZUC8N |  | Base Product | Singlemode MPO16 APC (pinned) to Unconnectorized, Fiber Trunk Cable Assembly, 192-Fiber, Armored Indoor Plenum | CommScope® | Propel ¦ SYSTIMAX ULL |  | Fiber trunk cable assembly
UHGRZUC8Q |  | Base Product | Singlemode MPO16 APC (pinned) to Unconnectorized, Fiber Trunk Cable Assembly, 128-Fiber, Armored Indoor Plenum | CommScope® | Propel ¦ SYSTIMAX ULL |  | Fiber trunk cable assembly
UKGRZRZ8R |  | Base Product | Singlemode MPO16 APC (pinned) to MPO16 APC (pinned), Fiber Trunk Cable Assembly, 16-Fiber, Armored Indoor Dual Rated (OFNR/LSZH) | CommScope® | Propel ¦ SYSTIMAX ULL |  | Fiber trunk cable assembly
UHVRZRZ8S |  | Base Product | Ultra Low Loss (ULL) OM5 MPO16 APC (pinned) to MPO16 APC (pinned), Fiber Trunk Cable Assembly, 32-Fiber, Armored Indoor Plenum | CommScope® | Propel ¦ SYSTIMAX ULL |  | Fiber trunk cable assembly
UKGRZRZ8U |  | Base Product | Singlemode MPO16 APC (pinned) to MPO16 APC (pinned), Fiber Trunk Cable Assembly, 64-Fiber, Armored Indoor Dual Rated (OFNR/LSZH) | CommScope® | Propel ¦ SYSTIMAX ULL |  | Fiber trunk cable assembly
UHVRZUC8H |  | Base Product | Ultra Low Loss (ULL) OM5 MPO16 APC (pinned) to Unconnectorized, Fiber Trunk Cable Assembly, 48-Fiber, Armored Indoor Plenum | CommScope® | Propel ¦ SYSTIMAX ULL |  | Fiber trunk cable assembly
UHGRZUC8U |  | Base Product | Singlemode MPO16 APC (pinned) to Unconnectorized, Fiber Trunk Cable Assembly, 64-Fiber, Armored Indoor Plenum | CommScope® | Propel ¦ SYSTIMAX ULL |  | Fiber trunk cable assembly
UHVRZUC8M |  | Base Product | Ultra Low Loss (ULL) OM5 MPO16 APC (pinned) to Unconnectorized, Fiber Trunk Cable Assembly, 144-Fiber, Armored Indoor Plenum | CommScope® | Propel ¦ SYSTIMAX ULL |  | Fiber trunk cable assembly
UHGQXUCTK |  | Base Product | Singlemode MPO8 APC (pinned) to Unconnectorized Fiber Trunk Cable Assembly, 72-Fiber, Armored Indoor Plenum | CommScope® | Propel ¦ SYSTIMAX ULL |  | Fiber trunk cable assembly
UHXQXQXTN |  | Base Product | Ultra Low Loss (ULL) OM4 MPO8 UPC (pinned) to MPO8 UPC (pinned) Fiber Trunk Cable Assembly, 192-Fiber, Armored Indoor Plenum | CommScope® | Propel ¦ SYSTIMAX ULL |  | Fiber trunk cable assembly
UKXQZUCTH |  | Base Product | Ultra Low Loss (ULL) OM4 MPO8 APC (pinned) to Unconnectorized Fiber Trunk Cable Assembly, 48-Fiber, Armored Indoor Dual Rated (OFNR/LSZH) | CommScope® | Propel ¦ SYSTIMAX ULL |  | Fiber trunk cable assembly
UHXQZUCTS |  | Base Product | Ultra Low Loss (ULL) OM4 MPO8 APC (pinned) to Unconnectorized Fiber Trunk Cable Assembly, 32-Fiber, Armored Indoor Plenum | CommScope® | Propel ¦ SYSTIMAX ULL |  | Fiber trunk cable assembly
UHVRZUC8Q |  | Base Product | Ultra Low Loss (ULL) OM5 MPO16 APC (pinned) to Unconnectorized, Fiber Trunk Cable Assembly, 128-Fiber, Armored Indoor Plenum | CommScope® | Propel ¦ SYSTIMAX ULL |  | Fiber trunk cable assembly
UKGQXUCT8 |  | Base Product | Singlemode MPO8 APC (pinned) to Unconnectorized Fiber Trunk Cable Assembly, 8-Fiber, Armored Indoor Dual Rated (OFNR/LSZH) | CommScope® | Propel ¦ SYSTIMAX ULL |  | Fiber trunk cable assembly
UHXRZRZ8L |  | Base Product | Ultra Low Loss (ULL) OM4 MPO16 APC (pinned) to MPO16 APC (pinned), Fiber Trunk Cable Assembly, 96-Fiber, Armored Indoor Plenum | CommScope® | Propel ¦ SYSTIMAX ULL |  | Fiber trunk cable assembly
UKXQZUCTL |  | Base Product | Ultra Low Loss (ULL) OM4 MPO8 APC (pinned) to Unconnectorized Fiber Trunk Cable Assembly, 96-Fiber, Armored Indoor Dual Rated (OFNR/LSZH) | CommScope® | Propel ¦ SYSTIMAX ULL |  | Fiber trunk cable assembly
UKXRZUC8U |  | Base Product | Ultra Low Loss (ULL) OM4 MPO16 APC (pinned) to Unconnectorized, Fiber Trunk Cable Assembly, 64-Fiber, Armored Indoor Dual Rated (OFNR/LSZH) | CommScope® | Propel ¦ SYSTIMAX ULL |  | Fiber trunk cable assembly
UHXMXMXCG |  | Base Product | Ultra Low Loss (ULL) OM4 MPO12 UPC (pinned) to MPO12 UPC (pinned) Fiber Trunk Cable Assembly, 36-Fiber, Armored Indoor Plenum | CommScope® | Propel ¦ SYSTIMAX ULL |  | Fiber trunk cable assembly
UHXRZRZ8R |  | Base Product | Ultra Low Loss (ULL) OM4 MPO16 APC (pinned) to MPO16 APC (pinned), Fiber Trunk Cable Assembly, 16-Fiber, Armored Indoor Plenum | CommScope® | Propel ¦ SYSTIMAX ULL |  | Fiber trunk cable assembly
UHXQXUCTS |  | Base Product | Ultra Low Loss (ULL) OM4 MPO8 UPC (pinned) to Unconnectorized Fiber Trunk Cable Assembly, 32-Fiber, Armored Indoor Plenum | CommScope® | Propel ¦ SYSTIMAX ULL |  | Fiber trunk cable assembly
UHVMPMPCH |  | Base Product | Ultra Low Loss (ULL) LazrSPEED® 550 OM5 MPO12(Unpinned) to MPO12(Unpinned), Armored Pre-terminated Trunk Cable, 48-Fiber, Plenum | CommScope® | SYSTIMAX ULL |  | Fiber trunk cable assembly
UHVMPMPCM |  | Base Product | Ultra Low Loss (ULL) LazrSPEED® 550 OM5 MPO12(Unpinned) to MPO12(Unpinned), Armored Pre-terminated Trunk Cable, 144-Fiber, Plenum | CommScope® | SYSTIMAX ULL |  | Fiber trunk cable assembly
UKGMPMPCL |  | Base Product | Ultra Low Loss, Singlemode MPO12 APC (unpinned) to MPO12 APC (unpinned) Fiber Trunk Cable Assembly, 96-Fiber, Armored Indoor Dual Rated (OFNR/LSZH) | CommScope® | SYSTIMAX ULL |  | Fiber trunk cable assembly
UKGMPMPCM |  | Base Product | Ultra Low Loss, Singlemode MPO12 APC (unpinned) to MPO12 APC (unpinned) Fiber Trunk Cable Assembly, 144-Fiber, Armored Indoor Dual Rated (OFNR/LSZH) | CommScope® | SYSTIMAX ULL |  | Fiber trunk cable assembly
UKGMPMXCK |  | Base Product | Ultra Low Loss (ULL) Singlemode MPO12 (Unpinned) to MPO12 (Pinned), Armored Pre-terminated Trunk Cable, 72-Fiber, Low Smoke Zero Halogen (LSZH) | CommScope® | SYSTIMAX ULL |  | Fiber trunk cable assembly
UHXMPMXCK |  | Base Product | Ultra Low Loss (ULL), OM4 MPO (Unpinned) to MPO (Pinned), InstaPATCH® 360 Armored Pre-terminated Trunk Cable, 72-Fiber, Plenum | CommScope® | SYSTIMAX InstaPATCH® 360 |  | Fiber trunk cable assembly
UGGQPQPTM |  | Base Product | Ultra Low Loss (ULL) Singlemode MPO8 (Un-pinned) to MPO8 (Non-Pinned), Fiber Trunk Cable Assembly, 144-Fiber, Plenum | CommScope® | Propel ¦ SYSTIMAX ULL |  | Fiber trunk cable assembly
A3GMXMPCF |  | Base Product | Singlemode MPO12 (Pinned) to MPO12 (Unpinned), Fiber Trunk Cable Assembly, 24-Fiber, B2ca, Method A, Low Smoke Zero Halogen | CommScope® |  |  | Fiber trunk cable assembly
C3XMPMPCF |  | Base Product | Description: Ultra Low Loss ULL LazrSPEED® 550 MPO(Unpinned) to MPO(Unpinned) Pre-terminated Trunk Cable, MPO12, 24-Fiber, LSZH, 12 fiber PmP 2.0 mm /B2ca, Method C | CommScope® | SYSTIMAX ULL |  | Fiber trunk cable assembly
ARGMPLCGD |  | Base Product | Ultra Low Loss (ULL) Singlemode MPO12 (Unpinned) to LC/UPC, Fiber Extension Cable Assembly, 12-Fiber, Low Smoke Zero Halogen, Method-A Polarity: Method A | CommScope® | SYSTIMAX ULL |  | Fiber array cable assembly
D3GQYQYVP |  | Base Product | Ultra Low Loss (ULL) Singlemode MPO8 QSFP Pinned with Push-Pull Boot to MPO8 QSFP Pinned with Push-Pull Boot, Fiber Trunk Cable Assembly, 288-Fiber, Dual Rated LSZH/Riser B2ca | CommScope® | SYSTIMAX ULL |  | Fiber trunk cable assembly
UQVQVQPF8 |  | Base Product | Ultra Low Loss (ULL) OM5 MPO APC (Non-Pinned) to MPO (Non-Pinned), Fiber Trunk Cable Assembly, 8-Fiber, Plenum | CommScope® | Propel ¦ SYSTIMAX ULL |  | Fiber array cable assembly
URVQVQPF8 |  | Base Product | Ultra Low Loss (ULL) OM5 MPO APC (Non-Pinned) to MPO (Non-Pinned), Fiber Trunk Cable Assembly, 8-Fiber, Dual Rated (OFNR/LSZH) | CommScope® | Propel ¦ SYSTIMAX ULL |  | Fiber array cable assembly
UQGMWMWGD |  | Base Product | Ultra Low Loss (ULL) Singlemode MPO12 Push-Pull(Unpinned) to MPO12 Push-Pull (Unpinned), Fiber Extension Cable Assembly, 12-Fiber, Plenum | CommScope® | SYSTIMAX ULL |  | Fiber array cable assembly
URGQWQWJ8 |  | Base Product | Ultra Low Loss (ULL) Singlemode MPO8 (Unpinned) Push-Pull to MPO8 (Unpinned) Push-Pull, Fiber Extension Cable Assembly, 8-Fiber, Low Smoke Zero Halogen | CommScope® | SYSTIMAX ULL |  | Fiber array cable assembly
FDWL1L142 |  | Base Product | Singlemode LC/UPC Keyed Red to LC/UPC Keyed Red, Fiber Patch Cord, 1.6 mm Duplex, Plenum | CommScope® | SYSTIMAX InstaPATCH® 360 | FDW | Fiber patch cord ¦ duplex
FDWL3LC42 |  | Base Product | Singlemode LC/UPC Keyed Blue to LC/UPC Fiber Patch Cord, 1.6 mm Duplex, Plenum | CommScope® | SYSTIMAX InstaPATCH® 360 | FDW | Fiber patch cord ¦ duplex
FDWL4SC42 |  | Base Product | Singlemode LC/UPC Keyed Green to SC/UPC Fiber Patch Cord, 1.6 mm Duplex, Plenum | CommScope® | SYSTIMAX InstaPATCH® 360 | FDW | Fiber patch cord ¦ duplex
FDWL3L321 |  | Base Product | Singlemode LC/UPC Keyed Blue to LC/UPC Keyed Blue Fiber Patch Cord, 1.6 mm Simplex, Plenum | CommScope® | SYSTIMAX InstaPATCH® 360 | FDW | Fiber patch cord ¦ simplex
FDWL8LC42 |  | Base Product | Singlemode LC/UPC Keyed Aqua to LC/UPC Fiber Patch Cord, 1.6 mm Duplex, Plenum | CommScope® | SYSTIMAX InstaPATCH® 360 | FDW | Fiber patch cord ¦ duplex
FDWL3LC21 |  | Base Product | Singlemode LC/UPC Keyed Blue to LC/UPC Fiber Patch Cord, 1.6 mm Simplex, Plenum | CommScope® | SYSTIMAX InstaPATCH® 360 | FDW | Fiber patch cord ¦ simplex
FDWL9L942 |  | Base Product | Singlemode LC/UPC Keyed Rose to LC/UPC Keyed Rose Fiber Patch Cord, 1.6 mm Duplex, Plenum | CommScope® | SYSTIMAX InstaPATCH® 360 | FDW | Fiber patch cord ¦ duplex
FDWL9LC21 |  | Base Product | Singlemode LC/UPC Keyed Rose to LC/UPC Fiber Patch Cord, 1.6 mm Simplex, Plenum | CommScope® | SYSTIMAX InstaPATCH® 360 | FDW | Fiber patch cord ¦ simplex
FDWL7L721 |  | Base Product | Singlemode LC/UPC Keyed Brown to LC/UPC Keyed Brown Fiber Patch Cord, 1.6 mm Simplex, Plenum | CommScope® | SYSTIMAX InstaPATCH® 360 | FDW | Fiber patch cord ¦ simplex
FDWL8L842 |  | Base Product | Singlemode LC/UPC Keyed Aqua to LC/UPC Keyed Aqua Fiber Patch Cord, 1.6 mm Duplex, Plenum | CommScope® | SYSTIMAX InstaPATCH® 360 | FDW | Fiber patch cord ¦ duplex
FDWLALA21 |  | Base Product | Singlemode LC APC to LC APC, Fiber Patch Cord, 1.6 mm Simplex, Plenum | CommScope® | SYSTIMAX InstaPATCH® 360 | FDW | Fiber patch cord ¦ simplex
FDWL4L421 |  | Base Product | Singlemode LC/UPC Keyed Green to LC/UPC Keyed Green Fiber Patch Cord, 1.6 mm Simplex, Plenum | CommScope® | SYSTIMAX InstaPATCH® 360 | FDW | Fiber patch cord ¦ simplex
FDWLCLC42 |  | Base Product | Singlemode LC/UPC to LC/UPC, Fiber Patch Cord, 1.6 mm Duplex, Plenum | CommScope® | SYSTIMAX InstaPATCH® 360 | FDW | Fiber patch cord ¦ duplex
FDWLVSC42 |  | Base Product | Singlemode LC/UPC Keyed Violet to SC/UPC Fiber Patch Cord, 1.6 mm Duplex, Plenum | CommScope® | SYSTIMAX InstaPATCH® 360 | FDW | Fiber patch cord ¦ duplex
FDXKGKG42 |  | Base Product | OM4 LC/UPC to LC/UPC Fiber Patch Cord, 1.6 mm Duplex, Plenum, Red (AC) Locking Clip | CommScope® | SYSTIMAX InstaPATCH® 360 | FDX | Fiber patch cord ¦ duplex
FDXL1LC42 |  | Base Product | OM4 LC/UPC Keyed Red to LC/UPC Fiber Patch Cord, 1.6 mm Duplex, Plenum | CommScope® | SYSTIMAX InstaPATCH® 360 | FDX | Fiber patch cord ¦ duplex
FDXL4SC42 |  | Base Product | OM4 LC/UPC Keyed Green to SC/UPC Fiber Patch Cord, 1.6 mm Duplex, Plenum | CommScope® | SYSTIMAX InstaPATCH® 360 | FDX | Fiber patch cord ¦ duplex
FDXL3L321 |  | Base Product | OM4 LC/UPC Keyed Blue to LC/UPC Keyed Blue Fiber Patch Cord, 1.6 mm Simplex, Plenum | CommScope® | SYSTIMAX InstaPATCH® 360 | FDX | Fiber patch cord ¦ simplex
FDXL7L742 |  | Base Product | OM4 LC/UPC Keyed Brown to LC/UPC Keyed Brown Fiber Patch Cord, 1.6 mm Duplex, Plenum | CommScope® | SYSTIMAX InstaPATCH® 360 | FDX | Fiber patch cord ¦ duplex
FDXLCLC21 |  | Base Product | OM4 LC/UPC to LC/UPC, Fiber Patch Cord, 1.6 mm Simplex, Plenum | CommScope® | SYSTIMAX InstaPATCH® 360 | FDX | Fiber patch cord ¦ simplex
FDXL8LC42 |  | Base Product | OM4 LC/UPC Keyed Aqua to LC/UPC Fiber Patch Cord, 1.6 mm Duplex, Plenum | CommScope® | SYSTIMAX InstaPATCH® 360 | FDX | Fiber patch cord ¦ duplex
FDXL6SC21 |  | Base Product | OM4 LC/UPC Keyed Slate to SC/UPC Fiber Patch Cord, 1.6 mm Simplex, Plenum | CommScope® | SYSTIMAX InstaPATCH® 360 | FDX | Fiber patch cord ¦ simplex
FDXL5SC42 |  | Base Product | OM4 LC/UPC Keyed Orange to SC/UPC Fiber Patch Cord, 1.6 mm Duplex, Plenum | CommScope® | SYSTIMAX InstaPATCH® 360 | FDX | Fiber patch cord ¦ duplex
FDXLCSC42 |  | Base Product | OM4 LC/UPC to SC/UPC, Fiber Patch Cord, 1.6 mm Duplex, Plenum | CommScope® | SYSTIMAX InstaPATCH® 360 | FDX | Fiber patch cord ¦ duplex
FDXLVLV42 |  | Base Product | OM4 LC/UPC Keyed Violet to LC/UPC Keyed Violet Fiber Patch Cord, 1.6 mm Duplex, Plenum | CommScope® | SYSTIMAX InstaPATCH® 360 | FDX | Fiber patch cord ¦ duplex
FEWL3LC42 |  | Base Product | Singlemode LC/UPC Keyed Blue to LC/UPC Fiber Patch Cord, 1.6 mm Duplex, Riser | CommScope® | SYSTIMAX InstaPATCH® 360 | FEW | Fiber patch cord ¦ duplex
FEWL3L342 |  | Base Product | Singlemode LC/UPC Keyed Blue to LC/UPC Keyed Blue Fiber Patch Cord, 1.6 mm Duplex, Riser | CommScope® | SYSTIMAX InstaPATCH® 360 | FEW | Fiber patch cord ¦ duplex
FEWL4LC21 |  | Base Product | Singlemode LC/UPC Keyed Green to LC/UPC Fiber Patch Cord, 1.6 mm Simplex, Riser | CommScope® | SYSTIMAX InstaPATCH® 360 | FEW | Fiber patch cord ¦ simplex
FEWL3LC21 |  | Base Product | Singlemode LC/UPC Keyed Blue to LC/UPC Fiber Patch Cord, 1.6 mm Simplex, Riser | CommScope® | SYSTIMAX InstaPATCH® 360 | FEW | Fiber patch cord ¦ simplex
FEWL4LC42 |  | Base Product | Singlemode LC/UPC Keyed Green to LC/UPC Fiber Patch Cord, 1.6 mm Duplex, Riser | CommScope® | SYSTIMAX InstaPATCH® 360 | FEW | Fiber patch cord ¦ duplex
FEXL1L121 |  | Base Product | OM4 LC/UPC Keyed Red to LC/UPC Keyed Red Fiber Patch Cord, 1.6 mm Simplex, Riser | CommScope® | SYSTIMAX InstaPATCH® 360 | FEX | Fiber patch cord ¦ simplex
FEXL6LC21 |  | Base Product | OM4 LC/UPC Keyed Slate to LC/UPC Fiber Patch Cord, 1.6 mm Simplex, Riser | CommScope® | SYSTIMAX InstaPATCH® 360 | FEX | Fiber patch cord ¦ simplex
FEXL4LC42 |  | Base Product | OM4 LC/UPC Keyed Green to LC/UPC Fiber Patch Cord, 1.6 mm Duplex, Riser | CommScope® | SYSTIMAX InstaPATCH® 360 | FEX | Fiber patch cord ¦ duplex
FEXL5SC21 |  | Base Product | OM4 LC/UPC Keyed Orange to SC/UPC Fiber Patch Cord, 1.6 mm Simplex, Riser | CommScope® | SYSTIMAX InstaPATCH® 360 | FEX | Fiber patch cord ¦ simplex
FEXL2SC42 |  | Base Product | OM4 LC/UPC Keyed Yellow to SC/UPC Fiber Patch Cord, 1.6 mm Duplex, Riser | CommScope® | SYSTIMAX InstaPATCH® 360 | FEX | Fiber patch cord ¦ duplex
FEXL9SC42 |  | Base Product | OM4 LC/UPC Keyed Rose to SC/UPC Fiber Patch Cord, 1.6 mm Duplex, Riser | CommScope® | SYSTIMAX InstaPATCH® 360 | FEX | Fiber patch cord ¦ duplex
FEXLCLC42 |  | Base Product | OM4 LC/UPC to LC/UPC, Fiber Patch Cord, 1.6 mm Duplex, Riser | CommScope® | SYSTIMAX InstaPATCH® 360 | FEX | Fiber patch cord ¦ duplex
FEXL8L821 |  | Base Product | OM4 LC/UPC Keyed Aqua to LC/UPC Keyed Aqua Fiber Patch Cord, 1.6 mm Simplex, Riser | CommScope® | SYSTIMAX InstaPATCH® 360 | FEX | Fiber patch cord ¦ simplex
FEXLVLC42 |  | Base Product | OM4 LC/UPC Keyed Violet to LC/UPC Fiber Patch Cord, 1.6 mm duplex, riser | CommScope® | SYSTIMAX InstaPATCH® 360 | FEX | Fiber patch cord ¦ duplex
FFVLCLC42 |  | Base Product | OM5 LC/UPC to LC/UPC, Fiber Patch Cord, 1.6 mm Duplex, Low Smoke Zero Halogen (LSZH) | CommScope® | SYSTIMAX InstaPATCH® 360 | FFV | Fiber patch cord ¦ duplex
FFWLALA21 |  | Base Product | Singlemode LC/APC to LC/APC, Fiber Patch Cord, 1.6 mm Simplex, Low Smoke Zero Halogen (LSZH) | CommScope® | SYSTIMAX InstaPATCH® 360 | FFW | Fiber patch cord ¦ simplex
FFWSCSA42 |  | Base Product | TeraSPEED® SC to SC APC, Fiber Patch Cord, 1.6 mm Duplex, LSZH | CommScope® | SYSTIMAX InstaPATCH® 360 | FFW | Fiber patch cord ¦ duplex
FFWSCSC21 |  | Base Product | Singlemode SC/UPC to SC/UPC, Fiber Patch Cord, 1.6 mm Simplex, Low Smoke Zero Halogen (LSZH) | CommScope® | SYSTIMAX InstaPATCH® 360 | FFW | Fiber patch cord ¦ simplex
2105027 |  | Base Product | Fiber Optic Patch Cord, OM3, LC/UPC to LC/UPC duplex, 1.8 mm LSZH & OFNR, Aqua | CommScope® |  | 210 | Fiber patch cord ¦ duplex
2105028 |  | Base Product | Fiber Optic Patch Cord, Singlemode, LC/UPC to LC/UPC duplex, 1.8 mm LSZH & OFNR, Yellow | CommScope® |  | 210 | Fiber patch cord ¦ duplex
2105061 |  | Base Product | Fiber Optic Patch Cord, OM4, LC/LC Duplex, 1.8mm, LSZH & OFNR, Aqua | CommScope® |  | 210 | Fiber patch cord ¦ duplex
FPC2Y |  | Base Product | Fiber Optic Patch Cord, 2.0 mm dual zip, RBR | CommScope® |  | FPC2 | Fiber patch cord ¦ duplex
FPC2-SPLC-20M |  | Variant of FPC2 | Fiber Optic Patch Cord, Duplex, Singlemode, LC/UPC to LC/UPC, yellow, 20 m |  |  | FPC2 | Fiber patch cord ¦ duplex
FPC2Y-SDLC-P-0.6M |  | Variant of FPC2Y | Fiber Optic Patch Cord, Duplex, Singlemode, LC/UPC to LC/UPC, yellow, 0.6 m |  |  | FPC2Y | Fiber patch cord ¦ duplex
FPC2Y-SPLC-P-7M |  | Variant of FPC2Y | Fiber Optic Patch Cord, Duplex, Singlemode, LC/UPC to LC/UPC, yellow, 7 m |  |  | FPC2Y | Fiber patch cord ¦ duplex
FPC2Y-SDLC-P-2.4M |  | Variant of FPC2Y | Fiber Optic Patch Cord, Duplex, Singlemode, LC/UPC to LC/UPC, yellow, 2.4 m |  |  | FPC2Y | Fiber patch cord ¦ duplex
FPC2Y-SPSC-P-5M |  | Variant of FPC2Y | Fiber Optic Patch Cord, Duplex, Singlemode, SC/UPC to SC/UPC, yellow, 5 m |  |  | FPC2Y | Fiber patch cord ¦ duplex
FPCDY-SPSC-P-19M |  | Variant of FPCDY | Fiber Optic Patch Cord, Simplex, Singlemode, SC/UPC to SC/UPC, yellow, 19 m |  |  | FPCDY | Fiber patch cord ¦ simplex
FPCF-APSC-S-3M |  | Variant of FPCF | Fiber Optic Patch Cord, Simplex, Singlemode, SC/APC to SC/APC, yellow, 3 m |  |  | FPCF | Fiber patch cord ¦ simplex
FPCA-KKYZ |  | Variant of FPCA | Fiber Optic Patch Cord, singlemode, 1.2 mm LSZH jacket, LC/UPC-LC/UPC, yellow |  |  | FPCA | Fiber patch cord ¦ simplex
1920743-8 |  | Variant of 1920743 | Fiber Optic Patch Cord, Duplex, Multimode, LC/UPC to LC/UPC, 8 m | CommScope® |  | 192 | Fiber patch cord ¦ duplex
1920743-7 |  | Variant of 1920743 | Fiber Optic Patch Cord, Duplex, Multimode, LC/UPC to LC/UPC, aqua, 7 m | CommScope® |  | 192 | Fiber patch cord ¦ duplex
2-2105093-0 |  | Variant of 2105093 | Fiber Optic Patch Cord, Duplex, OM4, SC/UPC to SC/UPC, LSZH & OFNR, aqua, 20 m | CommScope® |  | 210 | Fiber patch cord ¦ duplex
2-2105028-5 |  | Variant of 2105028 | Fiber Optic Patch Cord, Duplex, Singlemode, LC/UPC to LC/UPC, yellow, 25 m | CommScope® |  | 210 | Fiber patch cord ¦ duplex
2105028-6 |  | Variant of 2105028 | Fiber Optic Patch Cord, Duplex, Singlemode, LC/UPC to LC/UPC, yellow, 6 m | CommScope® |  | 210 | Fiber patch cord ¦ duplex
2105027-4 |  | Variant of 2105027 | Fiber Optic Patch Cord, OM3, LC to LC duplex, 1.8 mm LSZH & OFNR, 4 m, aqua | CommScope® |  | 210 | Fiber patch cord ¦ duplex
2105093-5 |  | Variant of 2105093 | Fiber Optic Patch Cord, Duplex, OM4, SC/UPC to SC/UPC, LSZH & OFNR, aqua, 5 m | CommScope® |  | 210 | Fiber patch cord ¦ duplex
2105093-3 |  | Variant of 2105093 | Fiber Optic Patch Cord, Duplex, OM4, SC/UPC to SC/UPC, LSZH & OFNR, aqua, 3 m | CommScope® |  | 210 | Fiber patch cord ¦ duplex
2160046-1 |  | Variant of 2160046 | Fiber Optic Patch Cord, OM4, LC duplex to LC duplex, 1.8 mm LSZH, 1 m, aqua | CommScope® |  | 216 | Fiber patch cord ¦ duplex
3-2105027-5 |  | Variant of 2105027 | Fiber Optic Patch Cord, OM3, LC/LC duplex, 1.8 mm LSZH & OFNR, 35 m, aqua | CommScope® |  | 210 | Fiber patch cord ¦ duplex
UDGLALA21 |  | Base Product | Ultra Low Loss Singlemode, LC/APC to LC/APC, Fiber Patch Cord, 1.6 mm Simplex, Plenum | CommScope® | SYSTIMAX ULL | UDG | Fiber patch cord ¦ simplex
CAF-LCLC-L40N |  | Base Product | Armored Jumper OM4 LC/UPC to LC/UPC Duplex, 3.0mm LSZH, Aqua | CommScope® |  | CAF | Fiber patch cord ¦ duplex
FPCH |  | Base Product | Fiber Optic Patch Cord, Duplex, Singlemode, 1.2 mm OFNP and LSZH jacket, tuned |  |  | FPCH | Fiber patch cord ¦ duplex
760255325 | OCJ-EC-01MASIA-L1 | Variant of OCJ | Fiber Optic Patch Cord, Simplex, Singlemode, LSH/APC to LC/UPC, 1.8 mm diameter, yellow, 1m |  |  | OCJ | Fiber patch cord ¦ simplex
CB9644-000 | OCJ-L1-10MASIA-S1 | Variant of OCJ | Fiber Optic Patch Cord, Simplex, Singlemode, LC/UPC to SC/UPC, yellow, 10 m |  |  | OCJ | Fiber patch cord ¦ simplex
760245626 | OCJ-L1-05MASIA-S3 | Variant of OCJ | Fiber Optic Patch Cord, Simplex, Singlemode, LC/UPC to SC/APC 9°, yellow, 5 m |  |  | OCJ | Fiber patch cord ¦ simplex
3-2055582-0 | OCJ-L1-30MASHA-S2 | Variant of OCJ | Fiber Optic Patch Cord, Duplex, Singlemode, LC/UPC to SC/APC, yellow, 30 m |  |  | OCJ | Fiber patch cord ¦ duplex
2056004-1 | OCJ-LG-01MASHA-LG | Variant of OCJ | Fiber Optic Patch Cord, Duplex, Singlemode, LC/APC to LC/APC, yellow, 1 m |  |  | OCJ | Fiber patch cord ¦ duplex
760250830 | OCJ-LG-08MASIA-SG | Variant of OCJ | Fiber Optic Patch Cord, Simplex, Singlemode, LC/APC to SC/APC, yellow, 8 m |  |  | OCJ | Fiber patch cord ¦ simplex
1920720-2 | OCJ-L2-02MASHA-L2 | Variant of OCJ | Fiber Optic Patch Cord, Duplex, Singlemode, LC/APC to LC/APC, yellow, 2 m |  |  | OCJ | Fiber patch cord ¦ duplex
760245634 | OCJ-L2-03MASIA-S2 | Variant of OCJ | Fiber Optic Patch Cord, Simplex, Singlemode, LC/APC to SC/APC, yellow, 3 m |  |  | OCJ | Fiber patch cord ¦ simplex
760254386 | OCJ-L2-10MASIA-S1 | Variant of OCJ | Fiber Optic Patch Cord, Simplex, Singlemode, LC/APC to SC/UPC, yellow, 10 m |  |  | OCJ | Fiber patch cord ¦ simplex
760250504 | OCJ-LF-15MASIA-LF | Variant of OCJ | Fiber Optic Patch Cord, Simplex, Singlemode, LC/UPC to LC/UPC, yellow, 15 m |  |  | OCJ | Fiber patch cord ¦ simplex
760253386 | OCJ-S1-15MASHA-L1 | Variant of OCJ | Fiber Optic Patch Cord, Duplex, Singlemode, LC/UPC to SC/UPC, yellow, 15 m |  |  | OCJ | Fiber patch cord ¦ duplex
760251758 | OCJ-EC-25MASCA-EC | Variant of OCJ | Fiber Optic Patch Cord, Simplex, Singlemode, LSZH, 2.4 mm diameter, LSH/APC to LSH/APC, tuned, grade B, yellow, 25 m |  |  | OCJ | Fiber patch cord ¦ simplex
FPCMW-APSC-P-2M |  | Variant of FPCMW | Fiber Optic Patch Cord, Simplex, Singlemode, SC/APC to SC/APC, blue, 2 m |  |  | FPCMW | Fiber patch cord ¦ simplex
2160544-9 |  | Variant of 2160544 | Fiber Optic Patch Cord, Duplex, Multimode, LC/UPC to LC/UPC, aqua, 0.9 m | CommScope® |  | 216 | Fiber patch cord ¦ duplex
3-2160544-4 |  | Variant of 2160544 | Fiber Optic Patch Cord, Duplex, Multimode, LC/UPC to LC/UPC, aqua, 3.4 m | CommScope® |  | 216 | Fiber patch cord ¦ duplex
3-2160544-6 |  | Variant of 2160544 | Fiber Optic Patch Cord, Duplex, Multimode, LC/UPC to LC/UPC, aqua, 3.6 m | CommScope® |  | 216 | Fiber patch cord ¦ duplex
1-2160046-1 |  | Variant of 2160046 | Fiber Optic Patch Cord, OM4, LC duplex to LC duplex, 1.8 mm LSZH, 11 m, aqua | CommScope® |  | 216 | Fiber patch cord ¦ duplex
1-2160046-9 |  | Variant of 2160046 | Fiber Optic Patch Cord, OM4, LC duplex to LC duplex, 1.8 mm LSZH, 19 m, aqua | CommScope® |  | 216 | Fiber patch cord ¦ duplex
2-2160046-8 |  | Variant of 2160046 | Fiber Optic Patch Cord, OM4, LC duplex to LC duplex, 1.8 mm LSZH, 28 m, aqua | CommScope® |  | 216 | Fiber patch cord ¦ duplex
2-2160046-9 |  | Variant of 2160046 | Fiber Optic Patch Cord, OM4, LC duplex to LC duplex, 1.8 mm LSZH, 29 m, aqua | CommScope® |  | 216 | Fiber patch cord ¦ duplex
4-2160046-2 |  | Variant of 2160046 | Fiber Optic Patch Cord, OM4, LC duplex to LC duplex, 1.8 mm LSZH, 42 m, aqua | CommScope® |  | 216 | Fiber patch cord ¦ duplex
4-2160046-3 |  | Variant of 2160046 | Fiber Optic Patch Cord, OM4, LC duplex to LC duplex, 1.8 mm LSZH, 43 m, aqua | CommScope® |  | 216 | Fiber patch cord ¦ duplex
4-2160046-7 |  | Variant of 2160046 | Fiber Optic Patch Cord, OM4, LC duplex to LC duplex, 1.8 mm LSZH, 47 m, aqua | CommScope® |  | 216 | Fiber patch cord ¦ duplex
1467849 | FPM-07/K-AC016M-25/39 | Variant | Fiber Optic Patch Cord, Multi-fiber, Singlemode, 2 fibers, SC/UPC to LC/UPC, yellow, 16 m |  |  | FPM | Fiber distribution cable assembly
1469713 | FPM-07/K-AC026M-25/39 | Variant | Fiber Optic Patch Cord, Multi-fiber, Singlemode, 2 fibers, SC/UPC to LC/UPC, yellow, 26 m |  |  | FPM | Fiber distribution cable assembly
1470390 | FPM-07/K-AN026M-25/39 | Variant | Fiber Optic Patch Cord, Multi-fiber, Singlemode, 4 fibers, SC/UPC to LC/UPC, yellow, 26 m |  |  | FPM | Fiber distribution cable assembly
1471522 | FPM-07/7-AT034M-39/25 | Variant | Fiber Optic Patch Cord, Multi-fiber, Singlemode, 24 fibers, SC/UPC to SC/UPC, yellow, 34 m |  |  | FPM | Fiber distribution cable assembly
1474221 | FPM-07/7-AN060M-25/39 | Variant | Fiber Optic Patch Cord, Multi-fiber, Singlemode, 4 fibers, SC/UPC to SC/UPC, yellow, 60 m |  |  | FPM | Fiber distribution cable assembly
1471821 | FPM-07/K-AN025M-25/39 | Variant | Fiber Optic Patch Cord, Multi-fiber, Singlemode, 4 fibers, SC/UPC to LC/UPC, yellow, 25 m |  |  | FPM | Fiber distribution cable assembly
1473963 | FPM-07/7-AC046M-25/39 | Variant | Fiber Optic Patch Cord, Multi-fiber, Singlemode, 2 fibers, SC/UPC to SC/UPC, yellow, 46 m |  |  | FPM | Fiber distribution cable assembly
1474753 | FPM-07/7-AN020M-25/25 | Variant | Fiber Optic Patch Cord, Multi-fiber, Singlemode, 4 fibers, SC/UPC to SC/UPC, yellow, 20 m |  |  | FPM | Fiber distribution cable assembly
320000103324 | FPM-07/7-AT076M-25/25 | Variant | Fiber Optic Patch Cord, OS2, SC/UPC-SC/UPC, 24F RBR, 2.0 mm subunits, 76 m, yellow, 25" breakouts |  |  | FPM | Fiber distribution cable assembly
320000101750 | FPM-07/7-AN042M-25/39 | Variant | Fiber Optic Patch Cord, OS2, SC/UPC-SC/UPC, 4-fiber RBR, 2.0 mm subunits, 42 m, yellow, 25"/39" breakouts |  |  | FPM | Fiber distribution cable assembly
320000106376 | FPM-07/K-AC059M-25/39 | Variant | Fiber Optic Patch Cord, OS2, SC/UPC-LC/UPC, 2-fiber RBR, 2.0 mm subunits, 59 m, yellow, 25"/39" breakouts |  |  | FPM | Fiber distribution cable assembly
320000107360 | FPM-07/7-AC028M-25/60 | Variant | Fiber Optic Patch Cord, Multi-fiber, Singlemode, 2 fibers, SC/UPC to SC/UPC, yellow, 28 m |  |  | FPM | Fiber distribution cable assembly
320000112759 | FPM-07/7-AC026M-25/60 | Variant | Fiber Optic Patch Cord, Multi-fiber, Singlemode, 2 fibers, SC/UPC to SC/UPC, yellow, 26 m |  |  | FPM | Fiber distribution cable assembly
320000114932 | FPM-07/7-AC092M-25/25 | Variant | Fiber Optic Patch Cord, Multi-fiber, Singlemode, 2 fibers, SC/UPC to SC/UPC, 92 m |  |  | FPM | Fiber distribution cable assembly
320000116206 | FPM-07/7-AC076M-39/60 | Variant | Fiber Optic Patch Cord, Multi-fiber, Singlemode, 2 fibers, SC/UPC to SC/UPC, 76 m |  |  | FPM | Fiber distribution cable assembly
320000114299 | FPM-07/7-AN105M-25/25 | Variant | Fiber Optic Patch Cord, Multi-fiber, Singlemode, 4 fibers, SC/UPC to SC/UPC, yellow, 105 m |  |  | FPM | Fiber distribution cable assembly
ULXLCUCC6 |  | Base Product | Ultra Low Loss ULL LazrSPEED® 550 LC/UPC to LC/UPC Ruggedized fanout Cable, 12-Fiber, Plenum, 12 fiber PmP 2.0 mm Dca | CommScope® | SYSTIMAX ULL |  | Ruggedized fanout
1-1920743-6 |  | Variant of 1920743 | Fiber Optic Patch Cord, Duplex, Multimode, LC/UPC to LC/UPC, aqua, 16 m | CommScope® |  | 192 | Fiber patch cord ¦ duplex
1-2055109-5 |  | Variant of 2055109 | Fiber Optic Patch Cord, Duplex, Multimode, LC/UPC to SC/UPC, aqua, 15 m | CommScope® |  | 205 | Fiber patch cord ¦ duplex
1-2105027-5 |  | Variant of 2105027 | Fiber Optic Patch Cord, OM3, LC/LC duplex, 1.8 mm LSZH & OFNR, 15 m, aqua | CommScope® |  | 210 | Fiber patch cord ¦ duplex
1-2105061-4 |  | Variant of 2105061 | Fiber Optic Patch Cord, Duplex, Multimode, LC/UPC to LC/UPC, LSZH & OFNR, aqua, 14 m | CommScope® |  | 210 | Fiber patch cord ¦ duplex
U4GLFLFCD |  | Base Product | Ultra Low Loss ULL TeraSPEED® LC/UPC G B to LC/UPC G B Ruggedized fanout Cable, 12-Fiber, LSZH, 12 fiber PmP 2.0 mm /B2ca | CommScope® | SYSTIMAX ULL |  | Ruggedized fanout
U4GLGLGCK |  | Base Product | Ultra Low Loss ULL TeraSPEED® LC/APC G B to LC/APC G B Ruggedized fanout Cable, 72-Fiber, LSZH, 12 fiber PmP 2.0 mm /B2ca | CommScope® | SYSTIMAX ULL |  | Ruggedized fanout
U4GLULUCM |  | Base Product | Ultra Low Loss ULL TeraSPEED® LC/UPC Uniboot to LC/UPC Uniboot Ruggedized fanout Cable, 144-Fiber, LSZH, 12 fiber PmP 2.0 mm / B2ca | CommScope® | SYSTIMAX ULL |  | Ruggedized fanout
U4GLCLCCH |  | Base Product | Ultra Low Loss ULL TeraSPEED® LC/UPC to LC/UPC Ruggedized fanout Cable, 48-Fiber, LSZH, 12 fiber PmP 2.0 mm /B2ca | CommScope® | SYSTIMAX ULL |  | Ruggedized fanout
U4GLALACG |  | Base Product | Ultra Low Loss ULL TeraSPEED® LC/APC to LC/APC Ruggedized fanout Cable, 36-Fiber, LSZH, 12 fiber PmP 2.0 mm /B2ca | CommScope® | SYSTIMAX ULL |  | Ruggedized fanout
U4GLALACH |  | Base Product | Ultra Low Loss ULL TeraSPEED® LC/APC to LC/APC Ruggedized fanout Cable, 48-Fiber, LSZH, 12 fiber PmP 2.0 mm /B2ca | CommScope® | SYSTIMAX ULL |  | Ruggedized fanout
U4GLGLGCG |  | Base Product | Ultra Low Loss ULL TeraSPEED® LC/APC G B to LC/APC G B Ruggedized fanout Cable, 36-Fiber, LSZH, 12 fiber PmP 2.0 mm /B2ca | CommScope® | SYSTIMAX ULL |  | Ruggedized fanout
1-2160046-0 |  | Variant of 2160046 | Fiber Optic Patch Cord, OM4, LC duplex to LC duplex, 1.8 mm LSZH, 10 m, aqua | CommScope® |  | 216 | Fiber patch cord ¦ duplex
1-2160544-3 |  | Variant of 2160544 | Fiber Optic Patch Cord, Duplex, Multimode, LC/UPC to LC/UPC, aqua, 1.3 m | CommScope® |  | 216 | Fiber patch cord ¦ duplex
4-2160046-0 |  | Variant of 2160046 | Fiber Optic Patch Cord, OM4, LC duplex to LC duplex, 1.8 mm LSZH, 40 m, aqua | CommScope® |  | 216 | Fiber patch cord ¦ duplex
5-2105092-0 |  | Variant of 2105092 | Fiber Optic Patch Cord, Duplex, OS2, SC/UPC to SC/UPC, LSZH & OFNR, yellow, 50 m | CommScope® |  | 210 | Fiber patch cord ¦ duplex
5-2105027-4 |  | Variant of 2105027 | Fiber Optic Patch Cord, OM3, LC/LC duplex, 1.8 mm LSZH & OFNR, 54 m, aqua | CommScope® |  | 210 | Fiber patch cord ¦ duplex
7-2105028-2 |  | Variant of 2105028 | Fiber Optic Patch Cord, Duplex, Singlemode, LC/UPC to LC/UPC, yellow, 72 m | CommScope® |  | 210 | Fiber patch cord ¦ duplex
UNGSASACF |  | Base Product | Ultra Low Loss ULL TeraSPEED® SC/APC to SC/APC Ruggedized fanout Cable, 24-Fiber, LSZH, 12 fiber PmP 2.0 mm Dca | CommScope® | SYSTIMAX ULL |  | Ruggedized fanout
UNGSASACH |  | Base Product | Ultra Low Loss ULL TeraSPEED® SC/APC to SC/APC Ruggedized fanout Cable, 48-Fiber, LSZH, 12 fiber PmP 2.0 mm Dca | CommScope® | SYSTIMAX ULL |  | Ruggedized fanout
UNGSASACL |  | Base Product | Ultra Low Loss ULL TeraSPEED® SC/APC to SC/APC Ruggedized fanout Cable, 96-Fiber, LSZH, 12 fiber PmP 2.0 mm Dca | CommScope® | SYSTIMAX ULL |  | Ruggedized fanout
F4WSCSCAG |  | Base Product | SingleMode SC/UPC to SC/UPC, InstaPATCH® 360 Ruggedized Fiber Fanout Cable Assembly, 36-Fiber, Low Smoke Zero Halogen (LSZH) | CommScope® | SYSTIMAX InstaPATCH® 360 |  | Ruggedized fanout |  | Discontinued
F4WSCSCAK |  | Base Product | Singlemode SC/UPC to SC/UPC 72-Fiber InstaPATCH® 360 Ruggedized Fanout Cable, Low Smoke Zero Halogen | CommScope® | SYSTIMAX InstaPATCH® 360 |  | Ruggedized fanout |  | Discontinued
F4WLCLCAH |  | Base Product | Singlemode LC/UPC to LC/UPC, InstaPATCH® 360 Ruggedized Fiber Fanout Cable Assembly, 48-Fiber, Low Smoke Zero Halogen (LSZH) | CommScope® | SYSTIMAX InstaPATCH® 360 |  | Ruggedized fanout
F4XSCSCAD |  | Base Product | OM4 SC/UPC to SC/UPC 12-Fiber InstaPATCH® 360 Ruggedized Fanout Cable, Low Smoke Zero Halogen | CommScope® | SYSTIMAX InstaPATCH® 360 |  | Ruggedized fanout |  | Discontinued
FLZLCUCAD |  | Base Product | OM3 LC/UPC to Unconnectorized 12-Fiber InstaPATCH® 360 Ruggedized Fanout Cable, Plenum | CommScope® | SYSTIMAX InstaPATCH® 360 |  | Ruggedized fanout
FNWLCSCAF |  | Base Product | Singlemode LC/UPC to SC/UPC 24-Fiber InstaPATCH® 360 Ruggedized Fanout Cable, Low Smoke Zero Halogen | CommScope® | SYSTIMAX InstaPATCH® 360 |  | Ruggedized fanout
FNWLCSAAD |  | Base Product | SingleMode LC/UPC to SC/APC, InstaPATCH® 360 Ruggedized Fiber Fanout Cable Assembly, 12-Fiber, Low Smoke Zero Halogen (LSZH) | CommScope® | SYSTIMAX InstaPATCH® 360 |  | Ruggedized fanout
FPM-0K/0-M003M |  | Variant | Fiber Optic Pigtail, Multi-fiber, Singlemode, 12 fibers, LC/UPC to Stub, yellow, 3 m |  |  | FPM | Fiber pigtail ¦ multi-fiber
FPM-0E/0-M005F |  | Variant | Fiber Optic Pigtail, Multi-fiber, Singlemode, 12 fibers, SC/UPC to stub, yellow, 5 ft |  |  | FPM | Fiber pigtail ¦ multi-fiber
IFC-7/7VP012-PPV |  | Variant | Fiber Optic Intra Facility Fiber Cable, OS2, SC/UPC to SC/UPC, yellow, 12 m |  |  | IFC | Fiber distribution cable assembly
IFC-7/7VP018-PPV |  | Variant | Fiber Optic Intra Facility Fiber Cable, OS2, SC/UPC to SC/UPC, yellow, 18 m |  |  | IFC | Fiber distribution cable assembly
IFC-E/EA015 |  | Variant | Fiber Optic Intra Facility Fiber Cable, OS2, SC/APC to SC/APC, yellow, 15 m |  |  | IFC | Fiber distribution cable assembly
IFC-K/0A015-TF |  | Variant | Fiber Optic Intra Facility Fiber Cable, OS2, LC/UPC to Stub, yellow, 15 m |  |  | IFC | Fiber distribution cable assembly
MIFC-9/02C050-NGF |  | Variant | Fiber Optic Intra Facility Cable, Multimode, OM2, SC/UPC to Stub, orange, 50 m |  |  | IFC | Fiber distribution cable assembly |  | Discontinued
1442673 | FPM-0M/E-AT024M-VB/60 | Variant | Fiber Optic Patch Cord, Multi-fiber, Singlemode, 24 fibers, LC/APC to SC/APC, yellow, 24 m |  |  | FPM | Fiber distribution cable assembly
1464096-ZZ | FPM-0M/E-AN014M-VB/60 | Variant | Fiber Optic Patch Cord, Multi-fiber, Singlemode, 4 fibers, LC/APC to SC/APC, yellow, 14 m |  |  | FPM | Fiber distribution cable assembly
1464117 | FPM-0M/E-AN010M-VB/60 | Variant | Fiber Optic Patch Cord, Multi-fiber, Singlemode, 4 fibers, LC/APC to SC/APC, yellow, 10 m |  |  | FPM | Fiber distribution cable assembly
6-2160046-3 |  | Variant of 2160046 | Fiber Optic Patch Cord, OM4, LC duplex to LC duplex, 1.8 mm LSZH, 63 m, aqua | CommScope® |  | 216 | Fiber patch cord ¦ duplex
9-2160046-4 |  | Variant of 2160046 | Fiber Optic Patch Cord, Duplex, Multimode, LC/UPC to LC/UPC, aqua, 4.5 m | CommScope® |  | 216 | Fiber patch cord ¦ duplex
9-2160046-9 |  | Variant of 2160046 | Fiber Optic Patch Cord, Duplex, Multimode, LC/UPC to LC/UPC, aqua, 9.5 m | CommScope® |  | 216 | Fiber patch cord ¦ duplex
3-2105067-0 |  | Variant of 2105067 | Fiber Optic Patch Cord, Duplex, Multimode, LC/UPC to LC/UPC, aqua, 30 m | CommScope® |  | 210 | Fiber patch cord ¦ duplex
2105067-4 |  | Variant of 2105067 | Fiber Optic Patch Cord, Duplex, Multimode, LC/UPC to SC/UPC, aqua, 4 m | CommScope® |  | 210 | Fiber patch cord ¦ duplex
2-2105061-1 |  | Variant of 2105061 | Fiber Optic Patch Cord, Duplex, Multimode, LC/UPC to LC/UPC, LSZH & OFNR, aqua, 21 m | CommScope® |  | 210 | Fiber patch cord ¦ duplex
8-2105032-5 |  | Variant of 2105032 | Fiber Optic Patch Cord, Duplex, Singlemode, LC/UPC to SC/UPC, yellow, 85 m | CommScope® |  | 210 | Fiber patch cord ¦ duplex
9-2105028-4 |  | Variant of 2105028 | Fiber Optic Patch Cord, Duplex, Singlemode, LC/UPC to LC/UPC, yellow, 100 m | CommScope® |  | 210 | Fiber patch cord ¦ duplex
3-2105028-2 |  | Variant of 2105028 | Fiber Optic Patch Cord, OS2, LC/LC duplex, 1.8 mm LSZH & OFNR, 32 m | CommScope® |  | 210 | Fiber patch cord ¦ duplex
2-2105028-2 |  | Variant of 2105028 | Fiber Optic Patch Cord, Duplex, Singlemode, LC/UPC to LC/UPC, yellow, 22 m | CommScope® |  | 210 | Fiber patch cord ¦ duplex
9-2105027-9 |  | Variant of 2105027 | Fiber Optic Patch Cord, OM3, LC/LC duplex, 1.8 mm LSZH & OFNR, 120 m, aqua | CommScope® |  | 210 | Fiber patch cord ¦ duplex
3-2105027-4 |  | Variant of 2105027 | Fiber Optic Patch Cord, OM3, LC/LC duplex, 1.8 mm LSZH & OFNR, 34 m, aqua | CommScope® |  | 210 | Fiber patch cord ¦ duplex
2055109-1 |  | Variant of 2055109 | Fiber Optic Patch Cord, LC to SC, OM3 XG 10 Gb/s, twin zip, 1 m, aqua | CommScope® |  | 205 | Fiber patch cord ¦ duplex
2-2055108-5 |  | Variant of 2055108 | Fiber Optic Patch Cord, Duplex, Multimode, SC/UPC to SC/UPC, aqua, 25 m | CommScope® |  | 205 | Fiber patch cord ¦ duplex
2055108-1 |  | Variant of 2055108 | Fiber Optic Patch Cord, Duplex, Multimode, SC/UPC to SC/UPC, aqua, 1 m | CommScope® |  | 205 | Fiber patch cord ¦ duplex
2055108-2 |  | Variant of 2055108 | Fiber Optic Patch Cord, Duplex, Multimode, SC/UPC to SC/UPC, aqua, 2 m | CommScope® |  | 205 | Fiber patch cord ¦ duplex
1-2055108-2 |  | Variant of 2055108 | Fiber Optic Patch Cord, Duplex, Multimode, SC/UPC to SC/UPC, aqua, 12 m | CommScope® |  | 205 | Fiber patch cord ¦ duplex
2-1920743-3 |  | Variant of 1920743 | Fiber Optic Patch Cord, Duplex, Multimode, LC/UPC to LC/UPC, aqua, 23 m | CommScope® |  | 192 | Fiber patch cord ¦ duplex
3-1920743-6 |  | Variant of 1920743 | Fiber Optic Patch Cord, Duplex, Multimode, LC/UPC to LC/UPC, 36 m | CommScope® |  | 192 | Fiber patch cord ¦ duplex
9-1859795-4 |  | Variant of 1859795 | Fiber Optic Patch Cord, Singlemode, LC/UPC to LC/UPC duplex, 3.0 mm LSZH & OFNR, Yellow, 140 m | CommScope® |  | 185 | Fiber patch cord ¦ duplex
9-1859795-5 |  | Variant of 1859795 | Fiber Optic Patch Cord, Singlemode, LC/UPC to LC/UPC duplex, 3.0 mm LSZH & OFNR, Yellow, 150 m | CommScope® |  | 185 | Fiber patch cord ¦ duplex
V-1859795-0 |  | Variant of 1859795 | Fiber Optic Patch Cord, Singlemode, LC/UPC to LC/UPC duplex, 3.0 mm LSZH & OFNR, Yellow, 290 m | CommScope® |  | 185 | Fiber patch cord ¦ duplex
1859794-2 |  | Variant of 1859794 | Fiber Optic Patch Cord, Duplex, Multimode OM3, LC/UPC to LC/UPC, 3 mm, LSZH/OFNR, aqua, 2 m | CommScope® |  | 185 | Fiber patch cord ¦ duplex
3-1859794-5 |  | Variant of 1859794 | Fiber Optic Patch Cord, Duplex, Multimode OM3, LC/UPC to LC/UPC, 3 mm, LSZH/OFNR, aqua, 35 m | CommScope® |  | 185 | Fiber patch cord ¦ duplex
B-1859794-0 |  | Variant of 1859794 | Fiber Optic Patch Cord, Duplex, Multimode OM3, LC/UPC to LC/UPC, 3 mm, LSZH/OFNR, aqua, 110 m | CommScope® |  | 185 | Fiber patch cord ¦ duplex
1859793-2 |  | Variant of 1859793 | Fiber Optic Patch Cord, Duplex, Multimode OM4, LC/UPC to LC/UPC, 3 mm, LSZH/OFNR, aqua, 2 m | CommScope® |  | 185 | Fiber patch cord ¦ duplex
4-1859793-0 |  | Variant of 1859793 | Fiber Optic Patch Cord, Duplex, Multimode OM4, LC/UPC to LC/UPC, 3 mm, LSZH/OFNR, aqua, 40 m | CommScope® |  | 185 | Fiber patch cord ¦ duplex
A-1859793-0 |  | Variant of 1859793 | Fiber Optic Patch Cord, Duplex, Multimode OM4, LC/UPC to LC/UPC, 3 mm, LSZH/OFNR, aqua, 100 m | CommScope® |  | 185 | Fiber patch cord ¦ duplex
B-1859793-0 |  | Variant of 1859793 | Fiber Optic Patch Cord, Duplex, Multimode OM4, LC/UPC to LC/UPC, 3 mm, LSZH/OFNR, aqua, 110 m | CommScope® |  | 185 | Fiber patch cord ¦ duplex
2105085-1 |  | Variant of 2105085 | Fiber Optic Patch Cord, Simplex, 0.9mm, LSZH, Multimode OM3, SC/UPC to SC/UPC, Aqua, 1 m | CommScope® |  | 210 | Fiber patch cord ¦ simplex
2105081-1 |  | Variant of 2105081 | Fiber Optic Patch Cord, Simplex, 0.9mm, LSZH, Singlemode, LC/UPC to LC/UPC, Yellow, 1 m | CommScope® |  | 210 | Fiber patch cord ¦ simplex
2105082-3 |  | Variant of 2105082 | Fiber Optic Patch Cord, Simplex, 0.9mm, LSZH, Singlemode, SC/UPC to SC/UPC, Yellow, 3 m | CommScope® |  | 210 | Fiber patch cord ¦ simplex
760256099 | OCJ-EC-10MASIA-LF | Variant of OCJ | Fiber Optic Patch Cord, Simplex, Singlemode, LSH/APC to LC/UPC, 1.8 mm diameter, yellow, 10m |  |  | OCJ | Fiber patch cord ¦ simplex
XPPCSR8/8 |  | Base Product | CommScope XPND™ Singlemode LC/UPC to LC/UPC, Fiber Patch Cord, 1.6 mm Simplex, Dual Rated LSZH/Riser | CommScope® | SYSTIMAX InstaPATCH® 360 | XPPC | Fiber patch cord ¦ simplex
XPPCSR7/7 |  | Base Product | CommScope XPND™ Singlemode SC/UPC to SC/UPC, Fiber Patch Cord, 1.6 mm Simplex, Dual Rated LSZH/Riser | CommScope® | SYSTIMAX InstaPATCH® 360 | XPPC | Fiber patch cord ¦ simplex
U4GSASACH |  | Base Product | Ultra Low Loss ULL TeraSPEED® SC/APC to SC/APC Ruggedized fanout Cable, 48-Fiber, LSZH, 12 fiber PmP 2.0 mm /B2ca | CommScope® | SYSTIMAX ULL |  | Ruggedized fanout
U4GSCSCCK |  | Base Product | Ultra Low Loss ULL TeraSPEED® SC/UPC to SC/UPC Ruggedized fanout Cable, 72-Fiber, LSZH, 12 fiber PmP 2.0 mm /B2ca | CommScope® | SYSTIMAX ULL |  | Ruggedized fanout
U4XLULUCH |  | Base Product | Ultra Low Loss ULL LazrSPEED® 550 LC/UPC Uniboot to LC/UPC Uniboot Ruggedized fanout Cable, 48-Fiber, LSZH, 12 fiber PmP 2.0 mm /B2ca | CommScope® | SYSTIMAX ULL |  | Ruggedized fanout
U4VSCSCCG |  | Base Product | Ultra Low Loss ULL LazrSPEED® 550 OM5 SC/UPC to SC/UPC Ruggedized fanout Cable, 36-Fiber, LSZH, 12 fiber PmP 2.0 mm /B2ca | CommScope® | SYSTIMAX ULL |  | Ruggedized fanout
ULGLCLCCK |  | Base Product | Ultra Low Loss ULL TeraSPEED® LC/UPC to LC/UPC Ruggedized fanout Cable, 72-Fiber, Plenum, 12 fiber PmP 2.0 mm Dca | CommScope® | SYSTIMAX ULL |  | Ruggedized fanout
ULGLALACG |  | Base Product | Ultra Low Loss ULL TeraSPEED® LC/APC to LC/APC Ruggedized fanout Cable, 36-Fiber, Plenum, 12 fiber PmP 2.0 mm Dca | CommScope® | SYSTIMAX ULL |  | Ruggedized fanout
ULGLGLGCM |  | Base Product | Ultra Low Loss ULL TeraSPEED® LC/APC G B to LC/APC G B Ruggedized fanout Cable, 144-Fiber, Plenum, 12 fiber PmP 2.0 mm Dca | CommScope® | SYSTIMAX ULL |  | Ruggedized fanout
ULVLCLCCL |  | Base Product | Ultra Low Loss ULL LazrSPEED® 550 OM5 LC/UPC to LC/UPC Ruggedized fanout Cable, 96-Fiber, Plenum, 12 fiber PmP 2.0 mm Dca | CommScope® | SYSTIMAX ULL |  | Ruggedized fanout
ULVLULUCK |  | Base Product | Ultra Low Loss ULL LazrSPEED® 550 OM5 LC/UPC Uniboot to LC/UPC Uniboot Ruggedized fanout Cable, 72-Fiber, Plenum, 12 fiber PmP 2.0 mm Dca | CommScope® | SYSTIMAX ULL |  | Ruggedized fanout
ULVSCSCCM |  | Base Product | Ultra Low Loss ULL LazrSPEED® 550 OM5 SC/UPC to SC/UPC Ruggedized fanout Cable, 144-Fiber, Plenum, 12 fiber PmP 2.0 mm Dca | CommScope® | SYSTIMAX ULL |  | Ruggedized fanout
ULVSCSCCD |  | Base Product | Ultra Low Loss ULL LazrSPEED® 550 OM5 SC/UPC to SC/UPC Ruggedized fanout Cable, 12-Fiber, Plenum, 12 fiber PmP 2.0 mm Dca | CommScope® | SYSTIMAX ULL |  | Ruggedized fanout
ULXLULUCM |  | Base Product | Ultra Low Loss ULL LazrSPEED® 550 LC/UPC Uniboot to LC/UPC Uniboot Ruggedized fanout Cable, 144-Fiber, Plenum, 12 fiber PmP 2.0 mm Dca | CommScope® | SYSTIMAX ULL |  | Ruggedized fanout
ULXLCLCCL |  | Base Product | Ultra Low Loss ULL LazrSPEED® 550 LC/UPC to LC/UPC Ruggedized fanout Cable, 96-Fiber, Plenum, 12 fiber PmP 2.0 mm Dca | CommScope® | SYSTIMAX ULL |  | Ruggedized fanout
ULXSCSCCH |  | Base Product | Ultra Low Loss ULL LazrSPEED® 550 SC/UPC to SC/UPC Ruggedized fanout Cable, 48-Fiber, Plenum, 12 fiber PmP 2.0 mm Dca | CommScope® | SYSTIMAX ULL |  | Ruggedized fanout
ULXSCSCCK |  | Base Product | Ultra Low Loss ULL LazrSPEED® 550 SC/UPC to SC/UPC Ruggedized fanout Cable, 72-Fiber, Plenum, 12 fiber PmP 2.0 mm Dca | CommScope® | SYSTIMAX ULL |  | Ruggedized fanout
UNGLULUCF |  | Base Product | Ultra Low Loss ULL TeraSPEED® LC/UPC Uniboot to LC/UPC Uniboot Ruggedized fanout Cable, 24-Fiber, Dual Rated LSZH/Riser | CommScope® | SYSTIMAX ULL |  | Ruggedized fanout
UNGLULUCL |  | Base Product | Ultra Low Loss ULL TeraSPEED® LC/UPC Uniboot to LC/UPC Uniboot Ruggedized fanout Cable, 96-Fiber, LSZH, 12 fiber PmP 2.0 mm Dca | CommScope® | SYSTIMAX ULL |  | Ruggedized fanout
UNGLGLGCK |  | Base Product | Ultra Low Loss ULL TeraSPEED® LC/APC G B to LC/APC G B Ruggedized fanout Cable, 72-Fiber, LSZH, 12 fiber PmP 2.0 mm Dca | CommScope® | SYSTIMAX ULL |  | Ruggedized fanout
UNGLULUCM |  | Base Product | Ultra Low Loss ULL TeraSPEED® LC/UPC Uniboot to LC/UPC Uniboot Ruggedized fanout Cable, 144-Fiber, LSZH, 12 fiber PmP 2.0 mm Dca | CommScope® | SYSTIMAX ULL |  | Ruggedized fanout
1682372 | FPM-07/K-AT022M-25/39 | Variant | Fiber Optic Patch Cord, Multi-fiber, Singlemode, 24 fibers, SC/UPC to LC/UPC, yellow, 22 m |  |  | FPM | Fiber distribution cable assembly
300001750484 | FPM-07/7-AT040M-25/25 | Variant | Fiber Optic Patch Cord, OS2, SC/UPC-SC/UPC, 24F RBR, 2.0 mm subunits, 40 m, yellow, 25" breakouts |  |  | FPM | Fiber distribution cable assembly
300001774231 | FPM-07/7-AN020M-39/60 | Variant | Fiber Optic Patch Cord, Multi-fiber, Singlemode, 4 fibers, SC/UPC to SC/UPC, yellow, 20 m |  |  | FPM | Fiber distribution cable assembly
300001774147 | FPM-07/7-AN012M-39/25 | Variant | Fiber Optic Patch Cord, OS2, SC/UPC-SC/UPC, 4-fiber RBR, 2.0 mm subunits, 12 m, yellow, 39"/25" breakouts |  |  | FPM | Fiber distribution cable assembly
320000100197 | FPM-0E/E-AC012M-39/60 | Variant | Fiber Optic Patch Cord, Multi-fiber, Singlemode, 2 fibers, SC/APC to SC/APC, yellow, 12 m |  |  | FPM | Fiber distribution cable assembly
F4WLCLCAM |  | Base Product | SingleMode LC/UPC to LC/UPC, InstaPATCH® 360 Ruggedized Fiber Fanout Cable Assembly, 144-Fiber, LSZH, B2ca | CommScope® | SYSTIMAX InstaPATCH® 360 |  | Ruggedized fanout
1430079 | FPM-07/7-AN018M-VE/45 | Variant | Fiber Optic Patch Cord, Multi-fiber, Singlemode, 4 fibers, SC/UPC to SC/UPC, yellow, 18 m |  |  | FPM | Fiber distribution cable assembly
1433611 | FPM-07/7-AN028M-39/25 | Variant | Fiber Optic Patch Cord, Multi-fiber, Singlemode, 4 fibers, SC/UPC to SC/UPC, yellow, 28 m |  |  | FPM | Fiber distribution cable assembly
1441958 | FPM-07/K-AN014M-60/39 | Variant | Fiber Optic Patch Cord, Multi-fiber, Singlemode, 4 fibers, SC/UPC to LC/UPC, yellow, 14 m |  |  | FPM | Fiber distribution cable assembly
1464154 | FPM-07/7-AT050M-25/25 | Variant | Fiber Optic Patch Cord, Multi-fiber, Singlemode, 24 fibers, SC/UPC to SC/UPC, yellow, 50 m |  |  | FPM | Fiber distribution cable assembly
1463989 | FPM-0M/E-AN013M-VB/60 | Variant | Fiber Optic Patch Cord, Multi-fiber, Singlemode, 4 fibers, LC/APC to SC/APC, yellow, 13 m |  |  | FPM | Fiber distribution cable assembly
1464664 | FPM-07/7-AN040M-39/25 | Variant | Fiber Optic Patch Cord, Multi-fiber, Singlemode, 4 fibers, SC/UPC to SC/UPC, yellow, 40 m |  |  | FPM | Fiber distribution cable assembly
1466975 | FPM-07/7-AT031M-25/25 | Variant | Fiber Optic Patch Cord, Multi-fiber, Singlemode, 24 fibers, SC/UPC to SC/UPC, 31 m |  |  | FPM | Fiber distribution cable assembly
FGWMPMPAL |  | Base Product | Singlemode MPO (Unpinned) to MPO (Unpinned), InstaPATCH® 360 Pre-terminated Trunk Cable, 96-Fiber, Plenum | CommScope® | SYSTIMAX InstaPATCH® 360 |  | Fiber trunk cable assembly
FGZMPMPAF |  | Base Product | OM3 MPO (Unpinned) to MPO (Unpinned), InstaPATCH® 360 Pre-terminated Trunk Cable, 24-Fiber, Plenum | CommScope® | SYSTIMAX InstaPATCH® 360 |  | Fiber trunk cable assembly
FGZMPMPAG |  | Base Product | OM3 MPO (Unpinned) to MPO (Unpinned), InstaPATCH® 360 Pre-terminated Trunk Cable, 36-Fiber, Plenum | CommScope® | SYSTIMAX InstaPATCH® 360 |  | Fiber trunk cable assembly
FGZMPMXAH |  | Base Product | OM3 MPO (Unpinned) to MPO (Pinned), InstaPATCH® 360 Pre-terminated Trunk Cable, 48-Fiber, Plenum | CommScope® | SYSTIMAX InstaPATCH® 360 |  | Fiber trunk cable assembly
FGXMPMXAG |  | Base Product | OM4 MPO (Unpinned) to MPO (Pinned), InstaPATCH® 360 Pre-terminated Trunk Cable, 36-Fiber, Plenum | CommScope® | SYSTIMAX InstaPATCH® 360 |  | Fiber trunk cable assembly
FGZMPMXAK |  | Base Product | OM3 MPO (Unpinned) to MPO (Pinned), InstaPATCH® 360 Pre-terminated Trunk Cable, 72-Fiber, Plenum | CommScope® | SYSTIMAX InstaPATCH® 360 |  | Fiber trunk cable assembly
FGZMPMPAK |  | Base Product | OM3 MPO (Unpinned) to MPO (Unpinned), InstaPATCH® 360 Pre-terminated Trunk Cable, 72-Fiber, Plenum | CommScope® | SYSTIMAX InstaPATCH® 360 |  | Fiber trunk cable assembly
FGZMXMXAF |  | Base Product | OM3 MPO (Pinned) to MPO (Pinned), InstaPATCH® 360 Pre-terminated Trunk Cable, 24-Fiber, Plenum | CommScope® | SYSTIMAX InstaPATCH® 360 |  | Fiber trunk cable assembly
FGZMPMXAF |  | Base Product | OM3 MPO (Unpinned) to MPO (Pinned), InstaPATCH® 360 Pre-terminated Trunk Cable, 24-Fiber, Plenum | CommScope® | SYSTIMAX InstaPATCH® 360 |  | Fiber trunk cable assembly
FHWMPMXAL |  | Base Product | Singlemode MPO (Unpinned) to MPO (Pinned), InstaPATCH® 360 Armored Pre-terminated Trunk Cable, 96-Fiber, Plenum | CommScope® | SYSTIMAX InstaPATCH® 360 |  | Fiber trunk cable assembly |  | Discontinued
FHXMPMPAD |  | Base Product | OM4 MPO (Unpinned) to MPO (Unpinned), InstaPATCH® 360 Armored Pre-terminated Trunk Cable, 12-Fiber, Plenum | CommScope® | SYSTIMAX InstaPATCH® 360 |  | Fiber trunk cable assembly |  | Discontinued
FHXMPMPAF |  | Base Product | OM4 MPO (Unpinned) to MPO (Unpinned), InstaPATCH® 360 Armored Pre-terminated Trunk Cable, 24-Fiber, Plenum | CommScope® | SYSTIMAX InstaPATCH® 360 |  | Fiber trunk cable assembly |  | Discontinued
FHXMPMXAK |  | Base Product | OM4 MPO (Unpinned) to MPO (Pinned), InstaPATCH® 360 Armored Pre-terminated Trunk Cable, 72-Fiber, Plenum | CommScope® | SYSTIMAX InstaPATCH® 360 |  | Fiber trunk cable assembly |  | Discontinued
FHZMPMPAF |  | Base Product | OM3 MPO (Unpinned) to MPO (Unpinned), InstaPATCH® 360 Armored Pre-terminated Trunk Cable, 24-Fiber, Plenum | CommScope® | SYSTIMAX InstaPATCH® 360 |  | Fiber trunk cable assembly |  | Discontinued
FHZMPMXAK |  | Base Product | OM3 MPO (Unpinned) to MPO (Pinned), InstaPATCH® 360 Armored Pre-terminated Trunk Cable, 72-Fiber, Plenum | CommScope® | SYSTIMAX InstaPATCH® 360 |  | Fiber trunk cable assembly |  | Discontinued
FJWMPMPDH |  | Base Product | Singlemode MPO (Unpinned) to MPO (Unpinned), InstaPATCH® 360 Pre-terminated Indoor/Outdoor Trunk Cable, 48-Fiber, Low Smoke Zero Halogen | CommScope® | SYSTIMAX InstaPATCH® 360 |  | Fiber trunk cable assembly
FJWMPMPDK |  | Base Product | Singlemode MPO (Unpinned) to MPO (Unpinned), InstaPATCH® 360 Pre-terminated Indoor/Outdoor Trunk Cable, 72-Fiber, Low Smoke Zero Halogen | CommScope® | SYSTIMAX InstaPATCH® 360 |  | Fiber trunk cable assembly
FJWMPMPAG |  | Base Product | Singlemode MPO (Unpinned) to MPO (Unpinned), InstaPATCH® 360 Pre-terminated Trunk Cable, 36-Fiber, Low Smoke Zero Halogen | CommScope® | SYSTIMAX InstaPATCH® 360 |  | Fiber trunk cable assembly
FJWMPMPDM |  | Base Product | Singlemode MPO (Unpinned) to MPO (Unpinned), InstaPATCH® 360 Pre-terminated Indoor/Outdoor Trunk Cable, 144-Fiber, Low Smoke Zero Halogen | CommScope® | SYSTIMAX InstaPATCH® 360 |  | Fiber trunk cable assembly
FJVMPMPAF |  | Base Product | OM5 MPO (Unpinned) to MPO (Unpinned), InstaPATCH® 360 Pre-terminated Trunk Cable, 24-Fiber, Low Smoke Zero Halogen | CommScope® | SYSTIMAX InstaPATCH® 360 |  | Fiber trunk cable assembly
FJWMPMPAM |  | Base Product | Singlemode MPO (Unpinned) to MPO (Unpinned), InstaPATCH® 360 Pre-terminated Trunk Cable, 144-Fiber, Low Smoke Zero Halogen | CommScope® | SYSTIMAX InstaPATCH® 360 |  | Fiber trunk cable assembly
FJWMPMXAH |  | Base Product | Singlemode MPO (Unpinned) to MPO (Pinned), InstaPATCH® 360 Pre-terminated Trunk Cable, 48-Fiber, Low Smoke Zero Halogen | CommScope® | SYSTIMAX InstaPATCH® 360 |  | Fiber trunk cable assembly
FJXMPMXAL |  | Base Product | OM4 MPO (Unpinned) to MPO (Pinned), InstaPATCH® 360 Pre-terminated Trunk Cable, 96-Fiber, Low Smoke Zero Halogen | CommScope® | SYSTIMAX InstaPATCH® 360 |  | Fiber trunk cable assembly
FJWMPMPDD |  | Base Product | Singlemode MPO (Unpinned) to MPO (Unpinned), InstaPATCH® 360 Pre-terminated Indoor/Outdoor Trunk Cable, 12-Fiber, Low Smoke Zero Halogen | CommScope® | SYSTIMAX InstaPATCH® 360 |  | Fiber trunk cable assembly
FJXMPMPAK |  | Base Product | OM4 MPO (Unpinned) to MPO (Unpinned), InstaPATCH® 360 Pre-terminated Trunk Cable, 72-Fiber, Low Smoke Zero Halogen | CommScope® | SYSTIMAX InstaPATCH® 360 |  | Fiber trunk cable assembly
FJZMPMPAH |  | Base Product | OM3 MPO (Unpinned) to MPO (Unpinned), InstaPATCH® 360 Pre-terminated Trunk Cable, 48-Fiber, Low Smoke Zero Halogen | CommScope® | SYSTIMAX InstaPATCH® 360 |  | Fiber trunk cable assembly
FJXMPMPDD |  | Base Product | OM4 MPO (Unpinned) to MPO (Unpinned), InstaPATCH® 360 Pre-terminated Indoor/Outdoor Trunk Cable, 12-Fiber, Low Smoke Zero Halogen | CommScope® | SYSTIMAX InstaPATCH® 360 |  | Fiber trunk cable assembly
FJXMPMPDF |  | Base Product | OM4 MPO (Unpinned) to MPO (Unpinned), InstaPATCH® 360 Pre-terminated Indoor/Outdoor Trunk Cable, 24-Fiber, Low Smoke Zero Halogen | CommScope® | SYSTIMAX InstaPATCH® 360 |  | Fiber trunk cable assembly
FJZMPMXAD |  | Base Product | OM3 MPO (Unpinned) to MPO (Pinned), InstaPATCH® 360 Pre-terminated Trunk Cable, 12-Fiber, Low Smoke Zero Halogen | CommScope® | SYSTIMAX InstaPATCH® 360 |  | Fiber trunk cable assembly
FJZMPMXAF |  | Base Product | OM3 MPO (Unpinned) to MPO (Pinned), InstaPATCH® 360 Pre-terminated Trunk Cable, 24-Fiber, Low Smoke Zero Halogen | CommScope® | SYSTIMAX InstaPATCH® 360 |  | Fiber trunk cable assembly
FJXMPMXAH |  | Base Product | LazrSPEED® 550 MPO (Unpinned) to MPO (Pinned), InstaPATCH® 360 Pre-terminated Extension Cable, 48-Fiber, LSZH | CommScope® | SYSTIMAX InstaPATCH® 360 |  | Fiber trunk cable assembly
FKZMPMPAK |  | Base Product | OM3 MPO (Unpinned) to MPO (Unpinned), InstaPATCH® 360 Armored Pre-terminated Trunk Cable, 72-Fiber, Low Smoke Zero Halogen | CommScope® | SYSTIMAX InstaPATCH® 360 |  | Fiber trunk cable assembly |  | Discontinued
FKXMPMPDD |  | Base Product | OM4 MPO (Unpinned) to MPO (Unpinned), InstaPATCH® 360 Armored Pre-terminated Trunk Cable, 12-Fiber, Low Smoke Zero Halogen | CommScope® | SYSTIMAX InstaPATCH® 360 |  | Fiber trunk cable assembly
FKZMPMPAL |  | Base Product | OM3 MPO (Unpinned) to MPO (Unpinned), InstaPATCH® 360 Armored Pre-terminated Trunk Cable, 96-Fiber, Low Smoke Zero Halogen | CommScope® | SYSTIMAX InstaPATCH® 360 |  | Fiber trunk cable assembly |  | Discontinued
FKZMPMXAD |  | Base Product | OM3 MPO (Unpinned) to MPO (Pinned), InstaPATCH® 360 Armored Pre-terminated Trunk Cable, 12-Fiber, Low Smoke Zero Halogen | CommScope® | SYSTIMAX InstaPATCH® 360 |  | Fiber trunk cable assembly |  | Discontinued
FKZMPMXAK |  | Base Product | OM3 MPO (Unpinned) to MPO (Pinned), InstaPATCH® 360 Armored Pre-terminated Trunk Cable, 72-Fiber, Low Smoke Zero Halogen | CommScope® | SYSTIMAX InstaPATCH® 360 |  | Fiber trunk cable assembly |  | Discontinued
FLWMPLCAF |  | Base Product | Singlemode MPO (Unpinned) to LC/UPC, InstaPATCH® 360 Ruggedized Fanout Cable, 24-Fiber, Plenum | CommScope® | SYSTIMAX InstaPATCH® 360 |  | Ruggedized fanout
FLWMPLCAK |  | Base Product | Singlemode MPO (Unpinned) to LC/UPC, InstaPATCH® 360 Ruggedized Fanout Cable, 72-Fiber, Plenum | CommScope® | SYSTIMAX InstaPATCH® 360 |  | Ruggedized fanout
FLWMXLCAG |  | Base Product | Singlemode MPO (Pinned) to LC/UPC, InstaPATCH® 360 Ruggedized Fanout Cable, 36-Fiber, Plenum | CommScope® | SYSTIMAX InstaPATCH® 360 |  | Ruggedized fanout
FLWMXLCAH |  | Base Product | Singlemode MPO (Pinned) to LC/UPC, InstaPATCH® 360 Ruggedized Fanout Cable, 48-Fiber, Plenum | CommScope® | SYSTIMAX InstaPATCH® 360 |  | Ruggedized fanout
FLXMXLCAD |  | Base Product | OM4 MPO (Pinned) to LC/UPC, InstaPATCH® 360 Ruggedized Fanout Cable, 12-Fiber, Plenum | CommScope® | SYSTIMAX InstaPATCH® 360 |  | Ruggedized fanout
FLXMXLCAF |  | Base Product | OM4 MPO (Pinned) to LC/UPC, InstaPATCH® 360 Ruggedized Fanout Cable, 24-Fiber, Plenum | CommScope® | SYSTIMAX InstaPATCH® 360 |  | Ruggedized fanout
FLXMXSCAF |  | Base Product | LazrSPEED® 550 MPO (Pinned) to SC/UPC, InstaPATCH® 360 Ruggedized Fanout Cable, 24-Fiber, Plenum | CommScope® | SYSTIMAX InstaPATCH® 360 |  | Ruggedized fanout
FLXMXLCAG |  | Base Product | OM4 MPO (Pinned) to LC/UPC, InstaPATCH® 360 Ruggedized Fanout Cable, 36-Fiber, Plenum | CommScope® | SYSTIMAX InstaPATCH® 360 |  | Ruggedized fanout
FLXMPSCAD |  | Base Product | OM4 MPO (Unpinned) to SC/UPC, InstaPATCH® 360 Ruggedized Fanout Cable, 12-Fiber, Plenum | CommScope® | SYSTIMAX InstaPATCH® 360 |  | Ruggedized fanout
FLZMPLCAF |  | Base Product | OM3 MPO (Unpinned) to LC/UPC, InstaPATCH® 360 Ruggedized Fanout Cable, 24-Fiber, Plenum | CommScope® | SYSTIMAX InstaPATCH® 360 |  | Ruggedized fanout
FLZMXLCAG |  | Base Product | OM3 MPO (Pinned) to LC/UPC, InstaPATCH® 360 Ruggedized Fanout Cable, 36-Fiber, Plenum | CommScope® | SYSTIMAX InstaPATCH® 360 |  | Ruggedized fanout
FNXMPSCAD |  | Base Product | OM4 MPO (Unpinned) to SC/UPC, InstaPATCH® 360 Ruggedized Fanout Cable, 12-Fiber, Low Smoke Zero Halogen | CommScope® | SYSTIMAX InstaPATCH® 360 |  | Ruggedized fanout
FNXMPSCAG |  | Base Product | OM4 MPO (Unpinned) to SC/UPC, InstaPATCH® 360 Ruggedized Fanout Cable, 36-Fiber, Low Smoke Zero Halogen | CommScope® | SYSTIMAX InstaPATCH® 360 |  | Ruggedized fanout
FNZMXLCAH |  | Base Product | OM3 MPO (Pinned) to LC/UPC, InstaPATCH® 360 Ruggedized Fanout Cable, 48-Fiber, Low Smoke Zero Halogen | CommScope® | SYSTIMAX InstaPATCH® 360 |  | Ruggedized fanout
FNZMPSCAK |  | Base Product | OM3 MPO (Unpinned) to SC/UPC, InstaPATCH® 360 Ruggedized Fanout Cable, 72-Fiber, Low Smoke Zero Halogen | CommScope® | SYSTIMAX InstaPATCH® 360 |  | Ruggedized fanout
UKGMPUCSM |  | Base Product | Ultra Low Loss Singlemode MPO12 Unpinned to Unconnectorized 144-Fiber Pre-terminated Trunk Cable, Rollable Ribbon Indoor/Outdoor Armored Central Tube, Low Smoke Zero Halogen/Riser | CommScope® | SYSTIMAX ULL |  | Fiber trunk cable assembly
UHXQXUCTK |  | Base Product | Ultra Low Loss (ULL) OM4 MPO8 UPC (pinned) to Unconnectorized Fiber Trunk Cable Assembly, 72-Fiber, Armored Indoor Plenum | CommScope® | Propel ¦ SYSTIMAX ULL |  | Fiber trunk cable assembly
760206516 |  | Variant | Low Tolerance length Singlemode MPO (Female) to MPO (Female) trunk, 24-Fiber, Low Smoke Zero Halogen, 325MT | CommScope® |  |  | Fiber trunk cable assembly
U4GMPLFCD |  | Base Product | Ultra Low Loss ULL TeraSPEED® MPO(Unpinned) to LC/UPC G B Ruggedized fanout Cable, 12-Fiber, LSZH, 12 fiber PmP 2.0 mm /B2ca | CommScope® | SYSTIMAX ULL |  | Ruggedized fanout
U4GMXLFCL |  | Base Product | Ultra Low Loss ULL TeraSPEED® MPO(Pinned) to LC/UPC G B Ruggedized fanout Cable, 96-Fiber, LSZH, 12 fiber PmP 2.0 mm /B2ca | CommScope® | SYSTIMAX ULL |  | Ruggedized fanout
U4VMPLCCM |  | Base Product | Ultra Low Loss ULL LazrSPEED® 550 OM5 MPO(Unpinned) to LC/UPC Ruggedized fanout Cable, 144-Fiber, LSZH, 12 fiber PmP 2.0 mm /B2ca | CommScope® | SYSTIMAX ULL |  | Ruggedized fanout
U4VMPLCAK |  | Base Product | Ultra Low Loss OM5 MPO12 Unpinned to LC/UPC 72-Fiber InstaPATCH® 360 Ruggedized Fanout Cable, Low Smoke Zero Halogen | CommScope® | SYSTIMAX InstaPATCH® 360 ¦ SYSTIMAX ULL |  | Ruggedized fanout |  | Discontinued
U4VMPSCCG |  | Base Product | Ultra Low Loss ULL LazrSPEED® 550 OM5 MPO(Unpinned) to SC/UPC Ruggedized fanout Cable, 36-Fiber, LSZH, 12 fiber PmP 2.0 mm /B2ca | CommScope® | SYSTIMAX ULL |  | Ruggedized fanout
U4VMPLUCH |  | Base Product | Ultra Low Loss ULL LazrSPEED® 550 OM5 MPO(Unpinned) to LC/UPC Uniboot Ruggedized fanout Cable, 48-Fiber, LSZH, 12 fiber PmP 2.0 mm /B2ca | CommScope® | SYSTIMAX ULL |  | Ruggedized fanout
U4GMXSCCL |  | Base Product | Ultra Low Loss ULL TeraSPEED® MPO(Pinned) to SC/UPC Ruggedized fanout Cable, 96-Fiber, LSZH, 12 fiber PmP 2.0 mm /B2ca | CommScope® | SYSTIMAX ULL |  | Ruggedized fanout
U4VMXLCAL |  | Base Product | Ultra Low Loss (ULL) OM5 MPO (Pinned) to LC/UPC, InstaPATCH® 360 Ruggedized Fanout Cable Assembly, 96-Fiber, Low Smoke Zero Halogen (LSZH) | CommScope® | SYSTIMAX InstaPATCH® 360 ¦ SYSTIMAX ULL |  | Ruggedized fanout |  | Discontinued
U4VMPLCAD |  | Base Product | Ultra Low Loss (ULL) OM5 MPO (Unpinned) to LC/UPC, InstaPATCH® 360 Ruggedized Fanout Cable Assembly, 12-Fiber, Low Smoke Zero Halogen (LSZH) | CommScope® | SYSTIMAX InstaPATCH® 360 ¦ SYSTIMAX ULL |  | Ruggedized fanout |  | Discontinued
U4VMXLCAD |  | Base Product | Ultra Low Loss (ULL) OM5 MPO (Pinned) to LC/UPC, InstaPATCH® 360 Ruggedized Fanout Cable Assembly, 12-Fiber, Low Smoke Zero Halogen (LSZH) | CommScope® | SYSTIMAX InstaPATCH® 360 ¦ SYSTIMAX ULL |  | Ruggedized fanout |  | Discontinued
U4VMPLCCK |  | Base Product | Ultra Low Loss ULL LazrSPEED® 550 OM5 MPO(Unpinned) to LC/UPC Ruggedized fanout Cable, 72-Fiber, LSZH, 12 fiber PmP 2.0 mm /B2ca | CommScope® | SYSTIMAX ULL |  | Ruggedized fanout
U4XMPLUCH |  | Base Product | Ultra Low Loss ULL LazrSPEED® 550 MPO(Unpinned) to LC/UPC Uniboot Ruggedized fanout Cable, 48-Fiber, LSZH, 12 fiber PmP 2.0 mm /B2ca | CommScope® | SYSTIMAX ULL |  | Ruggedized fanout
U4VMXLUCL |  | Base Product | Ultra Low Loss ULL LazrSPEED® 550 OM5 MPO(Pinned) to LC/UPC Uniboot Ruggedized fanout Cable, 96-Fiber, LSZH, 12 fiber PmP 2.0 mm /B2ca | CommScope® | SYSTIMAX ULL |  | Ruggedized fanout
U4XMPLCCF |  | Base Product | Ultra Low Loss ULL LazrSPEED® 550 MPO(Unpinned) to LC/UPC Ruggedized fanout Cable, 24-Fiber, LSZH, 12 fiber PmP 2.0 mm /B2ca | CommScope® | SYSTIMAX ULL |  | Ruggedized fanout
U4XMXLCAF |  | Base Product | Ultra Low Loss OM4 MPO12 Pinned to LC/UPC, Ruggedized Fanout Cable, Low Smoke Zero Halogen | CommScope® | SYSTIMAX ULL |  | Ruggedized fanout |  | Discontinued
U4XMXLCAG |  | Base Product | Ultra Low Loss OM4 MPO12 Pinned to LC/UPC 36-Fiber InstaPATCH® 360 Ruggedized Fanout Cable, Low Smoke Zero Halogen | CommScope® | SYSTIMAX InstaPATCH® 360 |  | Ruggedized fanout |  | Discontinued
U4XMXLCAL |  | Base Product | Ultra Low Loss OM4 MPO12 Pinned to LC/UPC 96-Fiber InstaPATCH® 360 Ruggedized Fanout Cable, Low Smoke Zero Halogen | CommScope® | SYSTIMAX InstaPATCH® 360 |  | Ruggedized fanout |  | Discontinued
U4XMPLCAL |  | Base Product | Ultra Low Loss OM4 MPO12 Unpinned to LC/UPC 96-Fiber InstaPATCH® 360 Ruggedized Fanout Cable, Low Smoke Zero Halogen | CommScope® | SYSTIMAX InstaPATCH® 360 |  | Ruggedized fanout |  | Discontinued
U4XMXLCAM |  | Base Product | Ultra Low Loss OM4 MPO12 Pinned to LC/UPC 144-Fiber InstaPATCH® 360 Ruggedized Fanout Cable, Low Smoke Zero Halogen | CommScope® | SYSTIMAX InstaPATCH® 360 ¦ SYSTIMAX ULL |  | Ruggedized fanout |  | Discontinued
U4XMXLUCM |  | Base Product | Ultra Low Loss ULL LazrSPEED® 550 MPO(Pinned) to LC/UPC Uniboot Ruggedized fanout Cable, 144-Fiber, LSZH, 12 fiber PmP 2.0 mm /B2ca | CommScope® | SYSTIMAX ULL |  | Ruggedized fanout
U4XMXLUCD |  | Base Product | Ultra Low Loss ULL LazrSPEED® 550 MPO(Pinned) to LC/UPC Uniboot Ruggedized fanout Cable, 12-Fiber, LSZH, 12 fiber PmP 2.0 mm /B2ca | CommScope® | SYSTIMAX ULL |  | Ruggedized fanout
UGGMPMPRP |  | Base Product | Ultra Low Loss (ULL) Singlemode MPO12 (Unpinned) to MPO12 (Unpinned), 288-Fiber, Rollable Ribbon Central Tube, Plenum | CommScope® | SYSTIMAX ULL |  | Fiber trunk cable assembly
UGGMPMXAF |  | Base Product | Ultra Low Loss (ULL) Singlemode MPO12 (Unpinned) to MPO12 (Pinned), Fiber Trunk Cable Assembly, 24-Fiber, Plenum | CommScope® | SYSTIMAX ULL |  | Fiber trunk cable assembly
UGGMPMPCG |  | Base Product | Ultra Low Loss ULL TeraSPEED® MPO(Unpinned) to MPO(Unpinned) Pre-terminated Trunk Cable, MPO12, 36-Fiber, Plenum, 12 fiber PmP 2.0 mm Dca | CommScope® | SYSTIMAX ULL |  | Fiber trunk cable assembly
UGGMPUCAL |  | Base Product | Ultra Low Loss (ULL) Singlemode MPO12 (Unpinned) to Unconnectorized, Fiber Trunk Cable Assembly, 96-Fiber, Plenum | CommScope® | SYSTIMAX ULL |  | Fiber trunk cable assembly
UGGMPMXAK |  | Base Product | Ultra Low Loss (ULL) Singlemode MPO12 (Unpinned) to MPO12 (Pinned), Fiber Trunk Cable Assembly, 72-Fiber, Plenum | CommScope® | SYSTIMAX ULL |  | Fiber trunk cable assembly
UGGMXUCCG |  | Base Product | Ultra Low Loss ULL TeraSPEED® MPO(Pinned) to Unconnectorized Pre-terminated Trunk Cable, MPO12, 36-Fiber, Plenum, 12 fiber PmP 2.0 mm Dca | CommScope® | SYSTIMAX ULL |  | Fiber trunk cable assembly
UGGQXQXQL |  | Base Product | Ultra Low Loss (ULL) Singlemode MPO8 QSFP (Pinned) to MPO8 QSFP (Pinned), Fiber Trunk Cable Assembly, 96-Fiber, Plenum | CommScope® | SYSTIMAX ULL |  | Fiber trunk cable assembly
UGGQXQXQR |  | Base Product | Ultra Low Loss (ULL) Singlemode MPO8 QSFP (Pinned) to MPO8 QSFP (Pinned), Fiber Trunk Cable Assembly, 16-Fiber, Plenum | CommScope® | SYSTIMAX ULL |  | Fiber trunk cable assembly
UGGMXMXCF |  | Base Product | Ultra Low Loss ULL TeraSPEED® MPO(Pinned) to MPO(Pinned) Pre-terminated Trunk Cable, MPO12, 24-Fiber, Plenum, 12 fiber PmP 2.0 mm Dca | CommScope® | SYSTIMAX ULL |  | Fiber trunk cable assembly
UGGMXUCCK |  | Base Product | Ultra Low Loss ULL TeraSPEED® MPO(Pinned) to Unconnectorized Pre-terminated Trunk Cable, MPO12, 72-Fiber, Plenum, 12 fiber PmP 2.0 mm Dca | CommScope® | SYSTIMAX ULL |  | Fiber trunk cable assembly
UGGQXQXQU |  | Base Product | Ultra Low Loss (ULL) Singlemode MPO8 QSFP (Pinned) to MPO8 QSFP (Pinned), Fiber Trunk Cable Assembly, 64-Fiber, Plenum | CommScope® | SYSTIMAX ULL |  | Fiber trunk cable assembly
UGGMPUCRP |  | Base Product | Ultra Low Loss (ULL) Singlemode, MPO12 Unpinned to Unconnectorized, Fiber Trunk Cable Assembly, 288-Fiber, Rollable Ribbon Central Tube, Plenum | CommScope® | SYSTIMAX ULL |  | Fiber trunk cable assembly
UGV2P2XBH |  | Base Product | Ultra Low Loss (ULL) OM5 MPO24 (Unpinned) to MPO24 (Pinned), Fiber Trunk Cable Assembly, 48-Fiber, Plenum | CommScope® | SYSTIMAX ULL |  | Fiber trunk cable assembly
UGGMXMXAF |  | Base Product | Ultra Low Loss (ULL) Singlemode MPO12 (Pinned) to MPO12 (Pinned), Fiber Trunk Cable Assembly, 24-Fiber, Plenum | CommScope® | SYSTIMAX ULL |  | Fiber trunk cable assembly
UGVMPMXAH |  | Base Product | Ultra Low Loss (ULL) OM5 MPO12 (Unpinned) to MPO12 (Pinned), Fiber Trunk Cable Assembly, 48-Fiber, Plenum | CommScope® | SYSTIMAX ULL |  | Fiber trunk cable assembly
UGGQXQXQ8 |  | Base Product | Ultra Low Loss (ULL) Singlemode MPO8 QSFP (Pinned) to MPO8 QSFP (Pinned), Fiber Trunk Cable Assembly, 8-Fiber, Plenum | CommScope® | SYSTIMAX ULL |  | Fiber trunk cable assembly
UGVMPMPCK |  | Base Product | Ultra Low Loss ULL LazrSPEED® 550 OM5 MPO(Unpinned) to MPO(Unpinned) Pre-terminated Trunk Cable, MPO12, 72-Fiber, Plenum, 12 fiber PmP 2.0 mm Dca | CommScope® | SYSTIMAX ULL |  | Fiber trunk cable assembly
UGXMXMXAG |  | Base Product | Ultra Low Loss (ULL) OM4 MPO12 (Pinned) to MPO12 (Pinned), Fiber Trunk Cable Assembly, 36-Fiber, Plenum | CommScope® | SYSTIMAX ULL |  | Fiber trunk cable assembly
UGVQXQXQL |  | Base Product | Ultra Low Loss (ULL) OM5, MPO8 QSFP Pinned to MPO8 QSFP Pinned, Fiber Trunk Cable Assembly, 96-Fiber, Plenum | CommScope® | SYSTIMAX ULL |  | Fiber trunk cable assembly
UGXMPMPCD |  | Base Product | Ultra Low Loss ULL LazrSPEED® 550 MPO(Unpinned) to MPO(Unpinned) Pre-terminated Trunk Cable, MPO12, 12-Fiber, Plenum, 12 fiber PmP 2.0 mm Dca | CommScope® | SYSTIMAX ULL |  | Fiber trunk cable assembly
UGXMPMPCF |  | Base Product | Ultra Low Loss ULL LazrSPEED® 550 MPO(Unpinned) to MPO(Unpinned) Pre-terminated Trunk Cable, MPO12, 24-Fiber, Plenum, 12 fiber PmP 2.0 mm Dca | CommScope® | SYSTIMAX ULL |  | Fiber trunk cable assembly
UGXQXQXQL |  | Base Product | Ultra Low Loss (ULL) OM4, MPO8 QSFP Pinned to MPO8 QSFP Pinned, Fiber Trunk Cable Assembly, 96-Fiber, Plenum | CommScope® | SYSTIMAX ULL |  | Fiber trunk cable assembly
UGX2X2XBF |  | Base Product | Ultra Low Loss (ULL) OM4 MPO24 (Pinned) to MPO24 (Pinned), Fiber Trunk Cable Assembly, 24-Fiber, Plenum | CommScope® | SYSTIMAX ULL |  | Fiber trunk cable assembly
UGXMXUCCF |  | Base Product | Ultra Low Loss ULL LazrSPEED® 550 MPO(Pinned) to Unconnectorized Pre-terminated Trunk Cable, MPO12, 24-Fiber, Plenum, 12 fiber PmP 2.0 mm Dca | CommScope® | SYSTIMAX ULL |  | Fiber trunk cable assembly
UGXMXMXCG |  | Base Product | Ultra Low Loss ULL LazrSPEED® 550 MPO(Pinned) to MPO(Pinned) Pre-terminated Trunk Cable, MPO12, 36-Fiber, Plenum, 12 fiber PmP 2.0 mm | CommScope® | SYSTIMAX ULL |  | Fiber trunk cable assembly
UGXQPQXQR |  | Base Product | Ultra Low Loss (ULL) OM4 MPO8 QSFP (Unpinned) to MPO8 QSFP (Pinned), Fiber Trunk Cable Assembly, 16-Fiber, Plenum | CommScope® | SYSTIMAX ULL |  | Fiber trunk cable assembly
UJGMPMPAL |  | Base Product | Ultra Low Loss (ULL) Singlemode MPO12 (Unpinned) to MPO12 (Unpinned), Fiber Trunk Cable Assembly, 96-Fiber, Low Smoke Zero Halogen (LSZH)/Riser | CommScope® | SYSTIMAX ULL |  | Fiber trunk cable assembly
UJGMPMPDK |  | Base Product | Ultra Low Loss (ULL) Singlemode, MPO12 Unpinned to MPO12 Unpinned, Fiber Trunk Cable Assembly, 72-Fiber, Indoor/Outdoor, Low Smoke Zero Halogen/Riser | CommScope® | SYSTIMAX ULL |  | Fiber trunk cable assembly
UJGMPUCDH |  | Base Product | Ultra Low Loss Singlemode MPO12 Unpinned to Unconnectorized 48-Fiber Pre-terminated Trunk Cable, Indoor/Outdoor, Low Smoke Zero Halogen/Riser | CommScope® | SYSTIMAX ULL |  | Fiber trunk cable assembly
UJGMXMXAK |  | Base Product | Ultra Low Loss (ULL) Singlemode MPO12 (Pinned) to MPO12 (Pinned), Fiber Trunk Cable Assembly, 72-Fiber, Low Smoke Zero Halogen (LSZH) | CommScope® | SYSTIMAX ULL |  | Fiber trunk cable assembly
UJGMPUCDL |  | Base Product | Ultra Low Loss Singlemode MPO12 Unpinned to Unconnectorized 96-Fiber Pre-terminated Trunk Cable, Indoor/Outdoor, Low Smoke Zero Halogen/Riser | CommScope® | SYSTIMAX ULL |  | Fiber trunk cable assembly
UJGMXMXCM |  | Base Product | Ultra Low Loss ULL TeraSPEED® MPO(Pinned) to MPO(Pinned) Pre-terminated Trunk Cable, MPO12, 144-Fiber, LSZH, 12 fiber PmP 2.0 mm Dca | CommScope® | SYSTIMAX ULL |  | Fiber trunk cable assembly
UJGMPUCAH |  | Base Product | Ultra Low Loss (ULL) Singlemode MPO12 (Unpinned) to Unconnectorized, Fiber Trunk Cable Assembly, 48-Fiber, Low Smoke Zero Halogen/Riser | CommScope® | SYSTIMAX ULL |  | Fiber trunk cable assembly
UJGMXMXDD |  | Base Product | Ultra Low Loss (ULL) Singlemode, MPO12 Pinned to MPO12 Pinned, Fiber Trunk Cable Assembly, 12-Fiber, Low Smoke Zero Halogen/Riser | CommScope® | SYSTIMAX ULL |  | Fiber trunk cable assembly
UJGMPMXDD |  | Base Product | Ultra Low Loss (ULL) Singlemode, MPO12 Unpinned to MPO12 Pinned, Fiber Trunk Cable Assembly, 12-Fiber, Low Smoke Zero Halogen/Riser | CommScope® | SYSTIMAX ULL |  | Fiber trunk cable assembly
UJGMPUCAM |  | Base Product | Ultra Low Loss (ULL) Singlemode, MPO12 Unpinned to Unconnectorized, Fiber Trunk Cable Assembly, 144-Fiber, Low Smoke Zero Halogen/Riser | CommScope® | SYSTIMAX ULL |  | Fiber trunk cable assembly
UJGQPQXQF |  | Base Product | Ultra Low Loss (ULL) Singlemode, MPO8 QSFP Unpinned to MPO8 QSFP Pinned, Fiber Trunk Cable Assembly, 24-Fiber, Low Smoke Zero Halogen | CommScope® | SYSTIMAX ULL |  | Fiber trunk cable assembly
UJGMXUCCF |  | Base Product | Ultra Low Loss ULL TeraSPEED® MPO(Pinned) to Unconnectorized Pre-terminated Trunk Cable, MPO12, 24-Fiber, LSZH, 12 fiber PmP 2.0 mm Dca | CommScope® | SYSTIMAX ULL |  | Fiber trunk cable assembly
UJV2X2XBM |  | Base Product | Ultra Low Loss (ULL) OM5 MPO24 (Pinned) to MPO24 (Pinned), Fiber Trunk Cable Assembly, 144-Fiber, Low Smoke Zero Halogen (LSZH) | CommScope® | SYSTIMAX ULL |  | Fiber trunk cable assembly
UJVMPMXCF |  | Base Product | Ultra Low Loss ULL LazrSPEED® 550 OM5 MPO(Unpinned) to MPO(Pinned) Pre-terminated Trunk Cable, MPO12, 24-Fiber, LSZH, 12 fiber PmP 2.0 mm Dca | CommScope® | SYSTIMAX ULL |  | Fiber trunk cable assembly
UJGMXUCAH |  | Base Product | Ultra Low Loss (ULL) Singlemode MPO12 (Pinned) to Unconnectorized, Fiber Trunk Cable Assembly, 48-Fiber, Low Smoke Zero Halogen/Riser | CommScope® | SYSTIMAX ULL |  | Fiber trunk cable assembly
UJVMPMPCH |  | Base Product | Ultra Low Loss ULL LazrSPEED® 550 OM5 MPO(Unpinned) to MPO(Unpinned) Pre-terminated Trunk Cable, MPO12, 48-Fiber, LSZH, 12 fiber PmP 2.0 mm Dca | CommScope® | SYSTIMAX ULL |  | Fiber trunk cable assembly
UJV2P2XBL |  | Base Product | Ultra Low Loss (ULL) OM5 MPO24 (Unpinned) to MPO24 (Pinned), Fiber Trunk Cable Assembly, 96-Fiber, Low Smoke Zero Halogen (LSZH) | CommScope® | SYSTIMAX ULL |  | Fiber trunk cable assembly
UJVMPMXCH |  | Base Product | Ultra Low Loss ULL LazrSPEED® 550 OM5 MPO(Unpinned) to MPO(Pinned) Pre-terminated Trunk Cable, MPO12, 48-Fiber, LSZH, 12 fiber PmP 2.0 mm Dca | CommScope® | SYSTIMAX ULL |  | Fiber trunk cable assembly
UJGQPQXQ8 |  | Base Product | Ultra Low Loss (ULL) Singlemode MPO8 QSFP (Unpinned) to MPO8 QSFP (Pinned), Fiber Trunk Cable Assembly, 8-Fiber, Low Smoke Zero Halogen | CommScope® | SYSTIMAX ULL |  | Fiber trunk cable assembly
UJVMPMXAG |  | Base Product | Ultra Low Loss (ULL) OM5 MPO12 (Unpinned) to MPO12 (Pinned), Fiber Trunk Cable Assembly, 36-Fiber, Low Smoke Zero Halogen (LSZH) | CommScope® | SYSTIMAX ULL |  | Fiber trunk cable assembly
UJVQPQXQL |  | Base Product | Ultra Low Loss (ULL) OM5, MPO8 QSFP Unpinned to MPO8 QSFP Pinned, Fiber Trunk Cable Assembly, 96-Fiber, Low Smoke Zero Halogen | CommScope® | SYSTIMAX ULL |  | Fiber trunk cable assembly
UJVMPMXCM |  | Base Product | Ultra Low Loss ULL LazrSPEED® 550 OM5 MPO(Unpinned) to MPO(Pinned) Pre-terminated Trunk Cable, MPO12, 144-Fiber, LSZH, 12 fiber PmP 2.0 mm Dca | CommScope® | SYSTIMAX ULL |  | Fiber trunk cable assembly
UJVMXMXCF |  | Base Product | Ultra Low Loss ULL LazrSPEED® 550 OM5 MPO(Pinned) to MPO(Pinned) Pre-terminated Trunk Cable, MPO12, 24-Fiber, LSZH, 12 fiber PmP 2.0 mm Dca | CommScope® | SYSTIMAX ULL |  | Fiber trunk cable assembly
UJXMPMXAG |  | Base Product | Ultra Low Loss (ULL) OM4 MPO12 (Unpinned) to MPO12 (Pinned), Fiber Trunk Cable Assembly, 36-Fiber, Low Smoke Zero Halogen (LSZH) | CommScope® | SYSTIMAX ULL |  | Fiber trunk cable assembly
UJXMPMPCG |  | Base Product | Ultra Low Loss ULL LazrSPEED® 550 MPO(Unpinned) to MPO(Unpinned) Pre-terminated Trunk Cable, MPO12, 36-Fiber, LSZH, 12 fiber PmP 2.0 mm Dca | CommScope® | SYSTIMAX ULL |  | Fiber trunk cable assembly
UJVMPMXCD |  | Base Product | Ultra Low Loss ULL LazrSPEED® 550 OM5 MPO(Unpinned) to MPO(Pinned) Pre-terminated Trunk Cable, MPO12, 12-Fiber, LSZH, 12 fiber PmP 2.0 mm Dca | CommScope® | SYSTIMAX ULL |  | Fiber trunk cable assembly
UJXMPMXCH |  | Base Product | Ultra Low Loss ULL LazrSPEED® 550 MPO(Unpinned) to MPO(Pinned) Pre-terminated Trunk Cable, MPO12, 48-Fiber, LSZH, 12 fiber PmP 2.0 mm Dca | CommScope® | SYSTIMAX ULL |  | Fiber trunk cable assembly
UJX2P2XBM |  | Base Product | Ultra Low Loss (ULL) OM4 MPO (Unpinned) to MPO (Pinned), Fiber Trunk Cable Assembly, 144-Fiber, Low Smoke Zero Halogen (LSZH) | CommScope® | SYSTIMAX ULL |  | Fiber trunk cable assembly
UJX2X2XBH |  | Base Product | Ultra Low Loss (ULL) OM4 MPO24 (Pinned) to MP/24 (Pinned), Fiber Trunk Cable Assembly, 48-Fiber, Low Smoke Zero Halogen (LSZH) | CommScope® | SYSTIMAX ULL |  | Fiber trunk cable assembly
UJXMXMXAD |  | Base Product | Ultra Low Loss (ULL) OM4 MPO12 (Pinned) to MPO12 (Pinned), Fiber Trunk Cable Assembly, 12-Fiber, Low Smoke Zero Halogen (LSZH) | CommScope® | SYSTIMAX ULL |  | Fiber trunk cable assembly
UJXMXMXCH |  | Base Product | Ultra Low Loss ULL LazrSPEED® 550 MPO(Pinned) to MPO(Pinned) Pre-terminated Trunk Cable, MPO12, 48-Fiber, LSZH, 12 fiber PmP 2.0 mm Dca | CommScope® | SYSTIMAX ULL |  | Fiber trunk cable assembly
UKGMPMXSX |  | Base Product | Ultra Low Loss Singlemode MPO12 Unpinned to MPO12 Pinned 864-Fiber Pre-terminated Trunk Cable, Rollable Ribbon Indoor/Outdoor Armored Central Tube, Low Smoke Zero Halogen/Riser | CommScope® | SYSTIMAX ULL |  | Fiber trunk cable assembly
UKGMPUCSX |  | Base Product | Ultra Low Loss Singlemode MPO12 Unpinned to Unconnectorized 864-Fiber Pre-terminated Trunk Cable, Rollable Ribbon Indoor/Outdoor Armored Central Tube, Low Smoke Zero Halogen/Riser | CommScope® | SYSTIMAX ULL |  | Fiber trunk cable assembly
UJXQPQXBM |  | Base Product | Ultra Low Loss (ULL) OM4 MPO QSFP (Unpinned) to MPO QSFP (Pinned), Pre-terminated Trunk Cable, MPO8, 144-Fiber, Low Smoke Zero Halogen (LSZH)/Riser | CommScope® | SYSTIMAX ULL |  | Fiber trunk cable assembly
UKGMPMXSM |  | Base Product | Ultra Low Loss (ULL) Singlemode, MPO12 Unpinned to MPO12 Pinned, Fiber Trunk Cable Assembly, 144-Fiber, Rollable Ribbon Indoor/Outdoor Armored Central Tube, Low Smoke Zero Halogen/Riser | CommScope® | SYSTIMAX ULL |  | Fiber trunk cable assembly
UJXQPQXQL |  | Base Product | Ultra Low Loss (ULL) OM4, MPO8 QSFP Unpinned to MPO8 QSFP Pinned, Fiber Trunk Cable Assembly, 96-Fiber, Low Smoke Zero Halogen | CommScope® | SYSTIMAX ULL |  | Fiber trunk cable assembly
UKGMPMXSP |  | Base Product | Ultra Low Loss Singlemode MPO12 Unpinned to MPO12 Pinned 288-Fiber Pre-terminated Trunk Cable, Rollable Ribbon Indoor/Outdoor Armored Central Tube, Low Smoke Zero Halogen/Riser | CommScope® | SYSTIMAX ULL |  | Fiber trunk cable assembly
UKGMXMXDL |  | Base Product | Ultra Low Loss (ULL) Singlemode, MPO12 Pinned to MPO12 Pinned, Fiber Trunk Cable Assembly, 96-Fiber, Indoor/Outdoor Armored, Low Smoke Zero Halogen/Riser | CommScope® | SYSTIMAX ULL |  | Fiber trunk cable assembly
UKGMXMXSM |  | Base Product | Ultra Low Loss (ULL) Singlemode, MPO12 Pinned to MPO12 Pinned, Fiber Trunk Cable Assembly, 144-Fiber, Rollable Ribbon Indoor/Outdoor Armored Central Tube, Low Smoke Zero Halogen/Riser | CommScope® | SYSTIMAX ULL |  | Fiber trunk cable assembly
UKGMPUCSW |  | Base Product | Ultra Low Loss Singlemode MPO12 Unpinned to Unconnectorized 576-Fiber Pre-terminated Trunk Cable, Rollable Ribbon Indoor/Outdoor Armored Central Tube, Low Smoke Zero Halogen/Riser | CommScope® | SYSTIMAX ULL |  | Fiber trunk cable assembly
ULGMPLCCF |  | Base Product | Ultra Low Loss ULL TeraSPEED® MPO(Unpinned) to LC/UPC Ruggedized fanout Cable, 24-Fiber, Plenum, 12 fiber PmP 2.0 mm Dca | CommScope® | SYSTIMAX ULL |  | Ruggedized fanout
UGXQZQZTN |  | Base Product | Ultra Low Loss (ULL) OM4 MPO8 APC (Pinned) to MPO8 APC (Pinned), Fiber Trunk Cable Assembly, 192-Fiber, Plenum | CommScope® | Propel ¦ SYSTIMAX ULL |  | Fiber trunk cable assembly
UJVRZRZ8N |  | Base Product | Ultra Low Loss (ULL) OM5 MPO16 (Pinned) to MPO16 (Pinned), Fiber Trunk Cable Assembly, 192-Fiber, Dual Rated (OFNR/LSZH) | CommScope® | Propel ¦ SYSTIMAX ULL |  | Fiber trunk cable assembly
UJXQZQZTK |  | Base Product | Ultra Low Loss (ULL) OM4 MPO APC (Pinned) to MPO APC (Pinned), Fiber Trunk Cable Assembly, 72-Fiber, Dual Rated (OFNR/LSZH) | CommScope® | Propel ¦ SYSTIMAX ULL |  | Fiber trunk cable assembly
U3XRZUC8R |  | Base Product | Ultra Low Loss (ULL) OM4 MPO16 APC (Pinned) to Unconnectorized, Fiber Trunk Cable Assembly, 16-Fiber, LSZH B2ca | CommScope® | Propel ¦ SYSTIMAX ULL |  | Fiber trunk cable assembly
UJVQVQZTL |  | Base Product | Ultra Low Loss (ULL) OM5 MPO APC (Non-Pinned) to MPO APC (Pinned), Fiber Trunk Cable Assembly, 96-Fiber, Dual Rated (OFNR/LSZH) | CommScope® | Propel ¦ SYSTIMAX ULL |  | Fiber trunk cable assembly
UJVQVQZTN |  | Base Product | Ultra Low Loss (ULL) OM5 MPO APC (Non-Pinned) to MPO APC (Pinned), Fiber Trunk Cable Assembly, 192-Fiber, Dual Rated (OFNR/LSZH) | CommScope® | Propel ¦ SYSTIMAX ULL |  | Fiber trunk cable assembly
UGVQZQZTL |  | Base Product | Ultra Low Loss (ULL) OM5 MPO8 APC (Pinned) to MPO8 APC (Pinned), Fiber Trunk Cable Assembly, 96-Fiber, Plenum | CommScope® | Propel ¦ SYSTIMAX ULL |  | Fiber trunk cable assembly
UJXQZQZTU |  | Base Product | Ultra Low Loss (ULL) OM4 MPO APC (Pinned) to MPO APC (Pinned), Fiber Trunk Cable Assembly, 64-Fiber, Dual Rated (OFNR/LSZH) | CommScope® | Propel ¦ SYSTIMAX ULL |  | Fiber trunk cable assembly
U3VQVQZTH |  | Base Product | Ultra Low Loss (ULL) OM5 MPO8 APC (Non-Pinned) to MPO8 APC (Pinned), Fiber Trunk Cable Assembly, 48-Fiber, LSZH B2ca | CommScope® | Propel ¦ SYSTIMAX ULL |  | Fiber trunk cable assembly
U3XQZQZTL |  | Base Product | Ultra Low Loss (ULL) OM4 MPO8 APC (Pinned) to MPO8 APC (Pinned), Fiber Trunk Cable Assembly, 96-Fiber, LSZH B2ca | CommScope® | Propel ¦ SYSTIMAX ULL |  | Fiber trunk cable assembly
U3XQZQZTM |  | Base Product | Ultra Low Loss (ULL) OM4 MPO8 APC (Pinned) to MPO8 APC (Pinned), Fiber Trunk Cable Assembly, 144-Fiber, Dual Rated (OFNR/LSZH) B2ca | CommScope® | Propel ¦ SYSTIMAX ULL |  | Fiber trunk cable assembly
UJXQZUCTF |  | Base Product | Ultra Low Loss (ULL) OM4 MPO APC (Pinned) to Unconnectorized, Fiber Trunk Cable Assembly, 24-Fiber, Dual Rated (OFNR/LSZH) | CommScope® | Propel ¦ SYSTIMAX ULL |  | Fiber trunk cable assembly
UGVQZQZTR |  | Base Product | Ultra Low Loss (ULL) OM5 MPO8 APC (Pinned) to MPO8 APC (Pinned), Fiber Trunk Cable Assembly, 16-Fiber, Plenum | CommScope® | Propel ¦ SYSTIMAX ULL |  | Fiber trunk cable assembly
UJXQZUCTK |  | Base Product | Ultra Low Loss (ULL) OM4 MPO APC (Pinned) to Unconnectorized, Fiber Trunk Cable Assembly, 72-Fiber, Dual Rated (OFNR/LSZH) | CommScope® | Propel ¦ SYSTIMAX ULL |  | Fiber trunk cable assembly
URVRZLU7R |  | Base Product | Ultra Low Loss (ULL) OM5 MPO16 APC (Pinned) to LC/UPC Unibooot, Fiber Array Cable Assembly, 16-Fiber, Dual Rated (OFNR/LSZH) | CommScope® | Propel ¦ SYSTIMAX ULL |  | Fiber array cable assembly
UJXQZUCTR |  | Base Product | Ultra Low Loss (ULL) OM4 MPO APC (Pinned) to Unconnectorized, Fiber Trunk Cable Assembly, 16-Fiber, Dual Rated (OFNR/LSZH) | CommScope® | Propel ¦ SYSTIMAX ULL |  | Fiber trunk cable assembly
U3VRZUC8L |  | Base Product | Ultra Low Loss (ULL) OM5 MPO16 APC (Pinned) to Unconnectorized, Fiber Trunk Cable Assembly, 96-Fiber, LSZH B2ca | CommScope® | Propel ¦ SYSTIMAX ULL |  | Fiber trunk cable assembly
UGXQVUCTH |  | Base Product | Ultra Low Loss (ULL) OM4 MPO8 APC (Non-Pinned) to Unconnectorized, Fiber Trunk Cable Assembly, 48-Fiber, Plenum | CommScope® | Propel ¦ SYSTIMAX ULL |  | Fiber trunk cable assembly
FJXMXMXAD |  | Base Product | OM4 MPO (Pinned) to MPO (Pinned), InstaPATCH® 360 Pre-terminated Trunk Cable, 12-Fiber, Low Smoke Zero Halogen | CommScope® | SYSTIMAX InstaPATCH® 360 |  | Fiber trunk cable assembly
UKVMXUCCN |  | Base Product | Ultra Low Loss (ULL) OM5 MPO12 UPC (pinned) to Unconnectorized Fiber Trunk Cable Assembly, 192-Fiber, Armored Indoor Dual Rated (OFNR/LSZH) | CommScope® | Propel ¦ SYSTIMAX ULL |  | Fiber trunk cable assembly
UKVQXQXT8 |  | Base Product | Ultra Low Loss (ULL) OM5 MPO8 UPC (pinned) to MPO8 UPC (pinned) Fiber Trunk Cable Assembly, 8-Fiber, Armored Indoor Dual Rated (OFNR/LSZH) | CommScope® | Propel ¦ SYSTIMAX ULL |  | Fiber trunk cable assembly
UHVQZQZTR |  | Base Product | Ultra Low Loss (ULL) OM5 MPO8 APC (pinned) to MPO8 APC (pinned) Fiber Trunk Cable Assembly, 16-Fiber, Armored Indoor Plenum | CommScope® | Propel ¦ SYSTIMAX ULL |  | Fiber trunk cable assembly
UKXMXUCAD |  | Base Product | Ultra Low Loss (ULL) Multimode OM4 MPO12 (Pinned) to Unconnectorized, Armored Pre-terminated Trunk Cable, 12-Fiber, Low Smoke Zero Halogen (LSZH) | CommScope® | SYSTIMAX ULL |  | Fiber trunk cable assembly
UKXMXUCAG |  | Base Product | Ultra Low Loss (ULL) Multimode OM4 MPO12 (Pinned) to Unconnectorized, Armored Pre-terminated Trunk Cable, 36-Fiber, Low Smoke Zero Halogen (LSZH) | CommScope® | SYSTIMAX ULL |  | Fiber trunk cable assembly
UKXMPMXAH |  | Base Product | Ultra Low Loss (ULL) Multimode OM4 MPO12 (Unpinned) to MPO12 (Pinned), Armored Pre-terminated Trunk Cable, 48-Fiber, Low Smoke Zero Halogen (LSZH) | CommScope® | SYSTIMAX ULL |  | Fiber trunk cable assembly |  | Discontinued
UKXMPMXAL |  | Base Product | Ultra Low Loss (ULL) Multimode OM4 MPO12 (Unpinned) to MPO12 (Pinned), Armored Pre-terminated Trunk Cable, 96-Fiber, Low Smoke Zero Halogen (LSZH) | CommScope® | SYSTIMAX ULL |  | Fiber trunk cable assembly |  | Discontinued
UKVMPMXAD |  | Base Product | Ultra Low Loss (ULL) Multimode OM5 MPO12 (Unpinned) to MPO12 (Pinned), Armored Pre-terminated Trunk Cable, 12-Fiber, Low Smoke Zero Halogen (LSZH) | CommScope® | SYSTIMAX ULL |  | Fiber trunk cable assembly
ULGMPLFCM |  | Base Product | Ultra Low Loss ULL TeraSPEED® MPO(Unpinned) to LC/UPC G B Ruggedized fanout Cable, 144-Fiber, Plenum, 12 fiber PmP 2.0 mm Dca | CommScope® | SYSTIMAX ULL |  | Ruggedized fanout
ULGMPLGCD |  | Base Product | Ultra Low Loss ULL TeraSPEED® MPO(Unpinned) to LC/APC G B Ruggedized fanout Cable, 12-Fiber, Plenum, 12 fiber PmP 2.0 mm Dca | CommScope® | SYSTIMAX ULL |  | Ruggedized fanout
ULGMPLUCG |  | Base Product | Ultra Low Loss ULL TeraSPEED® MPO(Unpinned) to LC/UPC Uniboot Ruggedized fanout Cable, 36-Fiber, Plenum, 12 fiber PmP 2.0 mm Dca | CommScope® | SYSTIMAX ULL |  | Ruggedized fanout
ULGMPSACM |  | Base Product | Ultra Low Loss ULL TeraSPEED® MPO(Unpinned) to SC/APC Ruggedized fanout Cable, 144-Fiber, Plenum, 12 fiber PmP 2.0 mm Dca | CommScope® | SYSTIMAX ULL |  | Ruggedized fanout
ULGMPLUCK |  | Base Product | Ultra Low Loss ULL TeraSPEED® MPO(Unpinned) to LC/UPC Uniboot Ruggedized fanout Cable, 72-Fiber, Plenum, 12 fiber PmP 2.0 mm Dca | CommScope® | SYSTIMAX ULL |  | Ruggedized fanout
ULGMXLFCL |  | Base Product | Ultra Low Loss ULL TeraSPEED® MPO(Pinned) to LC/UPC G B Ruggedized fanout Cable, 96-Fiber, Plenum, 12 fiber PmP 2.0 mm Dca | CommScope® | SYSTIMAX ULL |  | Ruggedized fanout
ULGMXLACM |  | Base Product | Ultra Low Loss ULL TeraSPEED® MPO(Pinned) to LC/APC Ruggedized fanout Cable, 144-Fiber, Plenum, 12 fiber PmP 2.0 mm Dca | CommScope® | SYSTIMAX ULL |  | Ruggedized fanout
ULGMXSACG |  | Base Product | Ultra Low Loss ULL TeraSPEED® MPO(Pinned) to SC/APC Ruggedized fanout Cable, 36-Fiber, Plenum, 12 fiber PmP 2.0 mm Dca | CommScope® | SYSTIMAX ULL |  | Ruggedized fanout
ULGMXSACH |  | Base Product | Ultra Low Loss ULL TeraSPEED® MPO(Pinned) to SC/APC Ruggedized fanout Cable, 48-Fiber, Plenum, 12 fiber PmP 2.0 mm Dca | CommScope® | SYSTIMAX ULL |  | Ruggedized fanout
ULGMXLUCL |  | Base Product | Ultra Low Loss ULL TeraSPEED® MPO(Pinned) to LC/UPC Uniboot Ruggedized fanout Cable, 96-Fiber, Plenum, 12 fiber PmP 2.0 mm Dca | CommScope® | SYSTIMAX ULL |  | Ruggedized fanout
ULVMXLUCG |  | Base Product | Ultra Low Loss ULL LazrSPEED® 550 OM5 MPO(Pinned) to LC/UPC Uniboot Ruggedized fanout Cable, 36-Fiber, Plenum, 12 fiber PmP 2.0 mm Dca | CommScope® | SYSTIMAX ULL |  | Ruggedized fanout
ULXMPLUCD |  | Base Product | Ultra Low Loss ULL LazrSPEED® 550 MPO(Unpinned) to LC/UPC Uniboot Ruggedized fanout Cable, 12-Fiber, Plenum, 12 fiber PmP 2.0 mm Dca | CommScope® | SYSTIMAX ULL |  | Ruggedized fanout
ULXMPSCCH |  | Base Product | Ultra Low Loss ULL LazrSPEED® 550 MPO(Unpinned) to SC/UPC Ruggedized fanout Cable, 48-Fiber, Plenum, 12 fiber PmP 2.0 mm Dca | CommScope® | SYSTIMAX ULL |  | Ruggedized fanout
ULXMXLUCH |  | Base Product | Ultra Low Loss ULL LazrSPEED® 550 MPO(Pinned) to LC/UPC Uniboot Ruggedized fanout Cable, 48-Fiber, Plenum, 12 fiber PmP 2.0 mm Dca | CommScope® | SYSTIMAX ULL |  | Ruggedized fanout
ULXMXLCCG |  | Base Product | Ultra Low Loss ULL LazrSPEED® 550 MPO(Pinned) to LC/UPC Ruggedized fanout Cable, 36-Fiber, Plenum, 12 fiber PmP 2.0 mm Dca | CommScope® | SYSTIMAX ULL |  | Ruggedized fanout
ULXMXSCCG |  | Base Product | Ultra Low Loss ULL LazrSPEED® 550 MPO(Pinned) to SC/UPC Ruggedized fanout Cable, 36-Fiber, Plenum, 12 fiber PmP 2.0 mm Dca | CommScope® | SYSTIMAX ULL |  | Ruggedized fanout
ULXMXSCCL |  | Base Product | Ultra Low Loss ULL LazrSPEED® 550 MPO(Pinned) to SC/UPC Ruggedized fanout Cable, 96-Fiber, Plenum, 12 fiber PmP 2.0 mm Dca | CommScope® | SYSTIMAX ULL |  | Ruggedized fanout
UNGMPLCAG |  | Base Product | Ultra Low Loss Singlemode MPO12 Unpinned to LC/UPC 36-Fiber InstaPATCH® 360 Ruggedized Fanout Cable, Low Smoke Zero Halogen | CommScope® | SYSTIMAX InstaPATCH® 360 |  | Ruggedized fanout
UNGMPLCAM |  | Base Product | Ultra Low Loss Singlemode MPO12 Unpinned to LC/UPC 144-Fiber InstaPATCH® 360 Ruggedized Fanout Cable, Low Smoke Zero Halogen | CommScope® | SYSTIMAX InstaPATCH® 360 |  | Ruggedized fanout
UNGMPLCCF |  | Base Product | Ultra Low Loss ULL TeraSPEED® MPO(Unpinned) to LC/UPC Ruggedized fanout Cable, 24-Fiber, LSZH, 12 fiber PmP 2.0 mm Dca | CommScope® | SYSTIMAX ULL |  | Ruggedized fanout
UNGMPLCCG |  | Base Product | Ultra Low Loss ULL TeraSPEED® MPO(Unpinned) to LC/UPC Ruggedized fanout Cable, 36-Fiber, LSZH, 12 fiber PmP 2.0 mm Dca | CommScope® | SYSTIMAX ULL |  | Ruggedized fanout
UNGMPLACF |  | Base Product | Ultra Low Loss ULL TeraSPEED® MPO(Unpinned) to LC/APC Ruggedized fanout Cable, 24-Fiber, LSZH, 12 fiber PmP 2.0 mm Dca | CommScope® | SYSTIMAX ULL |  | Ruggedized fanout
UNGMPLUCF |  | Base Product | Ultra Low Loss ULL TeraSPEED® MPO(Unpinned) to LC/UPC Uniboot Ruggedized fanout Cable, 24-Fiber, LSZH, 12 fiber PmP 2.0 mm Dca | CommScope® | SYSTIMAX ULL |  | Ruggedized fanout
UNGMPLFCL |  | Base Product | Ultra Low Loss ULL TeraSPEED® MPO(Unpinned) to LC/UPC G B Ruggedized fanout Cable, 96-Fiber, LSZH, 12 fiber PmP 2.0 mm Dca | CommScope® | SYSTIMAX ULL |  | Ruggedized fanout
UNGMPSACH |  | Base Product | Ultra Low Loss ULL TeraSPEED® MPO(Unpinned) to SC/APC Ruggedized fanout Cable, 48-Fiber, LSZH, 12 fiber PmP 2.0 mm Dca | CommScope® | SYSTIMAX ULL |  | Ruggedized fanout
UNGMPLUCG |  | Base Product | Ultra Low Loss ULL TeraSPEED® MPO(Unpinned) to LC/UPC Uniboot Ruggedized fanout Cable, 36-Fiber, LSZH, 12 fiber PmP 2.0 mm Dca | CommScope® | SYSTIMAX ULL |  | Ruggedized fanout
UNGMPLGCD |  | Base Product | Ultra Low Loss ULL TeraSPEED® MPO(Unpinned) to LC/APC G B Ruggedized fanout Cable, 12-Fiber, LSZH, 12 fiber PmP 2.0 mm Dca | CommScope® | SYSTIMAX ULL |  | Ruggedized fanout
UNGMXLACF |  | Base Product | Ultra Low Loss ULL TeraSPEED® MPO(Pinned) to LC/APC Ruggedized fanout Cable, 24-Fiber, LSZH, 12 fiber PmP 2.0 mm Dca | CommScope® | SYSTIMAX ULL |  | Ruggedized fanout
UNGMPLCCL |  | Base Product | Ultra Low Loss ULL TeraSPEED® MPO(Unpinned) to LC/UPC Ruggedized fanout Cable, 96-Fiber, LSZH, 12 fiber PmP 2.0 mm Dca | CommScope® | SYSTIMAX ULL |  | Ruggedized fanout
UNGMXLFCD |  | Base Product | Ultra Low Loss ULL TeraSPEED® MPO(Pinned) to LC/UPC G B Ruggedized fanout Cable, 12-Fiber, LSZH, 12 fiber PmP 2.0 mm Dca | CommScope® | SYSTIMAX ULL |  | Ruggedized fanout
URXQPQPJ8 |  | Base Product | Ultra Low Loss (ULL) OM4 MPO8 (Unpinned) to MPO8 (Unpinned), 8-Fiber, Low Smoke Zero Halogen | CommScope® | SYSTIMAX ULL |  | Fiber array cable assembly
A3GMPMPCH |  | Base Product | Ultra Low Loss ULL TeraSPEED® MPO(Unpinned) to MPO(Unpinned) Pre-terminated Trunk Cable, MPO12, 48-Fiber, LSZH, 12 fiber PmP 2.0 mm /B2ca, Method A | CommScope® |  |  | Fiber trunk cable assembly
A3GMPMPCK |  | Base Product | Ultra Low Loss ULL TeraSPEED® MPO(Unpinned) to MPO(Unpinned) Pre-terminated Trunk Cable, MPO12, 72-Fiber, LSZH, 12 fiber PmP 2.0 mm /B2ca, Method A | CommScope® |  |  | Fiber trunk cable assembly
A3GMXMPAF |  | Base Product | Singlemode MPO12 (Pinned) to MPO12 (Unpinned), Fiber Trunk Cable Assembly, 24-Fiber, B2ca, Method A, Low Smoke Zero Halogen | CommScope® |  |  | Fiber trunk cable assembly |  | Discontinued
A3GMXUCCK |  | Base Product | Ultra Low Loss ULL TeraSPEED® MPO(Pinned) to Unconnectorized Pre-terminated Trunk Cable, MPO12, 72-Fiber, LSZH, 12 fiber PmP 2.0 mm /B2ca, Method A | CommScope® |  |  | Fiber trunk cable assembly
A3XMXMPAL |  | Base Product | OM4 MPO-12 (Pinned) to MPO-12 (Unpinned), Pre-terminated Trunk Cable, 96-Fiber, LSZH B2ca, Method A | CommScope® |  |  | Fiber trunk cable assembly |  | Discontinued
A3GMPMXCH |  | Base Product | Ultra Low Loss ULL TeraSPEED® MPO(Unpinned) to MPO(Pinned) Pre-terminated Trunk Cable, MPO12, 48-Fiber, LSZH, 12 fiber PmP 2.0 mm /B2ca, Method A | CommScope® |  |  | Fiber trunk cable assembly
A3XMXMPAM |  | Base Product | OM4 MPO12 (Pinned) to MPO12 (Unpinned), Fiber Trunk Cable Assembly, 144-Fiber, B2ca, Method A, Low Smoke Zero Halogen | CommScope® |  |  | Fiber trunk cable assembly |  | Discontinued
A3GMPMXCK |  | Base Product | Ultra Low Loss ULL TeraSPEED® MPO(Unpinned) to MPO(Pinned) Pre-terminated Trunk Cable, MPO12, 72-Fiber, LSZH, 12 fiber PmP 2.0 mm /B2ca, Method A | CommScope® |  |  | Fiber trunk cable assembly
A3XMXMXCL |  | Base Product | Ultra Low Loss ULL LazrSPEED® 550 MPO(Pinned) to MPO(Pinned) Pre-terminated Trunk Cable, MPO12, 96-Fiber, LSZH, 12 fiber PmP 2.0 mm /B2ca, Method A | CommScope® |  |  | Fiber trunk cable assembly
A3XMXMXCM |  | Base Product | Ultra Low Loss ULL LazrSPEED® 550 MPO(Pinned) to MPO(Pinned) Pre-terminated Trunk Cable, MPO12, 144-Fiber, LSZH, 12 fiber PmP 2.0 mm /B2ca, Method A | CommScope® |  |  | Fiber trunk cable assembly
AGGMXMPAM |  | Base Product | Singlemode MPO12 (Pinned) to MPO12 (Unpinned), Fiber Trunk Cable Assembly, 144-Fiber, Method A, Plenum | CommScope® |  |  | Fiber trunk cable assembly
AGGMXMXAF |  | Base Product | Singlemode MPO12 (Pinned) to MPO12 (Pinned), Fiber Trunk Cable Assembly, 24-Fiber, Method A, Plenum | CommScope® |  |  | Fiber trunk cable assembly
AGGMPMPAD |  | Base Product | Singlemode MPO12 (Unpinned) to MPO12 (Unpinned), Fiber Trunk Cable Assembly, 12-Fiber, Method A, Plenum | CommScope® |  |  | Fiber trunk cable assembly
AGGMPMPCK |  | Base Product | Ultra Low Loss ULL TeraSPEED® MPO(Unpinned) to MPO(Unpinned) Pre-terminated Trunk Cable, MPO12, 72-Fiber, Plenum, 12 fiber PmP 2.0 mm Dca, Method A | CommScope® |  |  | Fiber trunk cable assembly
AGGMXMXCG |  | Base Product | Ultra Low Loss ULL TeraSPEED® MPO(Pinned) to MPO(Pinned) Pre-terminated Trunk Cable, MPO12, 36-Fiber, Plenum, 12 fiber PmP 2.0 mm Dca, Method A | CommScope® |  |  | Fiber trunk cable assembly
AGGMXMXAH |  | Base Product | Singlemode MPO12 (Pinned) to MPO12 (Pinned), Fiber Trunk Cable Assembly, 48-Fiber, Method A, Plenum | CommScope® |  |  | Fiber trunk cable assembly
AGGMXMXAK |  | Base Product | Singlemode MPO12 (Pinned) to MPO12 (Pinned), Fiber Trunk Cable Assembly, 72-Fiber, Method A, Plenum | CommScope® |  |  | Fiber trunk cable assembly
AGX2X2PBM |  | Base Product | OM4 MPO24 (Pinned) to MPO24 (Unpinned), Fiber Trunk Cable Assembly, 144-Fiber, Method A, Plenum | CommScope® |  |  | Fiber trunk cable assembly
AGX2P2PBK |  | Base Product | OM4 MPO24 (Unpinned) to MPO24 (Unpinned), Fiber Trunk Cable Assembly, 72-Fiber, Method A, Plenum | CommScope® |  |  | Fiber trunk cable assembly
AGX2P2PBL |  | Base Product | OM4 MPO24 (Unpinned) to MPO24 (Unpinned), Fiber Trunk Cable Assembly, 96-Fiber, Method A, Plenum | CommScope® |  |  | Fiber trunk cable assembly
AGXMPMXCF |  | Base Product | Ultra Low Loss ULL LazrSPEED® 550 MPO(Unpinned) to MPO(Pinned) Pre-terminated Trunk Cable, MPO12, 24-Fiber, Plenum, 12 fiber PmP 2.0 mm Dca, Method A | CommScope® |  |  | Fiber trunk cable assembly
AGX2X2PBF |  | Base Product | OM4 MPO24 (Pinned) to MPO24 (Unpinned), Fiber Trunk Cable Assembly, 24-Fiber, Method A, Plenum | CommScope® |  |  | Fiber trunk cable assembly
AJGMPMXCF |  | Base Product | Ultra Low Loss ULL TeraSPEED® MPO(Unpinned) to MPO(Pinned) Pre-terminated Trunk Cable, MPO12, 24-Fiber, LSZH, 12 fiber PmP 2.0 mm Dca, Method A | CommScope® |  |  | Fiber trunk cable assembly
AJX2P2PBL |  | Base Product | OM4 MPO24 (Unpinned) to MPO24 (Unpinned), Fiber Trunk Cable Assembly, 96-Fiber, Method A, Low Smoke Zero Halogen | CommScope® |  |  | Fiber trunk cable assembly
AJGMXMXCD |  | Base Product | Ultra Low Loss ULL TeraSPEED® MPO(Pinned) to MPO(Pinned) Pre-terminated Trunk Cable, MPO12, 12-Fiber, LSZH, 12 fiber PmP 2.0 mm Dca, Method A | CommScope® |  |  | Fiber trunk cable assembly
AJGMXUCCK |  | Base Product | Ultra Low Loss ULL TeraSPEED® MPO(Pinned) to Unconnectorized Pre-terminated Trunk Cable, MPO12, 72-Fiber, LSZH, 12 fiber PmP 2.0 mm Dca, Method A | CommScope® |  |  | Fiber trunk cable assembly
AGXMXUCCD |  | Base Product | Ultra Low Loss ULL LazrSPEED® 550 MPO(Pinned) to Unconnectorized Pre-terminated Trunk Cable, MPO12, 12-Fiber, Plenum, 12 fiber PmP 2.0 mm Dca, Method A | CommScope® |  |  | Fiber trunk cable assembly
AJGMXMXAG |  | Base Product | Singlemode MPO12 (Pinned) to MPO12 (Pinned), Fiber Trunk Cable Assembly, 36-Fiber, Method A, Low Smoke Zero Halogen | CommScope® |  |  | Fiber trunk cable assembly
AJXMPMPAH |  | Base Product | OM4 MPO12 (Unpinned) to MPO12 (Unpinned), Fiber Trunk Cable Assembly, 48-Fiber, Method A, Low Smoke Zero Halogen | CommScope® |  |  | Fiber trunk cable assembly
AJGMXMXCM |  | Base Product | Ultra Low Loss ULL TeraSPEED® MPO(Pinned) to MPO(Pinned) Pre-terminated Trunk Cable, MPO12, 144-Fiber, LSZH, 12 fiber PmP 2.0 mm Dca, Method A | CommScope® |  |  | Fiber trunk cable assembly
AJXMPMXCK |  | Base Product | Ultra Low Loss ULL LazrSPEED® 550 MPO(Unpinned) to MPO(Pinned) Pre-terminated Trunk Cable, MPO12, 72-Fiber, LSZH, 12 fiber PmP 2.0 mm Dca, Method A | CommScope® |  |  | Fiber trunk cable assembly
AJXMPMPCK |  | Base Product | Ultra Low Loss ULL LazrSPEED® 550 MPO(Unpinned) to MPO(Unpinned) Pre-terminated Trunk Cable, MPO12, 72-Fiber, LSZH, 12 fiber PmP 2.0 mm Dca, Method A | CommScope® |  |  | Fiber trunk cable assembly
AJGMPMPCL |  | Base Product | Ultra Low Loss ULL TeraSPEED® MPO(Unpinned) to MPO(Unpinned) Pre-terminated Trunk Cable, MPO12, 96-Fiber, LSZH, 12 fiber PmP 2.0 mm Dca, Method A | CommScope® |  |  | Fiber trunk cable assembly
AJXMXUCCM |  | Base Product | Ultra Low Loss ULL LazrSPEED® 550 MPO(Pinned) to Unconnectorized Pre-terminated Trunk Cable, MPO12, 144-Fiber, LSZH, 12 fiber PmP 2.0 mm Dca, Method A | CommScope® |  |  | Fiber trunk cable assembly
AJGMPMPCM |  | Base Product | Ultra Low Loss ULL TeraSPEED® MPO(Unpinned) to MPO(Unpinned) Pre-terminated Trunk Cable, MPO12, 144-Fiber, Dual Rated LSZH/Riser, 12 fiber PmP 2.0 mm Dca, Method A | CommScope® |  |  | Fiber trunk cable assembly
AJXMXMPAG |  | Base Product | OM4 MPO12 (Pinned) to MPO12 (Unpinned), Fiber Trunk Cable Assembly, 36-Fiber, Method A, Low Smoke Zero Halogen | CommScope® |  |  | Fiber trunk cable assembly
ARX2X2PHF |  | Base Product | OM4 MPO24 (Pinned) to MPO24 (Unpinned), Fiber Patch Cord, 24-Fiber, Method A, Low Smoke Zero Halogen | CommScope® |  |  | Fiber array cable assembly
AQX2X2XHF |  | Base Product | OM4 MPO24 (Pinned) to MPO24 (Pinned), Fiber Patch Cord, 24-Fiber, Method A, Plenum | CommScope® |  |  | Fiber array cable assembly
AJXMXMPAM |  | Base Product | OM4 MPO12 (Pinned) to MPO12 (Unpinned), Fiber Trunk Cable Assembly, 144-Fiber, Method A, Low Smoke Zero Halogen | CommScope® |  |  | Fiber trunk cable assembly
ARXMXMPGD |  | Base Product | OM4 MPO12 (Pinned) to MPO12 (Unpinned), Fiber Patch Cord, 12-Fiber, Method A, Low Smoke Zero Halogen | CommScope® |  |  | Fiber array cable assembly
AQXMXMXGD |  | Base Product | OM4 MPO12 (Pinned) to MPO12 (Pinned), Fiber Patch Cord, 12-Fiber, Method A, Plenum | CommScope® |  |  | Fiber array cable assembly
ANXMXLCAD |  | Base Product | OM4 MPO12 (Pinned) to LC/UPC, Ruggedized Fanout Fiber Cable, 12-Fiber, Method A, Low Smoke Zero Halogen | CommScope® |  |  | Ruggedized fanout
UHXMXUCAM |  | Base Product | Ultra Low Loss (ULL) Multimode OM4 MPO12 (Pinned) to Unconnectorized, Armored Pre-terminated Trunk Cable, 144-Fiber, Plenum | CommScope® | SYSTIMAX ULL |  | Fiber trunk cable assembly
UHXMPMXAK |  | Base Product | Ultra Low Loss (ULL) Multimode OM4 MPO12 (Unpinned) to MPO12 (Pinned), Armored Pre-terminated Trunk Cable, 72-Fiber, Plenum | CommScope® | SYSTIMAX ULL |  | Fiber trunk cable assembly
UHVMPMXAH |  | Base Product | Ultra Low Loss (ULL) Multimode OM5 MPO12 (Unpinned) to MPO12 (Pinned), Armored Pre-terminated Trunk Cable, 48-Fiber, Plenum | CommScope® | SYSTIMAX ULL |  | Fiber trunk cable assembly
UHGMXUCAK |  | Base Product | Ultra Low Loss (ULL) Singlemode MPO12 (Pinned) to Unconnectorized, Armored Pre-terminated Trunk Cable, 72-Fiber, Plenum | CommScope® | SYSTIMAX InstaPATCH® 360 |  | Fiber trunk cable assembly
UNGMPLUCM |  | Base Product | Ultra Low Loss ULL TeraSPEED® MPO(Unpinned) to LC/UPC Uniboot Ruggedized fanout Cable, 144-Fiber, LSZH, 12 fiber PmP 2.0 mm Dca | CommScope® | SYSTIMAX ULL |  | Ruggedized fanout
UNGMXLGCH |  | Base Product | Ultra Low Loss ULL TeraSPEED® MPO(Pinned) to LC/APC G B Ruggedized fanout Cable, 48-Fiber, LSZH, 12 fiber PmP 2.0 mm Dca | CommScope® | SYSTIMAX ULL |  | Ruggedized fanout
UNGMXSACL |  | Base Product | Ultra Low Loss ULL TeraSPEED® MPO(Pinned) to SC/APC Ruggedized fanout Cable, 96-Fiber, LSZH, 12 fiber PmP 2.0 mm Dca | CommScope® | SYSTIMAX ULL |  | Ruggedized fanout
UNGMXLGCL |  | Base Product | Ultra Low Loss ULL TeraSPEED® MPO(Pinned) to LC/APC G B Ruggedized fanout Cable, 96-Fiber, LSZH, 12 fiber PmP 2.0 mm Dca | CommScope® | SYSTIMAX ULL |  | Ruggedized fanout
UNVMPLCCL |  | Base Product | Ultra Low Loss ULL LazrSPEED® 550 OM5 MPO(Unpinned) to LC/UPC Ruggedized fanout Cable, 96-Fiber, LSZH, 12 fiber PmP 2.0 mm Dca | CommScope® | SYSTIMAX ULL |  | Ruggedized fanout
UNVMPLUCH |  | Base Product | Ultra Low Loss ULL LazrSPEED® 550 OM5 MPO(Unpinned) to LC/UPC Uniboot Ruggedized fanout Cable, 48-Fiber, LSZH, 12 fiber PmP 2.0 mm Dca | CommScope® | SYSTIMAX ULL |  | Ruggedized fanout
UNVMXLCCF |  | Base Product | Ultra Low Loss ULL LazrSPEED® 550 OM5 MPO(Pinned) to LC/UPC Ruggedized fanout Cable, 24-Fiber, LSZH, 12 fiber PmP 2.0 mm Dca | CommScope® | SYSTIMAX ULL |  | Ruggedized fanout
UNVMXLUCH |  | Base Product | Ultra Low Loss ULL LazrSPEED® 550 OM5 MPO(Pinned) to LC/UPC Uniboot Ruggedized fanout Cable, 48-Fiber, LSZH, 12 fiber PmP 2.0 mm Dca | CommScope® | SYSTIMAX ULL |  | Ruggedized fanout
UNVMXLUCK |  | Base Product | Ultra Low Loss ULL LazrSPEED® 550 OM5 MPO(Pinned) to LC/UPC Uniboot Ruggedized fanout Cable, 72-Fiber, LSZH, 12 fiber PmP 2.0 mm Dca | CommScope® | SYSTIMAX ULL |  | Ruggedized fanout
UNVMXLCCK |  | Base Product | Ultra Low Loss ULL LazrSPEED® 550 OM5 MPO(Pinned) to LC/UPC Ruggedized fanout Cable, 72-Fiber, LSZH, 12 fiber PmP 2.0 mm Dca | CommScope® | SYSTIMAX ULL |  | Ruggedized fanout
UNXMPLCCF |  | Base Product | Ultra Low Loss ULL LazrSPEED® 550 MPO(Unpinned) to LC/UPC Ruggedized fanout Cable, 24-Fiber, LSZH, 12 fiber PmP 2.0 mm Dca | CommScope® | SYSTIMAX ULL |  | Ruggedized fanout
UNXMXLCCF |  | Base Product | Ultra Low Loss ULL LazrSPEED® 550 MPO(Pinned) to LC/UPC Ruggedized fanout Cable, 24-Fiber, LSZH, 12 fiber PmP 2.0 mm Dca | CommScope® | SYSTIMAX ULL |  | Ruggedized fanout
UNXMPLUCG |  | Base Product | Ultra Low Loss ULL LazrSPEED® 550 MPO(Unpinned) to LC/UPC Uniboot Ruggedized fanout Cable, 36-Fiber, LSZH, 12 fiber PmP 2.0 mm Dca | CommScope® | SYSTIMAX ULL |  | Ruggedized fanout
UNXMPLUCM |  | Base Product | Ultra Low Loss ULL LazrSPEED® 550 MPO(Unpinned) to LC/UPC Uniboot Ruggedized fanout Cable, 144-Fiber, LSZH, 12 fiber PmP 2.0 mm Dca | CommScope® | SYSTIMAX ULL |  | Ruggedized fanout
UNXMXLUCM |  | Base Product | Ultra Low Loss ULL LazrSPEED® 550 MPO(Pinned) to LC/UPC Uniboot Ruggedized fanout Cable, 144-Fiber, LSZH, 12 fiber PmP 2.0 mm Dca | CommScope® | SYSTIMAX ULL |  | Ruggedized fanout
UQGMPMPGD |  | Base Product | Ultra Low Loss (ULL) Singlemode MPO12 (Unpinned) to MPO12 (Unpinned), Fiber Extension Cable Assembly, 12-Fiber, Plenum | CommScope® | SYSTIMAX ULL |  | Fiber array cable assembly
UNXMXSCCG |  | Base Product | Ultra Low Loss ULL LazrSPEED® 550 MPO(Pinned) to SC/UPC Ruggedized fanout Cable, 36-Fiber, LSZH, 12 fiber PmP 2.0 mm Dca | CommScope® | SYSTIMAX ULL |  | Ruggedized fanout
UQGQXLUHF |  | Base Product | Ultra Low Loss Singlemode, MPO8 QSFP (Pinned) to LC/UPC Uniboot, Fiber Extension Cable Assembly, 24-Fiber, Plenum | CommScope® | SYSTIMAX ULL |  | Fiber array cable assembly
UQV2PLUHF |  | Base Product | Ultra Low Loss OM5 MPO24 Unpinned to LC/UPC Uniboot 24-Fiber Plenum Array Cord | CommScope® | SYSTIMAX ULL |  | Fiber array cable assembly
UQVMPMPGD |  | Base Product | Ultra Low Loss (ULL) OM5 MPO12 (Unpinned) to MPO12 (Unpinned), Fiber Extension Cable Assembly, 12-Fiber, Plenum | CommScope® | SYSTIMAX ULL |  | Fiber array cable assembly
URGMXLUGD |  | Base Product | Ultra Low Loss (ULL) Singlemode MPO/12 (Pinned) to LC/UPC Uniboot, 12-Fiber, Low Smoke Zero Halogen (LSZH)/Riser | CommScope® | SYSTIMAX ULL |  | Fiber array cable assembly
UQX2PLUHF |  | Base Product | Ultra Low Loss OM4 MPO24 Unpinned to LC/UPC Uniboot 24-Fiber Plenum Array Cord | CommScope® | SYSTIMAX ULL |  | Fiber array cable assembly
URGMXMXGD |  | Base Product | Ultra Low Loss (ULL) Singlemode MPO12 (Pinned) to MPO12 (Pinned), Fiber Extension Cable Assembly, 12-Fiber, Low Smoke Zero Halogen | CommScope® | SYSTIMAX ULL |  | Fiber array cable assembly
UQXMPMXGD |  | Base Product | Ultra Low Loss (ULL) OM4 MPO12 (Unpinned) to MPO12 (Pinned), Fiber Extension Cable Assembly, 12-Fiber, Plenum | CommScope® | SYSTIMAX ULL |  | Fiber array cable assembly
URV2PLCHF |  | Base Product | Ultra Low Loss OM5 MPO24 Unpinned to LC/UPC 24-Fiber Low Smoke Zero Halogen Array Cord | CommScope® | SYSTIMAX ULL |  | Fiber array cable assembly
URGQPLUJ8 |  | Base Product | Ultra Low Loss (ULL) Singlemode, MPO8 Unpinned to LC/UPC Uniboot, 8-Fiber Array Cord, Low Smoke Zero Halogen (LSZH)/Riser | CommScope® | SYSTIMAX ULL |  | Fiber array cable assembly
URVQPQXJ8 |  | Base Product | Ultra Low Loss (ULL) OM5 MPO8 (Unpinned) to MPO8 (Pinned), Fiber Extension Cable Assembly, 8-Fiber, Low Smoke Zero Halogen | CommScope® | SYSTIMAX ULL |  | Fiber array cable assembly
URX2PQPHF |  | Base Product | Ultra Low Loss OM4, MPO24 (Unpinned) to MPO8 QSFP (Unpinned), Fiber Extension Cable Assembly, 24-Fiber, Low Smoke Zero Halogen | CommScope® | SYSTIMAX ULL |  | Fiber array cable assembly
URVQXLUJ8 |  | Base Product | Ultra Low Loss OM5 MPO8 Pinned to LC/UPC Uniboot 8-Fiber Low Smoke Zero Halogen/Riser Array Cord | CommScope® | SYSTIMAX ULL |  | Fiber array cable assembly
URXQPMPHF |  | Base Product | Ultra Low Loss OM4, MPO8 QSFP (Unpinned) to MPO12 (Unpinned), Fiber Extension Cable Assembly, 24-Fiber, Low Smoke Zero Halogen | CommScope® | SYSTIMAX ULL |  | Fiber array cable assembly
URVMXMXGD |  | Base Product | Ultra Low Loss (ULL) OM5 MPO12 (Pinned) to MPO12 (Pinned), Fiber Extension Cable Assembly, 12-Fiber, Low Smoke Zero Halogen | CommScope® | SYSTIMAX ULL |  | Fiber array cable assembly
URXMPMXHF |  | Base Product | Ultra Low Loss (ULL) LazrSPEED® 550 OM4, MPO/12(Unpinned) to MPO/12(Pinned), 24-Fiber,LSZH array cord | CommScope® | SYSTIMAX ULL |  | Fiber array cable assembly
URVMPLCGD |  | Base Product | Ultra Low Loss (ULL) OM5 MPO12 (Unpinned) to LC/UPC, Fiber Extension Cable Assembly, 12-Fiber, Low Smoke Zero Halogen | CommScope® | SYSTIMAX ULL |  | Fiber array cable assembly
F3XMPMPAL |  | Base Product | OM4 MPO (Unpinned) to MPO (Unpinned), InstaPATCH® 360 Pre-terminated Trunk Cable, 96-Fiber, Low Smoke Zero Halogen B2ca | CommScope® | SYSTIMAX InstaPATCH® 360 |  | Fiber trunk cable assembly
F3WMPMPAH |  | Base Product | Singlemode MPO (Unpinned) to MPO (Unpinned), InstaPATCH® 360 Pre-terminated Trunk Cable, 48-Fiber, Low Smoke Zero Halogen B2ca | CommScope® | SYSTIMAX InstaPATCH® 360 |  | Fiber trunk cable assembly
F3XMPMXAF |  | Base Product | OM4 MPO (Unpinned) to MPO (Pinned), InstaPATCH® 360 Pre-terminated Trunk Cable, 24-Fiber, Low Smoke Zero Halogen B2ca | CommScope® | SYSTIMAX InstaPATCH® 360 |  | Fiber trunk cable assembly
F3ZMPMXAL |  | Base Product | OM3 MPO (Unpinned) to MPO (Pinned), InstaPATCH® 360 Pre-terminated Trunk Cable, 96-Fiber, Low Smoke Zero Halogen B2ca | CommScope® | SYSTIMAX InstaPATCH® 360 |  | Fiber trunk cable assembly |  | Discontinued
F3ZMPMPAM |  | Base Product | OM3 MPO (Unpinned) to MPO (Unpinned), InstaPATCH® 360 Pre-terminated Trunk Cable, 144-Fiber, Low Smoke Zero Halogen B2ca | CommScope® | SYSTIMAX InstaPATCH® 360 |  | Fiber trunk cable assembly |  | Discontinued
F4XMPSCAK |  | Base Product | OM4 MPO (Unpinned) to SC/UPC, InstaPATCH® 360 Ruggedized Fanout Cable, 72-Fiber, Low Smoke Zero Halogen B2ca | CommScope® | SYSTIMAX InstaPATCH® 360 |  | Ruggedized fanout |  | Discontinued
F4WMPSCAF |  | Base Product | Singlemode MPO (Unpinned) to SC/UPC, InstaPATCH® 360 Ruggedized Fanout Cable, 24-Fiber, Low Smoke Zero Halogen B2ca | CommScope® | SYSTIMAX InstaPATCH® 360 |  | Ruggedized fanout |  | Discontinued
F4XMPSCAG |  | Base Product | OM4 MPO (Unpinned) to SC/UPC, InstaPATCH® 360 Ruggedized Fanout Cable, 36-Fiber, Low Smoke Zero Halogen B2ca | CommScope® | SYSTIMAX InstaPATCH® 360 |  | Ruggedized fanout |  | Discontinued
F4ZMXLCAD |  | Base Product | OM3 MPO (Pinned) to LC/UPC, InstaPATCH® 360 Ruggedized Fanout Cable, 12-Fiber, Low Smoke Zero Halogen B2ca | CommScope® | SYSTIMAX InstaPATCH® 360 |  | Ruggedized fanout |  | Discontinued
F4XMPSCAH |  | Base Product | OM4 MPO (Unpinned) to SC/UPC, InstaPATCH® 360 Ruggedized Fanout Cable, 48-Fiber, Low Smoke Zero Halogen B2ca | CommScope® | SYSTIMAX InstaPATCH® 360 |  | Ruggedized fanout |  | Discontinued
FGVMPMPAM |  | Base Product | OM5 MPO (Unpinned) to MPO (Unpinned), InstaPATCH® 360 Pre-terminated Trunk Cable, 144-Fiber, plenum | CommScope® | SYSTIMAX InstaPATCH® 360 |  | Fiber trunk cable assembly
FGWMPMPAG |  | Base Product | Singlemode MPO (Unpinned) to MPO (Unpinned), InstaPATCH® 360 Pre-terminated Trunk Cable, 36-Fiber, Plenum | CommScope® | SYSTIMAX InstaPATCH® 360 |  | Fiber trunk cable assembly
FQVMPMPGD |  | Base Product | OM5 MPO (Unpinned) to MPO (Unpinned), InstaPATCH® 360 Array Cord, 12-Fiber, Plenum | CommScope® | SYSTIMAX InstaPATCH® 360 |  | Fiber array cable assembly
FQWMXMXGD |  | Base Product | Singlemode MPO (Pinned) to MPO (Pinned), InstaPATCH® 360 Array Cord, 12-Fiber, Plenum | CommScope® | SYSTIMAX InstaPATCH® 360 |  | Fiber array cable assembly
FRZMXMXGD |  | Base Product | OM3 MPO (Pinned) to MPO (Pinned), InstaPATCH® 360 Array Cord, 12-Fiber, Low Smoke Zero Halogen | CommScope® | SYSTIMAX InstaPATCH® 360 |  | Fiber array cable assembly
U3GMPMXAL |  | Base Product | Ultra Low Loss (ULL) Singlemode MPO12 (Unpinned) to MPO12 (Pinned), Fiber Trunk Cable Assembly, 96-Fiber, Low Smoke Zero Halogen (LSZH) | CommScope® | SYSTIMAX ULL |  | Fiber trunk cable assembly |  | Discontinued
U3GMXMXCH |  | Base Product | Ultra Low Loss ULL TeraSPEED® MPO(Pinned) to MPO(Pinned) Pre-terminated Trunk Cable, MPO12, 48-Fiber, LSZH, 12 fiber PmP 2.0 mm /B2ca | CommScope® | SYSTIMAX ULL |  | Fiber trunk cable assembly
UQXRZLU7R |  | Base Product | Ultra Low Loss (ULL) OM4 MPO16 APC (Pinned) to LC Uniboot, Fiber Array Cable Assembly, 16-Fiber, Plenum | CommScope® | Propel ¦ SYSTIMAX ULL |  | Fiber array cable assembly
UQXRZRZ7R |  | Base Product | Ultra Low Loss (ULL) OM4 MPO16 APC (Pinned) to MPO16 APC (Pinned), Fiber Array Cable Assembly, 16-Fiber, Plenum | CommScope® | Propel ¦ SYSTIMAX ULL |  | Fiber array cable assembly
UGVQVQZTU |  | Base Product | Ultra Low Loss (ULL) OM5 MPO8 APC (Non-Pinned) to MPO8 APC (Pinned), Fiber Trunk Cable Assembly, 64-Fiber, Plenum | CommScope® | Propel ¦ SYSTIMAX ULL |  | Fiber trunk cable assembly
UGVRZUC8H |  | Base Product | Ultra Low Loss (ULL) OM5 MPO16 APC (Pinned) to Unconnectorized, Fiber Trunk Cable Assembly, 48-Fiber, Plenum | CommScope® | Propel ¦ SYSTIMAX ULL |  | Fiber trunk cable assembly
UGVQVUCT8 |  | Base Product | Ultra Low Loss (ULL) OM5 MPO8 APC (Non-Pinned) to Unconnectorized, Fiber Trunk Cable Assembly, 8-Fiber, Plenum | CommScope® | Propel ¦ SYSTIMAX ULL |  | Fiber trunk cable assembly
UGVRZUC8L |  | Base Product | Ultra Low Loss (ULL) OM5 MPO16 APC (Pinned) to Unconnectorized, Fiber Trunk Cable Assembly, 96-Fiber, Plenum | CommScope® | Propel ¦ SYSTIMAX ULL |  | Fiber trunk cable assembly
U3XQVQZTS |  | Base Product | Ultra Low Loss (ULL) OM4 MPO8 APC (Non-Pinned) to MPO8 APC (Pinned), Fiber Trunk Cable Assembly, 32-Fiber, LSZH B2ca | CommScope® | Propel ¦ SYSTIMAX ULL |  | Fiber trunk cable assembly
U3VQZQZTS |  | Base Product | Ultra Low Loss (ULL) OM5 MPO8 APC (Pinned) to MPO8 APC (Pinned), Fiber Trunk Cable Assembly, 32-Fiber, LSZH B2ca | CommScope® | Propel ¦ SYSTIMAX ULL |  | Fiber trunk cable assembly
UGXQZUCTL |  | Base Product | Ultra Low Loss (ULL) OM4 MPO8 APC (Pinned) to Unconnectorized, Fiber Trunk Cable Assembly, 96-Fiber, Plenum | CommScope® | Propel ¦ SYSTIMAX ULL |  | Fiber trunk cable assembly
U3XQVUCT8 |  | Base Product | Ultra Low Loss (ULL) OM4 MPO8 APC (Non-Pinned) to Unconnectorized, Fiber Array Cable Assembly, 8-Fiber, LSZH B2ca | CommScope® | Propel ¦ SYSTIMAX ULL |  | Fiber array cable assembly
U3GRXRX8S |  | Base Product | Ultra Low Loss (ULL) Singlemode G.657.A2 MPO16 (Pinned) to MPO16 (Pinned), Fiber Trunk Cable Assembly, 32-Fiber, LSZH B2ca | CommScope® | Propel ¦ SYSTIMAX ULL |  | Fiber trunk cable assembly
UJVQVQZT8 |  | Base Product | Ultra Low Loss (ULL) OM5 MPO APC (Non-Pinned) to MPO APC (Pinned), Fiber Trunk Cable Assembly, 8-Fiber, Dual Rated (OFNR/LSZH) | CommScope® | Propel ¦ SYSTIMAX ULL |  | Fiber trunk cable assembly
UJXQZQZTF |  | Base Product | Ultra Low Loss (ULL) OM4 MPO APC (Pinned) to MPO APC (Pinned), Fiber Trunk Cable Assembly, 24-Fiber, Dual Rated (OFNR/LSZH) | CommScope® | Propel ¦ SYSTIMAX ULL |  | Fiber trunk cable assembly
URGRXRX7R |  | Base Product | Ultra Low Loss (ULL) Singlemode G.657.A2 MPO16 (Pinned) to MPO16 (Pinned), Fiber Array Cable Assembly, 16-Fiber, Dual Rated (OFNR/LSZH) | CommScope® | Propel ¦ SYSTIMAX ULL |  | Fiber array cable assembly
UQGRPSN7R |  | Base Product | Ultra Low Loss (ULL) Singlemode G.657.A2 MPO16 (Non-Pinned) to SN, Fiber Array assembly, 16-Fiber, Plenum | CommScope® | Propel ¦ SYSTIMAX ULL |  | Fiber array cable assembly
U3GRXUC8L |  | Base Product | Ultra Low Loss (ULL) Singlemode G.657.A2 MPO16 (Pinned) to Unconnectorized, Fiber Trunk Cable Assembly, 96-Fiber, LSZH B2ca | CommScope® | Propel ¦ SYSTIMAX ULL |  | Fiber trunk cable assembly
U3VQZUCTK |  | Base Product | Ultra Low Loss (ULL) OM5 MPO8 APC (Pinned) to Unconnectorized, Fiber Trunk Cable Assembly, 72-Fiber, LSZH B2ca | CommScope® | Propel ¦ SYSTIMAX ULL |  | Fiber trunk cable assembly
U3XRZUC8N |  | Base Product | Ultra Low Loss (ULL) OM4 MPO16 APC (Pinned) to Unconnectorized, Fiber Trunk Cable Assembly, 192-Fiber, LSZH B2ca | CommScope® | Propel ¦ SYSTIMAX ULL |  | Fiber trunk cable assembly
URGRXSN7R |  | Base Product | Ultra Low Loss (ULL) Singlemode G.657.A2 MPO16 (Pinned) to SN, Fiber Array Cable Assembly, 16-Fiber, Dual Rated (OFNR/LSZH) | CommScope® | Propel ¦ SYSTIMAX ULL |  | Fiber array cable assembly
U3VQZUCTL |  | Base Product | Ultra Low Loss (ULL) OM5 MPO8 APC (Pinned) to Unconnectorized, Fiber Trunk Cable Assembly, 96-Fiber, LSZH B2ca | CommScope® | Propel ¦ SYSTIMAX ULL |  | Fiber trunk cable assembly
U3XQVUCTM |  | Base Product | Ultra Low Loss (ULL) OM4 MPO8 APC (Non-Pinned) to Unconnectorized, Fiber Trunk Cable Assembly, 144-Fiber, LSZH B2ca | CommScope® | Propel ¦ SYSTIMAX ULL |  | Fiber trunk cable assembly
UGVQVUCTR |  | Base Product | Ultra Low Loss (ULL) OM5 MPO8 APC (Non-Pinned) to Unconnectorized, Fiber Trunk Cable Assembly, 16-Fiber, Plenum | CommScope® | Propel ¦ SYSTIMAX ULL |  | Fiber trunk cable assembly
UGVRZUC8S |  | Base Product | Ultra Low Loss (ULL) OM5 MPO16 APC (Pinned) to Unconnectorized, Fiber Trunk Cable Assembly, 32-Fiber, Plenum | CommScope® | Propel ¦ SYSTIMAX ULL |  | Fiber trunk cable assembly
UJVRZRZ8S |  | Base Product | Ultra Low Loss (ULL) OM5 MPO16 (Pinned) to MPO16 (Pinned), Fiber Trunk Cable Assembly, 32-Fiber, Dual Rated (OFNR/LSZH) | CommScope® | Propel ¦ SYSTIMAX ULL |  | Fiber trunk cable assembly
URVQZLUF8 |  | Base Product | Ultra Low Loss (ULL) OM5 MPO APC (Pinned) to LC/UPC Uniboot, Fiber Array Cable Assembly, 8-Fiber, Dual Rated (OFNR/LSZH) | CommScope® | Propel ¦ SYSTIMAX ULL |  | Fiber array cable assembly
UGGRXRX8H |  | Base Product | Ultra Low Loss (ULL) Singlemode G.657.A2 MPO16 (Pinned) to MPO16 (Pinned), Fiber Trunk Cable Assembly, 48-Fiber, Plenum | CommScope® | Propel ¦ SYSTIMAX ULL |  | Fiber trunk cable assembly
UGXQVQZTK |  | Base Product | Ultra Low Loss (ULL) OM4 MPO8 APC (Non-Pinned) to MPO8 APC (Pinned), Fiber Trunk Cable Assembly, 72-Fiber, Plenum | CommScope® | Propel ¦ SYSTIMAX ULL |  | Fiber trunk cable assembly
UJXQZQZTS |  | Base Product | Ultra Low Loss (ULL) OM4 MPO APC (Pinned) to MPO APC (Pinned), Fiber Trunk Cable Assembly, 32-Fiber, Dual Rated (OFNR/LSZH) | CommScope® | Propel ¦ SYSTIMAX ULL |  | Fiber trunk cable assembly
URGRPMXAH |  | Base Product | Ultra Low Loss (ULL) Singlemode G.657.A2, 3X4, MPO16 (Non-Pinned) to MPO12 (Pinned), 48-Fiber, Conversion Array, LSZH | CommScope® | Propel ¦ SYSTIMAX ULL |  | Fiber conversion array cable assembly
UQV2XRVBH |  | Base Product | Ultra Low Loss (ULL) OM5, 2X3, MPO24 (Pinned) to MPO16 Multimode APC (Non-Pinned), 48-Fiber, Conversion Array, Plenum | CommScope® | Propel ¦ SYSTIMAX ULL |  | Fiber conversion array cable assembly
UQXRVQP7R |  | Base Product | Ultra Low Loss (ULL) OM4, 1X2, MPO16 Multimode APC (Non-Pinned) to MPO8 (Non-Pinned), 16-Fiber, Conversion Array, Plenum | CommScope® | Propel ¦ SYSTIMAX ULL |  | Fiber conversion array cable assembly
URG2P2DBH |  | Base Product | Ultra Low Loss (ULL) Singlemode G.657.A2, 2X3, MPO24 (Non-Pinned) to MPO24 (Non-Pinned-QSFP-DD), 48-Fiber, Conversion Array, LSZH | CommScope® | Propel ¦ SYSTIMAX ULL |  | Fiber conversion array cable assembly
UJGQXQXTM |  | Base Product | Ultra Low Loss (ULL) Singlemode MPO8 (Pinned) to MPO8 (Pinned), Fiber Trunk Cable Assembly, 144-Fiber, Dual Rated (OFNR/LSZH) | CommScope® | Propel ¦ SYSTIMAX ULL |  | Fiber trunk cable assembly
UJVQPUCTS |  | Base Product | Ultra Low Loss (ULL) OM5 MPO8 (Non-Pinned) to unconnectorized, Fiber Trunk Cable Assembly, 32-Fiber, Dual Rated (OFNR/LSZH) | CommScope® | Propel ¦ SYSTIMAX ULL |  | Fiber trunk cable assembly
UGXQXUCTL |  | Base Product | Ultra Low Loss (ULL) OM4 MPO8 (Pinned) to unconnectorized, Fiber Trunk Cable Assembly, 96-Fiber, Plenum | CommScope® | Propel ¦ SYSTIMAX ULL |  | Fiber trunk cable assembly
UGGQPUCTM |  | Base Product | Ultra Low Loss (ULL) Singlemode MPO8 (Non-Pinned) to unconnectorized, Fiber Trunk Cable Assembly, 144-Fiber, Plenum | CommScope® | Propel ¦ SYSTIMAX ULL |  | Fiber trunk cable assembly
UGXQXUCTM |  | Base Product | Ultra Low Loss (ULL) OM4 MPO8 (Pinned) to unconnectorized, Fiber Trunk Cable Assembly, 144-Fiber, Plenum | CommScope® | Propel ¦ SYSTIMAX ULL |  | Fiber trunk cable assembly
UJGQXQXTS |  | Base Product | Ultra Low Loss (ULL) Singlemode MPO8 (Pinned) to MPO8 (Pinned), Fiber Trunk Cable Assembly,32-Fiber, Dual Rated (OFNR/LSZH) | CommScope® | Propel ¦ SYSTIMAX ULL |  | Fiber trunk cable assembly
UGXQXUCTN |  | Base Product | Ultra Low Loss (ULL) OM4 MPO8 (Pinned) to unconnectorized, Fiber Trunk Cable Assembly, 192-Fiber, Plenum | CommScope® | Propel ¦ SYSTIMAX ULL |  | Fiber trunk cable assembly
UQVQPUCF8 |  | Base Product | Ultra Low Loss (ULL) OM5 MPO8 (Non-Pinned) to unconnectorized, Fiber Array Cable Assembly, 8-Fiber, Plenum | CommScope® | Propel ¦ SYSTIMAX ULL |  | Fiber array cable assembly
UGXQPQXTN |  | Base Product | Ultra Low Loss (ULL) OM4 MPO8 (Non-Pinned) to MPO8 (Pinned), Fiber Trunk Cable Assembly, 192-Fiber, Plenum | CommScope® | Propel ¦ SYSTIMAX ULL |  | Fiber trunk cable assembly
UJVQXQXTN |  | Base Product | Ultra Low Loss (ULL) OM5 MPO8 (Pinned) to MPO8 (Pinned), Fiber Trunk Cable Assembly, 192-Fiber, Dual Rated (OFNR/LSZH) | CommScope® | Propel ¦ SYSTIMAX ULL |  | Fiber trunk cable assembly
U3VQXUCTL |  | Base Product | Ultra Low Loss (ULL) OM5 MPO8 (Pinned) to unconnectorized, Fiber Trunk Cable Assembly, 96-Fiber, LZSH B2ca | CommScope® | Propel ¦ SYSTIMAX ULL |  | Fiber trunk cable assembly
UJGQXUCTN |  | Base Product | Ultra Low Loss (ULL) Singlemode MPO8 (Pinned) to unconnectorized, Fiber Trunk Cable Assembly, 192-Fiber, Dual Rated (OFNR/LSZH) | CommScope® | Propel ¦ SYSTIMAX ULL |  | Fiber trunk cable assembly
UGVQXQXTH |  | Base Product | Ultra Low Loss (ULL) OM5 MPO8 (Pinned) to MPO8 (Pinned), Fiber Trunk Cable Assembly, 48-Fiber, Plenum | CommScope® | Propel ¦ SYSTIMAX ULL |  | Fiber trunk cable assembly
UJXQXQXTK |  | Base Product | Ultra Low Loss (ULL) OM4 MPO8 (Pinned) to MPO8 (Pinned), Fiber Trunk Cable Assembly, 72-Fiber, Dual Rated (OFNR/LSZH) | CommScope® | Propel ¦ SYSTIMAX ULL |  | Fiber trunk cable assembly
U3VQXUCTN |  | Base Product | Ultra Low Loss (ULL) OM5 MPO8 (Pinned) to unconnectorized, Fiber Trunk Cable Assembly, 192-Fiber, LZSH B2ca | CommScope® | Propel ¦ SYSTIMAX ULL |  | Fiber trunk cable assembly
UGXQPQXTU |  | Base Product | Ultra Low Loss (ULL) OM4 MPO8 (Non-Pinned) to MPO8 (Pinned), Fiber Trunk Cable Assembly, 64-Fiber, Plenum | CommScope® | Propel ¦ SYSTIMAX ULL |  | Fiber trunk cable assembly
UJXQXQXTM |  | Base Product | Ultra Low Loss (ULL) OM4 MPO8 (Pinned) to MPO8 (Pinned), Fiber Trunk Cable Assembly, 144-Fiber, Dual Rated (OFNR/LSZH) | CommScope® | Propel ¦ SYSTIMAX ULL |  | Fiber trunk cable assembly
UGXQPUCT8 |  | Base Product | Ultra Low Loss (ULL) OM4 MPO8 (Non-Pinned) to unconnectorized, Fiber Trunk Cable Assembly, 8-Fiber, Plenum | CommScope® | Propel ¦ SYSTIMAX ULL |  | Fiber trunk cable assembly
UGGQXUCTF |  | Base Product | Ultra Low Loss (ULL) Singlemode MPO8 (Pinned) to unconnectorized, Fiber Trunk Cable Assembly, 24-Fiber, Plenum | CommScope® | Propel ¦ SYSTIMAX ULL |  | Fiber trunk cable assembly
UJVQXUCTK |  | Base Product | Ultra Low Loss (ULL) OM5 MPO8 (Pinned) to unconnectorized, Fiber Trunk Cable Assembly, 72-Fiber, Dual Rated (OFNR/LSZH) | CommScope® | Propel ¦ SYSTIMAX ULL |  | Fiber trunk cable assembly
UGVQXQXTR |  | Base Product | Ultra Low Loss (ULL) OM5 MPO8 (Pinned) to MPO8 (Pinned), Fiber Trunk Cable Assembly, 16-Fiber, Plenum | CommScope® | Propel ¦ SYSTIMAX ULL |  | Fiber trunk cable assembly
UGGQPQXTH |  | Base Product | Ultra Low Loss (ULL) Singlemode MPO8 (Non-Pinned) to MPO8 (Pinned), Fiber Trunk Cable Assembly, 48-Fiber, Plenum | CommScope® | Propel ¦ SYSTIMAX ULL |  | Fiber trunk cable assembly
UGVQXQXTS |  | Base Product | Ultra Low Loss (ULL) OM5 MPO8 (Pinned) to MPO8 (Pinned), Fiber Trunk Cable Assembly,32-Fiber, Plenum | CommScope® | Propel ¦ SYSTIMAX ULL |  | Fiber trunk cable assembly
UGXQPUCTK |  | Base Product | Ultra Low Loss (ULL) OM4 MPO8 (Non-Pinned) to unconnectorized, Fiber Trunk Cable Assembly, 72-Fiber, Plenum | CommScope® | Propel ¦ SYSTIMAX ULL |  | Fiber trunk cable assembly
UJVQPQXTK |  | Base Product | Ultra Low Loss (ULL) OM5 MPO8 (Non-Pinned) to MPO8 (Pinned), Fiber Trunk Cable Assembly, 72-Fiber, Dual Rated (OFNR/LSZH) | CommScope® | Propel ¦ SYSTIMAX ULL |  | Fiber trunk cable assembly
U3VQPUCTM |  | Base Product | Ultra Low Loss (ULL) OM5 MPO8 (Non-Pinned) to unconnectorized, Fiber Trunk Cable Assembly, 144-Fiber, LZSH B2ca | CommScope® | Propel ¦ SYSTIMAX ULL |  | Fiber trunk cable assembly
UGGQXUCTN |  | Base Product | Ultra Low Loss (ULL) Singlemode MPO8 (Pinned) to unconnectorized, Fiber Trunk Cable Assembly, 192-Fiber, Plenum | CommScope® | Propel ¦ SYSTIMAX ULL |  | Fiber trunk cable assembly
UGGQXUCTU |  | Base Product | Ultra Low Loss (ULL) Singlemode MPO8 (Pinned) to unconnectorized, Fiber Trunk Cable Assembly,64-Fiber, Plenum | CommScope® | Propel ¦ SYSTIMAX ULL |  | Fiber trunk cable assembly
UJXQXUCTM |  | Base Product | Ultra Low Loss (ULL) OM4 MPO8 (Pinned) to unconnectorized, Fiber Trunk Cable Assembly, 144-Fiber, Dual Rated (OFNR/LSZH) | CommScope® | Propel ¦ SYSTIMAX ULL |  | Fiber trunk cable assembly
UJVQPQXTS |  | Base Product | Ultra Low Loss (ULL) OM5 MPO8 (Non-Pinned) to MPO8 (Pinned), Fiber Trunk Cable Assembly, 32-Fiber, Dual Rated (OFNR/LSZH) | CommScope® | Propel ¦ SYSTIMAX ULL |  | Fiber trunk cable assembly
U3VQXQXT8 |  | Base Product | Ultra Low Loss (ULL) OM5 MPO8 (Pinned) to MPO8 (Pinned), Fiber Trunk Cable Assembly, 8-Fiber, LZSH B2ca | CommScope® | Propel ¦ SYSTIMAX ULL |  | Fiber trunk cable assembly
U3VQXQXTF |  | Base Product | Ultra Low Loss (ULL) OM5 MPO8 (Pinned) to MPO8 (Pinned), Fiber Trunk Cable Assembly, 24-Fiber, LZSH B2ca | CommScope® | Propel ¦ SYSTIMAX ULL |  | Fiber trunk cable assembly
UFGLCUC21 |  | Base Product | Ultra Low Loss (ULL) Singlemode LC/UPC to Unconnectorized, 1.6 mm Simplex Fiber Pigtail, Low Smoke Zero Halogen (LSZH) | CommScope® | SYSTIMAX ULL | UFG | Fiber pigtail ¦ jacketed
UFGLCUC42 |  | Base Product | Ultra Low Loss (ULL) Singlemode LC/UPC to Unconnectorized, 1.6 mm Duplex Fiber Pigtail, Low Smoke Zero Halogen (LSZH) | CommScope® | SYSTIMAX ULL | UFG | Fiber pigtail ¦ jacketed
UDGLCUC42 |  | Base Product | Ultra Low Loss (ULL) Singlemode LC/UPC to Unconnectorized, 1.6 mm Duplex Fiber Pigtail, Plenum | CommScope® | SYSTIMAX ULL | UDG | Fiber pigtail ¦ jacketed
ACGSGUCNC |  | Base Product | Singlemode SC/APC to Stub, Fiber Pigtail 0.6 mm, 12-Fiber, Low Smoke Zero Halogen | CommScope® |  | ACG | Fiber pigtail ¦ unjacketed
FAWLCUC0A |  | Base Product | Singlemode LC/UPC to Unconnectorized, Fiber Pigtail, 0.9 mm Tight Buffer, 6-Fiber Kit Blue - White (1-6) | CommScope® | SYSTIMAX InstaPATCH® 360 | FAW | Fiber pigtail ¦ unjacketed
FAWSAUC0A |  | Base Product | Singlemode SC APC to Unconnectorized, 0.9 mm Tight Buffer Fiber Pigtail, 6-fiber Kit, Blue - White (1-6) | CommScope® | SYSTIMAX InstaPATCH® 360 | FAW | Fiber pigtail ¦ unjacketed
FAWSAUC0C |  | Base Product | Singlemode SC APC to Unconnectorized, 0.9 mm Tight Buffer Fiber Pigtail, 12-fiber Kit, Blue - Aqua (1-12) | CommScope® | SYSTIMAX InstaPATCH® 360 | FAW | Fiber pigtail ¦ unjacketed
FAXSCUC0A |  | Base Product | OM4 SC/UPC to Unconnectorized, Fiber Pigtail, 0.9 mm Tight Buffer, 6-Fiber Kit Blue - White (1-6) | CommScope® | SYSTIMAX InstaPATCH® 360 | FAX | Fiber pigtail ¦ unjacketed
FAXL9UC0C |  | Base Product | OM4 LC/UPC Keyed Rose to Unconnectorized, Fiber Pigtail, 0.9 mm Tight Buffer, 12-Fiber Kit Blue - Aqua (1-12) | CommScope® | SYSTIMAX InstaPATCH® 360 | FAX | Fiber pigtail ¦ unjacketed
FBXL6UC11 |  | Base Product | OM4 LC/UPC Keyed Slate to Unconnectorized, Fiber Pigtail Simplex, 0.9 mm SBJ | CommScope® | SYSTIMAX InstaPATCH® 360 | FBX | Fiber pigtail ¦ unjacketed
FBWLCUC11 |  | Base Product | TeraSPEED® LC/UPC to Unconnectorized, Fiber Pigtail, 0.9 mm SBJ | CommScope® | SYSTIMAX InstaPATCH® 360 | FBW | Fiber pigtail ¦ unjacketed
CC2979-000 | OCP-S1-03MASEN-XX | Variant of OCP | Fiber Optic Pigtail, Simplex, Singlemode, SC/UPC to Stub, 0.9 mm diameter, 3 m |  |  | OCP | Fiber pigtail ¦ jacketed
1920523-2 | OCP-S2-02MASEN-XX | Variant of OCP | Fiber Optic Pigtail, Simplex, Singlemode, SC/APC to Stub, 0.9 mm diameter, 2 m |  |  | OCP | Fiber pigtail ¦ jacketed
UBXLCUC11 |  | Base Product | Ultra Low Loss (ULL) LazrSPEED® 550 LC/UPC to Unconnectorized, Fiber Pigtail, 0.9 mm Riser - SBJ | CommScope® | SYSTIMAX ULL | UBX | Fiber pigtail ¦ unjacketed
FRWMPLCGD |  | Base Product | Singlemode MPO (Unpinned) to LC/UPC, InstaPATCH® 360 Array Cord, 12-Fiber, Low Smoke Zero Halogen | CommScope® | SYSTIMAX InstaPATCH® 360 |  | Fiber array cable assembly
U3VMPMXCD |  | Base Product | Ultra Low Loss ULL LazrSPEED® 550 OM5 MPO(Unpinned) to MPO(Pinned) Pre-terminated Trunk Cable, MPO12, 12-Fiber, LSZH, 12 fiber PmP 2.0 mm /B2ca | CommScope® | SYSTIMAX ULL |  | Fiber trunk cable assembly
U3GQXQXQU |  | Base Product | Ultra Low Loss (ULL) Singlemode MPO8 QSFP (Pinned) to MPO8 QSFP (Pinned), Fiber Trunk Cable Assembly, 64-Fiber, Low Smoke Zero Halogen | CommScope® | SYSTIMAX ULL |  | Fiber trunk cable assembly |  | Discontinued
U3VMXMXAK |  | Base Product | Ultra Low Loss (ULL) OM5 MPO12 (Pinned) to MPO12 (Pinned), Fiber Trunk Cable Assembly, 72-Fiber, Low Smoke Zero Halogen (LSZH) | CommScope® | SYSTIMAX ULL |  | Fiber trunk cable assembly |  | Discontinued
U3VMXMXCM |  | Base Product | Ultra Low Loss ULL LazrSPEED® 550 OM5 MPO(Pinned) to MPO(Pinned) Pre-terminated Trunk Cable, MPO12, 144-Fiber, LSZH, 12 fiber PmP 2.0 mm /B2ca | CommScope® | SYSTIMAX ULL |  | Fiber trunk cable assembly
U3VMXMXAL |  | Base Product | Ultra Low Loss (ULL) OM5 MPO12 (Pinned) to MPO12 (Pinned), Fiber Trunk Cable Assembly, 96-Fiber, Low Smoke Zero Halogen (LSZH) | CommScope® | SYSTIMAX ULL |  | Fiber trunk cable assembly |  | Discontinued
U3VMPMXAH |  | Base Product | Ultra Low Loss (ULL) OM5 MPO12 (Unpinned) to MPO12 (Pinned), Fiber Trunk Cable Assembly, 48-Fiber, Low Smoke Zero Halogen (LSZH) | CommScope® | SYSTIMAX ULL |  | Fiber trunk cable assembly |  | Discontinued
U3VMPMPCF |  | Base Product | Ultra Low Loss ULL LazrSPEED® 550 OM5 MPO(Unpinned) to MPO(Unpinned) Pre-terminated Trunk Cable, MPO12, 24-Fiber, LSZH, 12 fiber PmP 2.0 mm /B2ca | CommScope® | SYSTIMAX ULL |  | Fiber trunk cable assembly
U3VQPQXQU |  | Base Product | Ultra Low Loss (ULL) OM5, MPO8 QSFP Unpinned to MPO8 QSFP Pinned, Fiber Trunk Cable Assembly, 64-Fiber, Low Smoke Zero Halogen | CommScope® | SYSTIMAX ULL |  | Fiber trunk cable assembly |  | Discontinued
U3XMPMXAF |  | Base Product | Ultra Low Loss (ULL) OM4 MPO12 (Unpinned) to MPO12 (Pinned), Fiber Trunk Cable Assembly, 24-Fiber, Low Smoke Zero Halogen (LSZH) | CommScope® | SYSTIMAX ULL |  | Fiber trunk cable assembly |  | Discontinued
U3XMPMXAK |  | Base Product | Ultra Low Loss (ULL) OM4 MPO12 (Unpinned) to MPO12 (Pinned), Fiber Trunk Cable Assembly, 72-Fiber, Low Smoke Zero Halogen (LSZH) | CommScope® | SYSTIMAX ULL |  | Fiber trunk cable assembly |  | Discontinued
U3XMPMXCM |  | Base Product | Ultra Low Loss ULL LazrSPEED® 550 MPO(Unpinned) to MPO(Pinned) Pre-terminated Trunk Cable, MPO12, 144-Fiber, LSZH, 12 fiber PmP 2.0 mm /B2ca | CommScope® | SYSTIMAX ULL |  | Fiber trunk cable assembly
U3VQPQXQ8 |  | Base Product | Ultra Low Loss (ULL) OM5 MPO8 QSFP (Unpinned) to MPO8 QSFP (Pinned), Fiber Trunk Cable Assembly, 8-Fiber, Low Smoke Zero Halogen (LSZH) | CommScope® | SYSTIMAX ULL |  | Fiber trunk cable assembly |  | Discontinued
U3XMXMXCH |  | Base Product | Ultra Low Loss ULL LazrSPEED® 550 MPO(Pinned) to MPO(Pinned) Pre-terminated Trunk Cable, MPO12, 48-Fiber, LSZH, 12 fiber PmP 2.0 mm /B2ca | CommScope® | SYSTIMAX ULL |  | Fiber trunk cable assembly
U3XMXMXCK |  | Base Product | Ultra Low Loss ULL LazrSPEED® 550 MPO(Pinned) to MPO(Pinned) Pre-terminated Trunk Cable, MPO12, 72-Fiber, LSZH, 12 fiber PmP 2.0 mm /B2ca | CommScope® | SYSTIMAX ULL |  | Fiber trunk cable assembly
UGVMXMXCD |  | Base Product | Ultra Low Loss ULL LazrSPEED® 550 OM5 MPO(Pinned) to MPO(Pinned) Pre-terminated Trunk Cable, MPO12, 12-Fiber, Plenum, 12 fiber PmP 2.0 mm Dca | CommScope® | SYSTIMAX ULL |  | Fiber trunk cable assembly
UGVMXMXAD |  | Base Product | Ultra Low Loss (ULL) OM5 MPO12 (Pinned) to MPO12 (Pinned), Fiber Trunk Cable Assembly, 12-Fiber, Plenum | CommScope® | SYSTIMAX ULL |  | Fiber trunk cable assembly
UGVMXUCCK |  | Base Product | Ultra Low Loss ULL LazrSPEED® 550 OM5 MPO(Pinned) to Unconnectorized Pre-terminated Trunk Cable, MPO12, 72-Fiber, Plenum, 12 fiber PmP 2.0 mm Dca | CommScope® | SYSTIMAX ULL |  | Fiber trunk cable assembly
UGVMXMXAH |  | Base Product | Ultra Low Loss (ULL) OM5 MPO12 (Pinned) to MPO12 (Pinned), Fiber Trunk Cable Assembly, 48-Fiber, Plenum | CommScope® | SYSTIMAX ULL |  | Fiber trunk cable assembly
UGVMXUCCL |  | Base Product | Ultra Low Loss ULL LazrSPEED® 550 OM5 MPO(Pinned) to Unconnectorized Pre-terminated Trunk Cable, MPO12, 96-Fiber, Plenum, 12 fiber PmP 2.0 mm Dca | CommScope® | SYSTIMAX ULL |  | Fiber trunk cable assembly
UGX2P2XBL |  | Base Product | Ultra Low Loss (ULL) OM4 MPO24 (Unpinned) to MPO24 (Pinned), Fiber Trunk Cable Assembly, 96-Fiber, Plenum | CommScope® | SYSTIMAX ULL |  | Fiber trunk cable assembly
U4GMXLCCK |  | Base Product | Ultra Low Loss ULL TeraSPEED® MPO(Pinned) to LC/UPC Ruggedized fanout Cable, 72-Fiber, LSZH, 12 fiber PmP 2.0 mm /B2ca | CommScope® | SYSTIMAX ULL |  | Ruggedized fanout
U4GMPLCCD |  | Base Product | Ultra Low Loss ULL TeraSPEED® MPO(Unpinned) to LC/UPC Ruggedized fanout Cable, 12-Fiber, LSZH, 12 fiber PmP 2.0 mm /B2ca | CommScope® | SYSTIMAX ULL |  | Ruggedized fanout
U4GMPLFCG |  | Base Product | Ultra Low Loss ULL TeraSPEED® MPO(Unpinned) to LC/UPC G B Ruggedized fanout Cable, 36-Fiber, LSZH, 12 fiber PmP 2.0 mm /B2ca | CommScope® | SYSTIMAX ULL |  | Ruggedized fanout
U4GMXLGCK |  | Base Product | Ultra Low Loss ULL TeraSPEED® MPO(Pinned) to LC/APC G B Ruggedized fanout Cable, 72-Fiber, LSZH, 12 fiber PmP 2.0 mm /B2ca | CommScope® | SYSTIMAX ULL |  | Ruggedized fanout
UGV2P2XBM |  | Base Product | Ultra Low Loss (ULL) OM5 MPO24 (Unpinned) to MPO24 (Pinned), Fiber Trunk Cable Assembly, 144-Fiber, Plenum | CommScope® | SYSTIMAX ULL |  | Fiber trunk cable assembly
UJXQVQZTR |  | Base Product | Ultra Low Loss (ULL) OM4 MPO APC (Pinned) to MPO APC (unPinned), Fiber Trunk Cable Assembly, 16-Fiber, Dual Rated (OFNR/LSZH) | CommScope® | Propel ¦ SYSTIMAX ULL |  | Fiber trunk cable assembly
URXQZLUF8 |  | Base Product | Ultra Low Loss (ULL) OM4 MPO8 APC (Pinned) to LC/UPC Uniboot, Fiber Array Cable Assembly, 8-Fiber, Dual Rated (OFNR/LSZH) | CommScope® | Propel ¦ SYSTIMAX ULL |  | Fiber array cable assembly
U3XQVQZT8 |  | Base Product | Ultra Low Loss (ULL) OM4 MPO8 APC (Non-Pinned) to MPO8 APC (Pinned), Fiber Trunk Cable Assembly, 8-Fiber, LSZH B2ca | CommScope® | Propel ¦ SYSTIMAX ULL |  | Fiber trunk cable assembly
UGXQZQZTF |  | Base Product | Ultra Low Loss (ULL) OM4 MPO8 APC (Pinned) to MPO8 APC (Pinned), Fiber Trunk Cable Assembly, 24-Fiber, Plenum | CommScope® | Propel ¦ SYSTIMAX ULL |  | Fiber trunk cable assembly
U3XQVQZTF |  | Base Product | Ultra Low Loss (ULL) OM4 MPO8 APC (Non-Pinned) to MPO8 APC (Pinned), Fiber Trunk Cable Assembly, 24-Fiber, LSZH B2ca | CommScope® | Propel ¦ SYSTIMAX ULL |  | Fiber trunk cable assembly
UQXQVQVF8 |  | Base Product | Ultra Low Loss (ULL) OM4 MPO8 APC (Non-Pinned) to MPO8 APC (Non-Pinned), Patch Cord Assembly, 8-Fiber, Plenum | CommScope® | Propel ¦ SYSTIMAX ULL |  | Fiber array cable assembly
U3VQVUCTU |  | Base Product | Ultra Low Loss (ULL) OM5 MPO8 APC (Non-Pinned) to Unconnectorized, Fiber Trunk Cable Assembly, 64-Fiber, LSZH B2ca | CommScope® | Propel ¦ SYSTIMAX ULL |  | Fiber trunk cable assembly
UJVQZQZTM |  | Base Product | Ultra Low Loss (ULL) OM5 MPO APC (Pinned) to MPO APC (Pinned), Fiber Trunk Cable Assembly, 144-Fiber, Dual Rated (OFNR/LSZH) | CommScope® | Propel ¦ SYSTIMAX ULL |  | Fiber trunk cable assembly
UGXQZQZTL |  | Base Product | Ultra Low Loss (ULL) OM4 MPO8 APC (Pinned) to MPO8 APC (Pinned), Fiber Trunk Cable Assembly, 96-Fiber, Plenum | CommScope® | Propel ¦ SYSTIMAX ULL |  | Fiber trunk cable assembly
UGGRXUC8U |  | Base Product | Ultra Low Loss (ULL) Singlemode G.657.A2 MPO16 (Pinned) to Unconnectorized, Fiber Trunk Cable Assembly, 64-Fiber, Plenum | CommScope® | Propel ¦ SYSTIMAX ULL |  | Fiber trunk cable assembly
UJGRXRX8S |  | Base Product | Ultra Low Loss (ULL) Singlemode G.657.A2 MPO16 (Pinned) to MPO16 (Pinned), Fiber Trunk Cable Assembly, 32-Fiber, Dual Rated (OFNR/LSZH) | CommScope® | Propel ¦ SYSTIMAX ULL |  | Fiber trunk cable assembly
UGVQVQZTH |  | Base Product | Ultra Low Loss (ULL) OM5 MPO8 APC (Non-Pinned) to MPO8 APC (Pinned), Fiber Trunk Cable Assembly, 48-Fiber, Plenum | CommScope® | Propel ¦ SYSTIMAX ULL |  | Fiber trunk cable assembly
URX2X2DBH |  | Base Product | Ultra Low Loss (ULL) OM4, 2X3, MPO24 (Pinned) to MPO24 (Non-Pinned-QSFP-DD), 48-Fiber, Conversion Array, LSZH | CommScope® | Propel ¦ SYSTIMAX ULL |  | Fiber conversion array cable assembly
URG2PRPBH |  | Base Product | Ultra Low Loss (ULL) Singlemode G.657.A2, 2X3, MPO24 (Non-Pinned) to MPO16 (Non-Pinned), 48-Fiber, Conversion Array, LSZH | CommScope® | Propel ¦ SYSTIMAX ULL |  | Fiber conversion array cable assembly
URV2DQP7R |  | Base Product | Ultra Low Loss (ULL) OM5 ,1X2, MPO24 (Non-Pinned - QSFP-DD) to MPO8 (Non-Pinned), 16-Fiber, Conversion Array, LSZH | CommScope® | Propel ¦ SYSTIMAX ULL |  | Fiber conversion array cable assembly
UQXRZQV7R |  | Base Product | Ultra Low Loss (ULL) OM4, 1X2, MPO16 Multimode APC (Pinned) to MPO8 Multimode APC (Non-Pinned), 16-Fiber, Conversion Array, Plenum | CommScope® | Propel ¦ SYSTIMAX ULL |  | Fiber conversion array cable assembly
UQVRVMXAH |  | Base Product | Ultra Low Loss (ULL) OM5, 3X4, MPO16 Multimode APC (Non-Pinned) to MPO12 (Pinned), 48-Fiber, Conversion Array, Plenum | CommScope® | Propel ¦ SYSTIMAX ULL |  | Fiber conversion array cable assembly
UQX2EQP7R |  | Base Product | Ultra Low Loss (ULL) OM4 ,1X2, MPO24 (Non-Pinned - QSFP) to MPO8 (Non-Pinned), 16-Fiber, Conversion Array, Plenum | CommScope® | Propel ¦ SYSTIMAX ULL |  | Fiber conversion array cable assembly
UQGRPQP7R |  | Base Product | Ultra Low Loss (ULL) Singlemode G.657.A2, 1X2, MPO16 (Non-Pinned) to MPO8 (Non-Pinned), 16-Fiber, Conversion Array, Plenum | CommScope® | Propel ¦ SYSTIMAX ULL |  | Fiber conversion array cable assembly
URX2DQP7R |  | Base Product | Ultra Low Loss (ULL) OM4, 1X2, MPO24 (Non-Pinned - QSFP-DD) to MPO8 (Non-Pinned), 16-Fiber, Conversion Array, LSZH | CommScope® | Propel ¦ SYSTIMAX ULL |  | Fiber conversion array cable assembly
URV2EQP7R |  | Base Product | Ultra Low Loss (ULL) OM5 ,1X2, MPO24 (Non-Pinned - QSFP) to MPO8 (Non-Pinned), 16-Fiber, Conversion Array, LSZH | CommScope® | Propel ¦ SYSTIMAX ULL |  | Fiber conversion array cable assembly
UQX2P2DBH |  | Base Product | Ultra Low Loss (ULL) OM4 , 2X3, MPO24 (Non-Pinned) to MPO24 (Non-Pinned-QSFP-DD), 48-Fiber, Conversion Array, Plenum | CommScope® | Propel ¦ SYSTIMAX ULL |  | Fiber conversion array cable assembly
1689513 | FPC2Y-APSC/PLC-P-20M | Variant of FPC2Y | Fiber Optic Patch Cord, Duplex, Singlemode, SC/APC to LC/UPC, yellow, 20 m |  |  | FPC2Y | Fiber patch cord ¦ duplex
1696154 | FPC2Y-SPSC/DLC-P-3.4M | Variant of FPC2Y | Fiber Optic Patch Cord, Duplex, Singlemode, SC/UPC to LC/UPC, 3.4 m |  |  | FPC2Y | Fiber patch cord ¦ duplex
1711185 | FPC2Y-SPSC/PLC-P-32M | Variant of FPC2Y | Fiber Optic Patch Cord, Duplex, Singlemode, SC/UPC to LC/UPC, 32 m |  |  | FPC2Y | Fiber patch cord ¦ duplex
1712214 | FPCMY-SPSC/APSC-P-5M | Variant of FPCMY | Fiber Optic Patch Cord, Simplex, Singlemode, SC/UPC to SC/APC, yellow, 5 m |  |  | FPCMY | Fiber patch cord ¦ simplex
1712191 | FPCMY-SPSC/APSC-P-20M | Variant of FPCMY | Fiber Optic Patch Cord, Simplex, Singlemode, SC/UPC to SC/APC, yellow, 20 m |  |  | FPCMY | Fiber patch cord ¦ simplex
1920604-3 | OCJ-S1-03MASHA-S1 | Variant of OCJ | Fiber Optic Patch Cord, Duplex, Singlemode, SC/UPC to SC/UPC, yellow, 3 m |  |  | OCJ | Fiber patch cord ¦ duplex
1920751-1 | OCJ-S1-01MASIA-S1 | Variant of OCJ | Fiber Optic Patch Cord, Simplex, Singlemode, SC/UPC to SC/UPC, yellow, 1 m |  |  | OCJ | Fiber patch cord ¦ simplex
1920751-2 | OCJ-S1-02MASIA-S1 | Variant of OCJ | Fiber Optic Patch Cord, Simplex, Singlemode, SC/UPC to SC/UPC, yellow, 2 m |  |  | OCJ | Fiber patch cord ¦ simplex
2055554-3 | OCJ-S3-03MASIA-S3 | Variant of OCJ | Fiber Optic Patch Cord, Simplex, Singlemode, SC/APC 9° to SC/APC 9°, yellow, 3 m |  |  | OCJ | Fiber patch cord ¦ simplex
2055371-5 | OCJ-S3-05MASHA-S3 | Variant of OCJ | Fiber Optic Patch Cord, Duplex, Singlemode, SC/APC 9° to SC/APC 9°, yellow, 5 m |  |  | OCJ | Fiber patch cord ¦ duplex
2105032-5 |  | Variant of 2105032 | Fiber Optic Patch Cord, Duplex, Singlemode, LC/UPC to SC/UPC, yellow, 5 m | CommScope® |  | 210 | Fiber patch cord ¦ duplex
2160832-2 | OCJ-SG-02MASIA-SG | Variant of OCJ | Fiber Optic Patch Cord, Simplex, Singlemode, SC/APC to SC/APC, yellow, 2 m |  |  | OCJ | Fiber patch cord ¦ simplex
300001714920 | FPCTY-SPSC/PLC-P-2M | Variant of FPCTY | Fiber Optic Patch Cord, Duplex, Singlemode, SC/UPC to LC/UPC, yellow, 2 m |  |  | FPCTY | Fiber patch cord ¦ duplex
1-1920721-0 | OCJ-L2-10MASHA-S2 | Variant of OCJ | Fiber Optic Patch Cord, Duplex, Singlemode, LC/APC to SC/APC, yellow, 10 m |  |  | OCJ | Fiber patch cord ¦ duplex
1-2055554-5 | OCJ-S3-15MASIA-S3 | Variant of OCJ | Fiber Optic Patch Cord, Simplex, Singlemode, SC/APC to SC/APC 9°, yellow, 15 m |  |  | OCJ | Fiber patch cord ¦ simplex
1-2105067-0 |  | Variant of 2105067 | Fiber Optic Patch Cord, Duplex, Multimode, LC/UPC to SC/UPC, aqua, 10 m | CommScope® |  | 210 | Fiber patch cord ¦ duplex
1-2105092-5 |  | Variant of 2105092 | Fiber Optic Patch Cord, Duplex, OS2, SC/UPC to SC/UPC, LSZH & OFNR, yellow, 15 m | CommScope® |  | 210 | Fiber patch cord ¦ duplex
1-2160832-0 | OCJ-SG-10MASIA-SG | Variant of OCJ | Fiber Optic Patch Cord, Simplex, Singlemode, SC/APC to SC/APC, yellow, 10 m |  |  | OCJ | Fiber patch cord ¦ simplex
1446723 | FPC2Y-SPSC/DLC-P-2.6M | Variant of FPC2Y | Fiber Optic Patch Cord, Duplex, Singlemode, SC/UPC to LC/UPC, yellow, 2.6 m |  |  | FPC2Y | Fiber patch cord ¦ duplex
1444314 | FPC2Y-SPSC/DLC-P-1M | Variant of FPC2Y | Fiber Optic Patch Cord, Duplex, Singlemode, SC/UPC to LC/UPC, yellow, 1 m |  |  | FPC2Y | Fiber patch cord ¦ duplex
1447047 | FPC2Y-SPSC/DLC-P-0.5M | Variant of FPC2Y | Fiber Optic Patch Cord, Duplex, Singlemode, SC/UPC to LC/UPC, yellow, 0.5 m |  |  | FPC2Y | Fiber patch cord ¦ duplex
1448277 | FPC2Y-APSC/DLC-P-10M | Variant of FPC2Y | Fiber Optic Patch Cord, Duplex, Singlemode, SC/APC to LC/UPC, yellow, 10 m |  |  | FPC2Y | Fiber patch cord ¦ duplex
1449815 | FPCMY-SPSC/APLC-P-3M | Variant of FPCMY | Fiber Optic Patch Cord, Simplex, Singlemode, SC/UPC to LC/APC, yellow, 3 m |  |  | FPCMY | Fiber patch cord ¦ simplex
1457312 | FPCFY-SPSC/PLC-P-2M | Variant of FPCFY | Fiber Optic Patch Cord, Simplex, Singlemode, SC/UPC to LC/UPC, yellow, 2 m |  |  | FPCFY | Fiber patch cord ¦ simplex
1465024 | FPCDY-SPSC/PLC-P-10M | Variant of FPCDY | Fiber Optic Patch Cord, Simplex, Singlemode, SC/UPC to LC/UPC, yellow, 10 m |  |  | FPCDY | Fiber patch cord ¦ simplex
1467364 | FPC2Y-SPSC/DLC-P-1.9M | Variant of FPC2Y | Fiber Optic Patch Cord, Duplex, Singlemode, SC/UPC to LC/UPC, yellow, 1.9 m |  |  | FPC2Y | Fiber patch cord ¦ duplex
1469998 | FPCRD-SPSC/PLC-P-1.7M | Variant of FPCRD | Fiber Optic Patch Cord, Duplex, Singlemode, SC/UPC to LC/UPC, yellow, 1.7 m |  |  | FPCRD | Fiber patch cord ¦ duplex
1662529 | FPC2Y-SPSC/DLC-P-1.4M | Variant of FPC2Y | Fiber Optic Patch Cord, Duplex, Singlemode, SC/UPC to LC/UPC, yellow, 1.4 m |  |  | FPC2Y | Fiber patch cord ¦ duplex
760250506 | OCJ-LF-25MASIA-LF | Variant of OCJ | Fiber Optic Patch Cord, Simplex, Singlemode, LC/UPC to LC/UPC, yellow, 25 m |  |  | OCJ | Fiber patch cord ¦ simplex
760252488 | OCJ-LF-02MASHA-SF | Variant of OCJ | Fiber Optic Patch Cord, Duplex, Singlemode, LC/UPC to SC/UPC, yellow, 2 m |  |  | OCJ | Fiber patch cord ¦ duplex
2160832-3 | OCJ-SG-03MASIA-SG | Variant of OCJ | Fiber Optic Patch Cord, Simplex, Singlemode, SC/APC to SC/APC, yellow, 3 m |  |  | OCJ | Fiber patch cord ¦ simplex
760250822 | OCJ-SG-15MASIA-SG | Variant of OCJ | Fiber Optic Patch Cord, Simplex, Singlemode, SC/APC to SC/APC, yellow, 15 m |  |  | OCJ | Fiber patch cord ¦ simplex
1685010 | FPM-07/7-AF031M-39/25 | Variant | Fiber Optic Patch Cord, Multi-fiber, Singlemode, 12 fibers, SC/UPC to SC/UPC, 31 m |  |  | FPM | Fiber distribution cable assembly
1690806 | FPM-07/7-AT028M-39/25 | Variant | Fiber Optic Patch Cord, Multi-fiber, Singlemode, 24 fibers, SC/UPC to SC/UPC, yellow, 28 m |  |  | FPM | Fiber distribution cable assembly
300001730290 | FPM-07/7-AT040M-25/60 | Variant | Fiber Optic Patch Cord, Multi-fiber, Singlemode, 24 fibers, SC/UPC to SC/UPC, yellow, 40 m |  |  | FPM | Fiber distribution cable assembly
300001717306 | FPM-07/7-AT020M-25/25 | Variant | Fiber Optic Patch Cord, Multi-fiber, Singlemode, 24 fibers, SC/UPC to SC/UPC, yellow, 20 m |  |  | FPM | Fiber distribution cable assembly
760244708 |  | Variant | Low Tolerance length Singlemode MPO (Female) to MPO (Female) trunk, 24-Fiber, Low Smoke Zero Halogen B2ca, 325MT | CommScope® |  |  | Fiber trunk cable assembly
760248760 |  | Variant | Low Tolerance length Singlemode MPO (Female) to MPO (Female) trunk, 24-Fiber, Low Smoke Zero Halogen B2ca, 280MT | CommScope® |  |  | Fiber trunk cable assembly
UGGMXUCRF |  | Base Product | Ultra Low Loss (ULL) Singlemode MPO12 (Pinned) to Unconnectorized Pre-terminated Trunk Cable, 24-Fiber, Rollable Ribbon, Plenum, 12 fiber | CommScope® | SYSTIMAX ULL |  | Fiber trunk cable assembly
UGGMXUCRK |  | Base Product | Ultra Low Loss ULL Singlemode MPO12 (Pinned) to Unconnectorized Pre-terminated Trunk Cable, 72-Fiber, Rollable Ribbon, Plenum, 12 fiber | CommScope® |  |  | Fiber trunk cable assembly
UJGMPUCRX |  | Base Product | Ultra Low Loss ULL TeraSPEED® MPO (Unpinned) to Unconnectorized Pre-terminated Trunk Cable, MPO12, 864-Fiber, LSZH/riser, 12-fiber Rollable Ribbon Central Tube | CommScope® | SYSTIMAX ULL |  | Fiber trunk cable assembly
FNXMPLCAL |  | Base Product | OM4 MPO (Unpinned) to LC/UPC, InstaPATCH® 360 Ruggedized Fanout Cable, 96-Fiber, Low Smoke Zero Halogen | CommScope® | SYSTIMAX InstaPATCH® 360 |  | Ruggedized fanout
UJVQZUCT8 |  | Base Product | Ultra Low Loss (ULL) OM5 MPO APC (Pinned) to Unconnectorized, Fiber Trunk Cable Assembly, 8-Fiber, Dual Rated (OFNR/LSZH) | CommScope® | Propel ¦ SYSTIMAX ULL |  | Fiber trunk cable assembly
UJXRZUC8M |  | Base Product | Ultra Low Loss (ULL) OM4 MPO16 APC (Pinned) to Unconnectorized, Fiber Trunk Cable Assembly, 144-Fiber, Dual Rated (OFNR/LSZH) | CommScope® | Propel ¦ SYSTIMAX ULL |  | Fiber trunk cable assembly
UQXRVUC7R |  | Base Product | Ultra Low Loss (ULL) OM4 MPO16 APC (Non-Pinned) to Unconnectorized, Fiber Array Cable Assembly, 16-Fiber, Plenum | CommScope® | Propel ¦ SYSTIMAX ULL |  | Fiber array cable assembly
UJVQZUCTF |  | Base Product | Ultra Low Loss (ULL) OM5 MPO APC (Pinned) to Unconnectorized, Fiber Trunk Cable Assembly, 24-Fiber, Dual Rated (OFNR/LSZH) | CommScope® | Propel ¦ SYSTIMAX ULL |  | Fiber trunk cable assembly
U3XRZRZ8M |  | Base Product | Ultra Low Loss (ULL) OM4 MPO16 APC (Pinned) to MPO16 APC (Pinned), Fiber Trunk Cable Assembly, 144-Fiber, LSZH B2ca | CommScope® | Propel ¦ SYSTIMAX ULL |  | Fiber trunk cable assembly
U3GRXRX8M |  | Base Product | Ultra Low Loss (ULL) Singlemode G.657.A2 MPO16 (Pinned) to MPO16 (Pinned), Fiber Trunk Cable Assembly, 144-Fiber, LSZH B2ca | CommScope® | Propel ¦ SYSTIMAX ULL |  | Fiber trunk cable assembly
URGRPRX7R |  | Base Product | Ultra Low Loss (ULL) Singlemode G.657.A2 MPO16 (Non-Pinned) to MPO16 (Pinned), Fiber Array Cable Assembly, 16-Fiber, Dual Rated (OFNR/LSZH) | CommScope® | Propel ¦ SYSTIMAX ULL |  | Fiber array cable assembly
UJGRXUC8R |  | Base Product | Ultra Low Loss (ULL) Singlemode G.657.A2 MPO16 (Pinned) to Unconnectorized, Fiber Trunk Cable Assembly, 16-Fiber, Dual Rated (OFNR/LSZH) | CommScope® | Propel ¦ SYSTIMAX ULL |  | Fiber trunk cable assembly
U3XRZRZ8S |  | Base Product | Ultra Low Loss (ULL) OM4 MPO16 APC (Pinned) to MPO16 APC (Pinned), Fiber Trunk Cable Assembly, 32-Fiber, LSZH B2ca | CommScope® | Propel ¦ SYSTIMAX ULL |  | Fiber trunk cable assembly
U3GRXRX8Q |  | Base Product | Ultra Low Loss (ULL) Singlemode G.657.A2 MPO16 (Pinned) to MPO16 (Pinned), Fiber Trunk Cable Assembly, 128-Fiber, LSZH B2ca | CommScope® | Propel ¦ SYSTIMAX ULL |  | Fiber trunk cable assembly
UQGRPLU7R |  | Base Product | Ultra Low Loss (ULL) Singlemode G.657.A2 MPO16 UPC (Non-Pinned) to LC Uniboot UPC, Fiber Array Cable Assembly, 16-Fiber, Plenum | CommScope® | Propel ¦ SYSTIMAX ULL |  | Fiber array cable assembly
U3XRZRZ8U |  | Base Product | Ultra Low Loss (ULL) OM4 MPO16 APC (Pinned) to MPO16 APC (Pinned), Fiber Trunk Cable Assembly, 64-Fiber, LSZH B2ca | CommScope® | Propel ¦ SYSTIMAX ULL |  | Fiber trunk cable assembly
UJXQZQZT8 |  | Base Product | Ultra Low Loss (ULL) OM4 MPO APC (Pinned) to MPO APC (Pinned), Fiber Trunk Cable Assembly, 8-Fiber, Dual Rated (OFNR/LSZH) | CommScope® | Propel ¦ SYSTIMAX ULL |  | Fiber trunk cable assembly
UGVQVUCTK |  | Base Product | Ultra Low Loss (ULL) OM5 MPO8 APC (Non-Pinned) to Unconnectorized, Fiber Trunk Cable Assembly, 72-Fiber, Plenum | CommScope® | Propel ¦ SYSTIMAX ULL |  | Fiber trunk cable assembly
UJVQZUCTU |  | Base Product | Ultra Low Loss (ULL) OM5 MPO APC (Pinned) to Unconnectorized, Fiber Trunk Cable Assembly, 64-Fiber, Dual Rated (OFNR/LSZH) | CommScope® | Propel ¦ SYSTIMAX ULL |  | Fiber trunk cable assembly
UJVRZRZ8H |  | Base Product | Ultra Low Loss (ULL) OM5 MPO16 (Pinned) to MPO16 (Pinned), Fiber Trunk Cable Assembly, 48-Fiber, Dual Rated (OFNR/LSZH) | CommScope® | Propel ¦ SYSTIMAX ULL |  | Fiber trunk cable assembly
U3XRZUC8M |  | Base Product | Ultra Low Loss (ULL) OM4 MPO16 APC (Pinned) to Unconnectorized, Fiber Trunk Cable Assembly, 144-Fiber, LSZH B2ca | CommScope® | Propel ¦ SYSTIMAX ULL |  | Fiber trunk cable assembly
UGVRZUC8R |  | Base Product | Ultra Low Loss (ULL) OM5 MPO16 APC (Pinned) to Unconnectorized, Fiber Trunk Cable Assembly, 16-Fiber, Plenum | CommScope® | Propel ¦ SYSTIMAX ULL |  | Fiber trunk cable assembly
UJVQVQZTF |  | Base Product | Ultra Low Loss (ULL) OM5 MPO APC (Non-Pinned) to MPO APC (Pinned), Fiber Trunk Cable Assembly, 24-Fiber, Dual Rated (OFNR/LSZH) | CommScope® | Propel ¦ SYSTIMAX ULL |  | Fiber trunk cable assembly
UGXRZRZ8H |  | Base Product | Ultra Low Loss (ULL) OM4 MPO16 APC (Pinned) to MPO16 APC (Pinned), Fiber Trunk Cable Assembly, 48-Fiber, Plenum | CommScope® | Propel ¦ SYSTIMAX ULL |  | Fiber trunk cable assembly
U3GRXUC8Q |  | Base Product | Ultra Low Loss (ULL) Singlemode G.657.A2 MPO16 (Pinned) to Unconnectorized, Fiber Trunk Cable Assembly, 128-Fiber, LSZH B2ca | CommScope® | Propel ¦ SYSTIMAX ULL |  | Fiber trunk cable assembly
U3VQZUCTU |  | Base Product | Ultra Low Loss (ULL) OM5 MPO8 APC (Pinned) to Unconnectorized, Fiber Trunk Cable Assembly, 64-Fiber, LSZH B2ca | CommScope® | Propel ¦ SYSTIMAX ULL |  | Fiber trunk cable assembly
UJVQVQZTS |  | Base Product | Ultra Low Loss (ULL) OM5 MPO APC (Non-Pinned) to MPO APC (Pinned), Fiber Trunk Cable Assembly, 32-Fiber, Dual Rated (OFNR/LSZH) | CommScope® | Propel ¦ SYSTIMAX ULL |  | Fiber trunk cable assembly
UGXRZRZ8N |  | Base Product | Ultra Low Loss (ULL) OM4 MPO16 APC (Pinned) to MPO16 APC (Pinned), Fiber Trunk Cable Assembly, 192-Fiber, Plenum | CommScope® | Propel ¦ SYSTIMAX ULL |  | Fiber trunk cable assembly
U3GRXUC8U |  | Base Product | Ultra Low Loss (ULL) Singlemode G.657.A2 MPO16 (Pinned) to Unconnectorized, Fiber Trunk Cable Assembly, 64-Fiber, LSZH B2ca | CommScope® | Propel ¦ SYSTIMAX ULL |  | Fiber trunk cable assembly
U3VRZRZ8H |  | Base Product | Ultra Low Loss (ULL) OM5 MPO16 APC (Pinned) to MPO16 APC (Pinned), Fiber Trunk Cable Assembly, 48-Fiber, LSZH B2ca | CommScope® | Propel ¦ SYSTIMAX ULL |  | Fiber trunk cable assembly
UJVRZUC8M |  | Base Product | Ultra Low Loss (ULL) OM5 MPO16 (Pinned) to Unconnectorized, Fiber Trunk Cable Assembly, 144-Fiber, Dual Rated (OFNR/LSZH) | CommScope® | Propel ¦ SYSTIMAX ULL |  | Fiber trunk cable assembly
UJVRZUC8N |  | Base Product | Ultra Low Loss (ULL) OM5 MPO16 (Pinned) to Unconnectorized, Fiber Trunk Cable Assembly, 192-Fiber, Dual Rated (OFNR/LSZH) | CommScope® | Propel ¦ SYSTIMAX ULL |  | Fiber trunk cable assembly
UGXQVQZTR |  | Base Product | Ultra Low Loss (ULL) OM4 MPO8 APC (Non-Pinned) to MPO8 APC (Pinned), Fiber Trunk Cable Assembly, 16-Fiber, Plenum | CommScope® | Propel ¦ SYSTIMAX ULL |  | Fiber trunk cable assembly
UGVQZQZTS |  | Base Product | Ultra Low Loss (ULL) OM5 MPO8 APC (Pinned) to MPO8 APC (Pinned), Fiber Trunk Cable Assembly, 32-Fiber, Plenum | CommScope® | Propel ¦ SYSTIMAX ULL |  | Fiber trunk cable assembly
URVRVRZ7R |  | Base Product | Ultra Low Loss (ULL) OM5 MPO16 APC (Non-Pinned) to MPO16 APC (Pinned), Fiber Array Cable Assembly, 16-Fiber, Dual Rated (OFNR/LSZH) | CommScope® | Propel ¦ SYSTIMAX ULL |  | Fiber array cable assembly
U3VQVQZTN |  | Base Product | Ultra Low Loss (ULL) OM5 MPO8 APC (Non-Pinned) to MPO8 APC (Pinned), Fiber Trunk Cable Assembly, 192-Fiber, LSZH B2ca | CommScope® | Propel ¦ SYSTIMAX ULL |  | Fiber trunk cable assembly
UJVQVUCTL |  | Base Product | Ultra Low Loss (ULL) OM5 MPO APC (Non-Pinned) to Unconnectorized, Fiber Trunk Cable Assembly, 96-Fiber, Dual Rated (OFNR/LSZH) | CommScope® | Propel ¦ SYSTIMAX ULL |  | Fiber trunk cable assembly
UGXQVUCT8 |  | Base Product | Ultra Low Loss (ULL) OM4 MPO8 APC (Non-Pinned) to Unconnectorized, Fiber Trunk Cable Assembly, 8-Fiber, Plenum | CommScope® | Propel ¦ SYSTIMAX ULL |  | Fiber trunk cable assembly
U3VQVQZTR |  | Base Product | Ultra Low Loss (ULL) OM5 MPO8 APC (Non-Pinned) to MPO8 APC (Pinned), Fiber Trunk Cable Assembly, 16-Fiber, LSZH B2ca | CommScope® | Propel ¦ SYSTIMAX ULL |  | Fiber trunk cable assembly
UGXQVUCTR |  | Base Product | Ultra Low Loss (ULL) OM4 MPO8 APC (Non-Pinned) to Unconnectorized, Fiber Trunk Cable Assembly, 16-Fiber, Plenum | CommScope® | Propel ¦ SYSTIMAX ULL |  | Fiber trunk cable assembly
UJXRZRZ8U |  | Base Product | Ultra Low Loss (ULL) OM4 MPO16 APC (Pinned) to MPO16 APC (Pinned), Fiber Trunk Cable Assembly, 64-Fiber, Dual Rated (OFNR/LSZH) | CommScope® | Propel ¦ SYSTIMAX ULL |  | Fiber trunk cable assembly
UGVQVQZTF |  | Base Product | Ultra Low Loss (ULL) OM5 MPO8 APC (Non-Pinned) to MPO8 APC (Pinned), Fiber Trunk Cable Assembly, 24-Fiber, Plenum | CommScope® | Propel ¦ SYSTIMAX ULL |  | Fiber trunk cable assembly
UJGRXRX8U |  | Base Product | Ultra Low Loss (ULL) Singlemode G.657.A2 MPO16 (Pinned) to MPO16 (Pinned), Fiber Trunk Cable Assembly, 64-Fiber, Dual Rated (OFNR/LSZH) | CommScope® | Propel ¦ SYSTIMAX ULL |  | Fiber trunk cable assembly
URV2DMXAH |  | Base Product | Ultra Low Loss (ULL) OM5, 3X4, MPO24 (Non-Pinned - QSFP-DD) to MPO12 (Pinned), 48-Fiber, Conversion Array ,LSZH | CommScope® | Propel ¦ SYSTIMAX ULL |  | Fiber conversion array cable assembly
URX2PRVBH |  | Base Product | Ultra Low Loss (ULL) OM4, 2X3, MPO24 (Non-Pinned) to MPO16 Multimode APC (Non-Pinned), 48-Fiber, Conversion Array, LSZH | CommScope® | Propel ¦ SYSTIMAX ULL |  | Fiber conversion array cable assembly
URG2P2EBH |  | Base Product | Ultra Low Loss (ULL) Singlemode G.657.A2, 2X3, MPO24 (Non-Pinned) to MPO24 (Non-Pinned-QSFP), 48-Fiber, Conversion Array, LSZH | CommScope® | Propel ¦ SYSTIMAX ULL |  | Fiber conversion array cable assembly
UQG2DMXAH |  | Base Product | Ultra Low Loss (ULL) Singlemode G.657.A2, 3X4, MPO24 (Non-Pinned - QSFP-DD) to MPO12 (Pinned), 48-Fiber, Conversion Array, LSZH | CommScope® | Propel ¦ SYSTIMAX ULL |  | Fiber conversion array cable assembly
UQV2EQP7R |  | Base Product | Ultra Low Loss (ULL) OM5, 1X2, MPO24 (Non-Pinned - QSFP) to MPO8 (Non-Pinned), 16-Fiber, Conversion Array, Plenum | CommScope® | Propel ¦ SYSTIMAX ULL |  | Fiber conversion array cable assembly
UQV2P2DBH |  | Base Product | Ultra Low Loss (ULL) OM5 , 2X3, MPO24 (Non-Pinned) to MPO24 (Non-Pinned-QSFP-DD), 48-Fiber, Conversion Array, Plenum | CommScope® | Propel ¦ SYSTIMAX ULL |  | Fiber conversion array cable assembly
UQG2EMPAH |  | Base Product | Ultra Low Loss (ULL) Singlemode G.657.A2, 3X4, MPO24 (Non-Pinned - QSFP) to MPO12 (Non-Pinned), 48-Fiber, Conversion Array,Plenum | CommScope® | Propel ¦ SYSTIMAX ULL |  | Fiber conversion array cable assembly
URG2DMPAH |  | Base Product | Ultra Low Loss (ULL) Singlemode G.657.A2, 3X4, MPO24 (Non-Pinned - QSFP-DD) to MPO12 (Non-Pinned), 48-Fiber, Conversion Array, LSZH | CommScope® | Propel ¦ SYSTIMAX ULL |  | Fiber conversion array cable assembly
URVRVMPAH |  | Base Product | Ultra Low Loss (ULL) OM5, 3X4, MPO16 Multimode APC (Non-Pinned) to MPO12 (Non-Pinned), 48-Fiber, Conversion Array, LSZH | CommScope® | Propel ¦ SYSTIMAX ULL |  | Fiber conversion array cable assembly
UJXQVQZTK |  | Base Product | Ultra Low Loss (ULL) OM4 MPO APC (Pinned) to MPO APC (unPinned), Fiber Trunk Cable Assembly, 72-Fiber, Dual Rated (OFNR/LSZH) | CommScope® | Propel ¦ SYSTIMAX ULL |  | Fiber trunk cable assembly
U3VQVUCT8 |  | Base Product | Ultra Low Loss (ULL) OM5 MPO8 APC (Non-Pinned) to Unconnectorized, Fiber Trunk Cable Assembly, 8-Fiber, LSZH B2ca | CommScope® | Propel ¦ SYSTIMAX ULL |  | Fiber trunk cable assembly
UGXQVUCTM |  | Base Product | Ultra Low Loss (ULL) OM4 MPO8 APC (Non-Pinned) to Unconnectorized, Fiber Trunk Cable Assembly, 144-Fiber, Plenum | CommScope® | Propel ¦ SYSTIMAX ULL |  | Fiber trunk cable assembly
UGXQVUCTN |  | Base Product | Ultra Low Loss (ULL) OM4 MPO8 APC (Non-Pinned) to Unconnectorized, Fiber Trunk Cable Assembly, 192-Fiber, Plenum | CommScope® | Propel ¦ SYSTIMAX ULL |  | Fiber trunk cable assembly
U3VQVUCTK |  | Base Product | Ultra Low Loss (ULL) OM5 MPO8 APC (Non-Pinned) to Unconnectorized, Fiber Trunk Cable Assembly, 72-Fiber, LSZH B2ca | CommScope® | Propel ¦ SYSTIMAX ULL |  | Fiber trunk cable assembly
U3VRZUC8R |  | Base Product | Ultra Low Loss (ULL) OM5 MPO16 APC (Pinned) to Unconnectorized, Fiber Trunk Cable Assembly, 16-Fiber, LSZH B2ca | CommScope® | Propel ¦ SYSTIMAX ULL |  | Fiber trunk cable assembly
URXQVUCF8 |  | Base Product | Ultra Low Loss (ULL) OM4 MPO8 APC (Non-Pinned) to Unconnectorized, Fiber Trunk Cable Assembly, 8-Fiber, Dual Rated (OFNR/LSZH) | CommScope® | Propel ¦ SYSTIMAX ULL |  | Fiber array cable assembly
UGGRXUC8M |  | Base Product | Ultra Low Loss (ULL) Singlemode G.657.A2 MPO16 (Pinned) to Unconnectorized, Fiber Trunk Cable Assembly, 144-Fiber, Plenum | CommScope® | Propel ¦ SYSTIMAX ULL |  | Fiber trunk cable assembly
UQXQVLUF8 |  | Base Product | Ultra Low Loss (ULL) OM4 MPO8 APC (Non-Pinned) to LC/UPC Uniboot, Fiber Array Cable Assembly, 8-Fiber, Plenum | CommScope® | Propel ¦ SYSTIMAX ULL |  | Fiber array cable assembly
UJXRZRZ8Q |  | Base Product | Ultra Low Loss (ULL) OM4 MPO16 APC (Pinned) to MPO16 APC (Pinned), Fiber Trunk Cable Assembly, 128-Fiber, Dual Rated (OFNR/LSZH) | CommScope® | Propel ¦ SYSTIMAX ULL |  | Fiber trunk cable assembly
UGGRXUC8R |  | Base Product | Ultra Low Loss (ULL) Singlemode G.657.A2 MPO16 (Pinned) to Unconnectorized, Fiber Trunk Cable Assembly, 16-Fiber, Plenum | CommScope® | Propel ¦ SYSTIMAX ULL |  | Fiber trunk cable assembly
U3GMXUCAD |  | Base Product | Ultra Low Loss (ULL) Singlemode MPO12 (Pinned) to Unconnectorized, Fiber Trunk Cable Assembly, 12-Fiber, CPR Class B2ca, Low Smoke Zero Halogen/Riser | CommScope® | SYSTIMAX ULL |  | Fiber trunk cable assembly |  | Discontinued
U3VMPMXCF |  | Base Product | Ultra Low Loss ULL LazrSPEED® 550 OM5 MPO(Unpinned) to MPO(Pinned) Pre-terminated Trunk Cable, MPO12, 24-Fiber, LSZH, 12 fiber PmP 2.0 mm /B2ca | CommScope® | SYSTIMAX ULL |  | Fiber trunk cable assembly
U3VMPMXAF |  | Base Product | Ultra Low Loss (ULL) OM5 MPO12 (Unpinned) to MPO12 (Pinned), Fiber Trunk Cable Assembly, 24-Fiber, Low Smoke Zero Halogen (LSZH) | CommScope® | SYSTIMAX ULL |  | Fiber trunk cable assembly |  | Discontinued
U3VQPQXQH |  | Base Product | Ultra Low Loss (ULL) OM5 MPO QSFP (Unpinned) to MPO QSFP (Pinned), Pre-terminated Trunk Cable, MPO8, 48-Fiber, Low Smoke Zero Halogen (LSZH) | CommScope® | SYSTIMAX ULL |  | Fiber trunk cable assembly |  | Discontinued
U3VMPMXCK |  | Base Product | Ultra Low Loss ULL LazrSPEED® 550 OM5 MPO(Unpinned) to MPO(Pinned) Pre-terminated Trunk Cable, MPO12, 72-Fiber, LSZH, 12 fiber PmP 2.0 mm /B2ca | CommScope® | SYSTIMAX ULL |  | Fiber trunk cable assembly
U3VQPQXQL |  | Base Product | Ultra Low Loss (ULL) OM5, MPO8 QSFP Unpinned to MPO8 QSFP Pinned, Fiber Trunk Cable Assembly, 96-Fiber, Low Smoke Zero Halogen | CommScope® | SYSTIMAX ULL |  | Fiber trunk cable assembly |  | Discontinued
U3VMXMXAD |  | Base Product | Ultra Low Loss (ULL) OM5 MPO12 (Pinned) to MPO12 (Pinned), Fiber Trunk Cable Assembly, 12-Fiber, Low Smoke Zero Halogen (LSZH) | CommScope® | SYSTIMAX ULL |  | Fiber trunk cable assembly |  | Discontinued
U3XQPQXQU |  | Base Product | Ultra Low Loss (ULL) OM4 MPO8 QSFP (Unpinned) to MPO8 QSFP (Pinned), Fiber Trunk Cable Assembly, 64-Fiber, Low Smoke Zero Halogen (LSZH) | CommScope® | SYSTIMAX ULL |  | Fiber trunk cable assembly |  | Discontinued
U3XMPMPCM |  | Base Product | Ultra Low Loss ULL LazrSPEED® 550 MPO(Unpinned) to MPO(Unpinned) Pre-terminated Trunk Cable, MPO12, 144-Fiber, LSZH, 12 fiber PmP 2.0 mm /B2ca | CommScope® | SYSTIMAX ULL |  | Fiber trunk cable assembly
UFVLCUC42 |  | Base Product | Ultra Low Loss (ULL) LazrSPEED® 550 WideBand OM5 LC/UPC to Unconnectorized, Fiber Pigtail, 1.6 mm Duplex, LSZH | CommScope® | SYSTIMAX ULL | UFV | Fiber pigtail ¦ jacketed
UDVLCUC42 |  | Base Product | Ultra Low Loss (ULL) OM5 LC/UPC to Unconnectorized, 1.6 mm Duplex Fiber Pigtail, Plenum | CommScope® | SYSTIMAX ULL | UDV | Fiber pigtail ¦ jacketed
UDXLCUC42 |  | Base Product | Ultra Low Loss (ULL) OM4 LC/UPC to Unconnectorized, 1.6 mm Duplex Fiber Pigtail, Plenum | CommScope® | SYSTIMAX ULL | UDX | Fiber pigtail ¦ jacketed
ACGSFUCNC |  | Base Product | Singlemode SC/UPC to Stub, Fiber Pigtail 0.6mm, 12-Fiber, Low Smoke Zero Halogen | CommScope® |  | ACG | Fiber pigtail ¦ unjacketed
FAWL2UC0C |  | Base Product | Singlemode LC/UPC Keyed Yellow to Unconnectorized, Fiber Pigtail, 0.9 mm Tight Buffer, 12-Fiber Kit Blue - Aqua (1-12) | CommScope® | SYSTIMAX InstaPATCH® 360 | FAW | Fiber pigtail ¦ unjacketed
FAXL1UC0C |  | Base Product | OM4 LC/UPC Keyed Red to Unconnectorized, Fiber Pigtail, 0.9 mm Tight Buffer, 12-Fiber Kit Blue - Aqua (1-12) | CommScope® | SYSTIMAX InstaPATCH® 360 | FAX | Fiber pigtail ¦ unjacketed
FAWLAUC0A |  | Base Product | Singlemode LC APC to Unconnectorized, 0.9 mm Tight Buffer Fiber Pigtail, 6-fiber Kit, Blue - White (1-6) | CommScope® | SYSTIMAX InstaPATCH® 360 | FAW | Fiber pigtail ¦ unjacketed
FBVLCUC11 |  | Base Product | LazrSPEED® 550 WideBand LC/UPC to Unconnectorized, Fiber Pigtail, 0.9 mm SBJ | CommScope® | SYSTIMAX InstaPATCH® 360 | FBV | Fiber pigtail ¦ unjacketed
CC0872-000 | OCP-L2-02MASEN-XX | Variant of OCP | Fiber Optic Pigtail, Simplex, Singlemode, LC/APC to Stub, 0.9 mm diameter, 2 m |  |  | OCP | Fiber pigtail ¦ jacketed
2-2160565-0 | OCP-SF-20MASIA-XX | Variant of OCP | Fiber Optic Pigtail, Simplex, Singlemode, SC/UPC to Stub, yellow, 20 m |  |  | OCP | Fiber pigtail ¦ jacketed
UBVLCUC11 |  | Base Product | Ultra Low Loss (ULL) LazrSPEED® 550 WideBand LC/UPC to Unconnectorized, Fiber Pigtail, 0.9 mm Riser - SBJ | CommScope® | SYSTIMAX ULL | UBV | Fiber pigtail ¦ unjacketed
FAXLCUC01 |  | Base Product | OM4 LC/UPC to Unconnectorized,0.9mm Tight Buffer Simplex Fiber Pigtail | CommScope® | SYSTIMAX InstaPATCH® 360 | FAX | Fiber pigtail ¦ unjacketed
EH0194-003 | OCP-L1-15DASEN-XX-(12)-AP | Variant of OCP | Fiber Optic Pigtail, 12 color kit, Singlemode, LC/UPC to Stub, 0.9 mm diameter, 1.5 m |  |  | OCP | Fiber pigtail ¦ jacketed
EH0194-004 | OCP-L2-15DASEN-XX-(12)-AP | Variant of OCP | Fiber Optic Pigtail, 12 color kit, Singlemode, LC/APC to Stub, 0.9 mm diameter, 1.5 m |  |  | OCP | Fiber pigtail ¦ jacketed
760253157 | OCP-S1-02MASEN-XX-(100) | Variant of OCP | Fiber Optic Pigtail, Simplex, Singlemode, SC/UPC to Stub, 0.9 mm diameter, 2 m, Kit of 100 pigtails |  |  | OCP | Fiber pigtail ¦ jacketed
UKGMPMXAK |  | Base Product | Ultra Low Loss (ULL) Singlemode MPO12 (Unpinned) to MPO12 (Pinned), Armored Pre-terminated Trunk Cable, 72-Fiber, Low Smoke Zero Halogen (LSZH) | CommScope® | SYSTIMAX ULL |  | Fiber trunk cable assembly |  | Discontinued
UHXRZUC8Q |  | Base Product | Ultra Low Loss (ULL) OM4 MPO16 APC (pinned) to Unconnectorized, Fiber Trunk Cable Assembly, 128-Fiber, Armored Indoor Plenum | CommScope® | Propel ¦ SYSTIMAX ULL |  | Fiber trunk cable assembly
UKXMXMXCD |  | Base Product | Ultra Low Loss (ULL) OM4 MPO12 UPC (pinned) to MPO12 UPC (pinned) Fiber Trunk Cable Assembly, 12-Fiber, Armored Indoor Low Smoke Zero Halogen (LSZH) | CommScope® | Propel ¦ SYSTIMAX ULL |  | Fiber trunk cable assembly
UKXMXMXCG |  | Base Product | Ultra Low Loss (ULL) OM4 MPO12 UPC (pinned) to MPO12 UPC (pinned) Fiber Trunk Cable Assembly, 36-Fiber, Armored Indoor Low Smoke Zero Halogen (LSZH) | CommScope® | Propel ¦ SYSTIMAX ULL |  | Fiber trunk cable assembly
UKXMXMXCK |  | Base Product | Ultra Low Loss (ULL) OM4 MPO12 UPC (pinned) to MPO12 UPC (pinned) Fiber Trunk Cable Assembly, 72-Fiber, Armored Indoor Low Smoke Zero Halogen (LSZH) | CommScope® | Propel ¦ SYSTIMAX ULL |  | Fiber trunk cable assembly
UKGMXMXCH |  | Base Product | Singlemode MPO12 APC (pinned) to MPO12 APC (pinned) Fiber Trunk Cable Assembly, 48-Fiber, Armored Indoor Dual Rated (OFNR/LSZH) | CommScope® | Propel ¦ SYSTIMAX ULL |  | Fiber trunk cable assembly
UKXMXUCCD |  | Base Product | Ultra Low Loss (ULL) OM4 MPO12 UPC (pinned) to Unconnectorized Fiber Trunk Cable Assembly, 12-Fiber, Armored Indoor Dual Rated (OFNR/LSZH) | CommScope® | Propel ¦ SYSTIMAX ULL |  | Fiber trunk cable assembly
UHGQXUCTU |  | Base Product | Singlemode MPO8 APC (pinned) to Unconnectorized Fiber Trunk Cable Assembly, 64-Fiber, Armored Indoor Plenum | CommScope® | Propel ¦ SYSTIMAX ULL |  | Fiber trunk cable assembly
UKXMXUCCK |  | Base Product | Ultra Low Loss (ULL) OM4 MPO12 UPC (pinned) to Unconnectorized Fiber Trunk Cable Assembly, 72-Fiber, Armored Indoor Dual Rated (OFNR/LSZH) | CommScope® | Propel ¦ SYSTIMAX ULL |  | Fiber trunk cable assembly
UKXMXUCCL |  | Base Product | Ultra Low Loss (ULL) OM4 MPO12 UPC (pinned) to Unconnectorized Fiber Trunk Cable Assembly, 96-Fiber, Armored Indoor Dual Rated (OFNR/LSZH) | CommScope® | Propel ¦ SYSTIMAX ULL |  | Fiber trunk cable assembly
UHVQZUCTK |  | Base Product | Ultra Low Loss (ULL) OM5 MPO8 APC (pinned) to Unconnectorized Fiber Trunk Cable Assembly, 72-Fiber, Armored Indoor Plenum | CommScope® | Propel ¦ SYSTIMAX ULL |  | Fiber trunk cable assembly
UKXMXUCCM |  | Base Product | Ultra Low Loss (ULL) OM4 MPO12 UPC (pinned) to Unconnectorized Fiber Trunk Cable Assembly, 144-Fiber, Armored Indoor Dual Rated (OFNR/LSZH) | CommScope® | Propel ¦ SYSTIMAX ULL |  | Fiber trunk cable assembly
UKXQXUCTN |  | Base Product | Ultra Low Loss (ULL) OM4 MPO8 UPC (pinned) to Unconnectorized Fiber Trunk Cable Assembly, 192-Fiber, Armored Indoor Dual Rated (OFNR/LSZH) | CommScope® | Propel ¦ SYSTIMAX ULL |  | Fiber trunk cable assembly
UKVQXQXTN |  | Base Product | Ultra Low Loss (ULL) OM5 MPO8 UPC (pinned) to MPO8 UPC (pinned) Fiber Trunk Cable Assembly, 192-Fiber, Armored Indoor Dual Rated (OFNR/LSZH) | CommScope® | Propel ¦ SYSTIMAX ULL |  | Fiber trunk cable assembly
UHVQZUCTL |  | Base Product | Ultra Low Loss (ULL) OM5 MPO8 APC (pinned) to Unconnectorized Fiber Trunk Cable Assembly, 96-Fiber, Armored Indoor Plenum | CommScope® | Propel ¦ SYSTIMAX ULL |  | Fiber trunk cable assembly
UKXQXUCTR |  | Base Product | Ultra Low Loss (ULL) OM4 MPO8 UPC (pinned) to Unconnectorized Fiber Trunk Cable Assembly,16-Fiber, Armored Indoor Dual Rated (OFNR/LSZH) | CommScope® | Propel ¦ SYSTIMAX ULL |  | Fiber trunk cable assembly
UKXMXUCCN |  | Base Product | Ultra Low Loss (ULL) OM4 MPO12 UPC (pinned) to Unconnectorized Fiber Trunk Cable Assembly, 192-Fiber, Armored Indoor Dual Rated (OFNR/LSZH) | CommScope® | Propel ¦ SYSTIMAX ULL |  | Fiber trunk cable assembly
UHVQZUCTM |  | Base Product | Ultra Low Loss (ULL) OM5 MPO8 APC (pinned) to Unconnectorized Fiber Trunk Cable Assembly, 144-Fiber, Armored Indoor Plenum | CommScope® | Propel ¦ SYSTIMAX ULL |  | Fiber trunk cable assembly
UHXQZQZTH |  | Base Product | Ultra Low Loss (ULL) OM4 MPO8 APC (pinned) to MPO8 APC (pinned) Fiber Trunk Cable Assembly, 48-Fiber, Armored Indoor Plenum | CommScope® | Propel ¦ SYSTIMAX ULL |  | Fiber trunk cable assembly
UHGQXQXT8 |  | Base Product | Singlemode MPO8 APC (pinned) to MPO8 APC (pinned) Fiber Trunk Cable Assembly, 8-Fiber, Armored Indoor Plenum | CommScope® | Propel ¦ SYSTIMAX ULL |  | Fiber trunk cable assembly
UKXQZQZT8 |  | Base Product | Ultra Low Loss (ULL) OM4 MPO8 APC (pinned) to MPO8 APC (pinned) Fiber Trunk Cable Assembly, 8-Fiber, Armored Indoor Dual Rated (OFNR/LSZH) | CommScope® | Propel ¦ SYSTIMAX ULL |  | Fiber trunk cable assembly
UHVQXQXTF |  | Base Product | Ultra Low Loss (ULL) OM5 MPO8 UPC (pinned) to MPO8 UPC (pinned) Fiber Trunk Cable Assembly, 24-Fiber, Armored Indoor Plenum | CommScope® | Propel ¦ SYSTIMAX ULL |  | Fiber trunk cable assembly
UHGRZRZ8S |  | Base Product | Singlemode MPO16 APC (pinned) to MPO16 APC (pinned), Fiber Trunk Cable Assembly, 32-Fiber, Armored Indoor Plenum | CommScope® | Propel ¦ SYSTIMAX ULL |  | Fiber trunk cable assembly
UHGRZRZ8U |  | Base Product | Singlemode MPO16 APC (pinned) to MPO16 APC (pinned), Fiber Trunk Cable Assembly, 64-Fiber, Armored Indoor Plenum | CommScope® | Propel ¦ SYSTIMAX ULL |  | Fiber trunk cable assembly
UKXQZQZTH |  | Base Product | Ultra Low Loss (ULL) OM4 MPO8 APC (pinned) to MPO8 APC (pinned) Fiber Trunk Cable Assembly, 48-Fiber, Armored Indoor Dual Rated (OFNR/LSZH) | CommScope® | Propel ¦ SYSTIMAX ULL |  | Fiber trunk cable assembly
UKVQXUCTL |  | Base Product | Ultra Low Loss (ULL) OM5 MPO8 UPC (pinned) to Unconnectorized Fiber Trunk Cable Assembly, 96-Fiber, Armored Indoor Dual Rated (OFNR/LSZH) | CommScope® | Propel ¦ SYSTIMAX ULL |  | Fiber trunk cable assembly
UKGRZRZ8N |  | Base Product | Singlemode MPO16 APC (pinned) to MPO16 APC (pinned), Fiber Trunk Cable Assembly, 192-Fiber, Armored Indoor Dual Rated (OFNR/LSZH) | CommScope® | Propel ¦ SYSTIMAX ULL |  | Fiber trunk cable assembly
UHXQZQZTU |  | Base Product | Ultra Low Loss (ULL) OM4 MPO8 APC (pinned) to MPO8 APC (pinned) Fiber Trunk Cable Assembly, 64-Fiber, Armored Indoor Plenum | CommScope® | Propel ¦ SYSTIMAX ULL |  | Fiber trunk cable assembly
UKXQZQZTM |  | Base Product | Ultra Low Loss (ULL) OM4 MPO8 APC (pinned) to MPO8 APC (pinned) Fiber Trunk Cable Assembly, 144-Fiber, Armored Indoor Dual Rated (OFNR/LSZH) | CommScope® | Propel ¦ SYSTIMAX ULL |  | Fiber trunk cable assembly
UKXQZQZTN |  | Base Product | Ultra Low Loss (ULL) OM4 MPO8 APC (pinned) to MPO8 APC (pinned) Fiber Trunk Cable Assembly, 192-Fiber, Armored Indoor Dual Rated (OFNR/LSZH) | CommScope® | Propel ¦ SYSTIMAX ULL |  | Fiber trunk cable assembly
UKVRZRZ8S |  | Base Product | Ultra Low Loss (ULL) OM5 MPO16 APC (pinned) to MPO16 APC (pinned), Fiber Trunk Cable Assembly, 32-Fiber, Armored Indoor Dual Rated (OFNR/LSZH) | CommScope® | Propel ¦ SYSTIMAX ULL |  | Fiber trunk cable assembly
UKVQXUCTU |  | Base Product | Ultra Low Loss (ULL) OM5 MPO8 UPC (pinned) to Unconnectorized Fiber Trunk Cable Assembly, 64-Fiber, Armored Indoor Dual Rated (OFNR/LSZH) | CommScope® | Propel ¦ SYSTIMAX ULL |  | Fiber trunk cable assembly
UHGQXQXTU |  | Base Product | Singlemode MPO8 APC (pinned) to MPO8 APC (pinned) Fiber Trunk Cable Assembly, 64-Fiber, Armored Indoor Plenum | CommScope® | Propel ¦ SYSTIMAX ULL |  | Fiber trunk cable assembly
UKVRZRZ8U |  | Base Product | Ultra Low Loss (ULL) OM5 MPO16 APC (pinned) to MPO16 APC (pinned), Fiber Trunk Cable Assembly, 64-Fiber, Armored Indoor Dual Rated (OFNR/LSZH) | CommScope® | Propel ¦ SYSTIMAX ULL |  | Fiber trunk cable assembly
UKXQXQXTL |  | Base Product | Ultra Low Loss (ULL) OM4 MPO8 UPC (pinned) to MPO8 UPC (pinned) Fiber Trunk Cable Assembly, 96-Fiber, Armored Indoor Dual Rated (OFNR/LSZH) | CommScope® | Propel ¦ SYSTIMAX ULL |  | Fiber trunk cable assembly
UKXQZQZTU |  | Base Product | Ultra Low Loss (ULL) OM4 MPO8 APC (pinned) to MPO8 APC (pinned) Fiber Trunk Cable Assembly, 64-Fiber, Armored Indoor Dual Rated (OFNR/LSZH) | CommScope® | Propel ¦ SYSTIMAX ULL |  | Fiber trunk cable assembly
UKVRZUC8L |  | Base Product | Ultra Low Loss (ULL) OM5 MPO16 APC (pinned) to Unconnectorized, Fiber Trunk Cable Assembly, 96-Fiber, Armored Indoor Dual Rated (OFNR/LSZH) | CommScope® | Propel ¦ SYSTIMAX ULL |  | Fiber trunk cable assembly
UKGQXQXTM |  | Base Product | Singlemode MPO8 APC (pinned) to MPO8 APC (pinned) Fiber Trunk Cable Assembly, 144-Fiber, Armored Indoor Dual Rated (OFNR/LSZH) | CommScope® | Propel ¦ SYSTIMAX ULL |  | Fiber trunk cable assembly
UKXQZUCTF |  | Base Product | Ultra Low Loss (ULL) OM4 MPO8 APC (pinned) to Unconnectorized Fiber Trunk Cable Assembly, 24-Fiber, Armored Indoor Dual Rated (OFNR/LSZH) | CommScope® | Propel ¦ SYSTIMAX ULL |  | Fiber trunk cable assembly
UHXQXQXTM |  | Base Product | Ultra Low Loss (ULL) OM4 MPO8 UPC (pinned) to MPO8 UPC (pinned) Fiber Trunk Cable Assembly, 144-Fiber, Armored Indoor Plenum | CommScope® | Propel ¦ SYSTIMAX ULL |  | Fiber trunk cable assembly
UHVQXUCTF |  | Base Product | Ultra Low Loss (ULL) OM5 MPO8 UPC (pinned) to UnterminatedFiber Trunk Cable Assembly, 24-Fiber, Armored Indoor Plenum | CommScope® | Propel ¦ SYSTIMAX ULL |  | Fiber trunk cable assembly
UHVRZUC8N |  | Base Product | Ultra Low Loss (ULL) OM5 MPO16 APC (pinned) to Unconnectorized, Fiber Trunk Cable Assembly, 192-Fiber, Armored Indoor Plenum | CommScope® | Propel ¦ SYSTIMAX ULL |  | Fiber trunk cable assembly
UKVRZUC8Q |  | Base Product | Ultra Low Loss (ULL) OM5 MPO16 APC (pinned) to Unconnectorized, Fiber Trunk Cable Assembly, 128-Fiber, Armored Indoor Dual Rated (OFNR/LSZH) | CommScope® | Propel ¦ SYSTIMAX ULL |  | Fiber trunk cable assembly
UKGRZUC8N |  | Base Product | Singlemode MPO16 APC (pinned) to Unconnectorized, Fiber Trunk Cable Assembly, 192-Fiber, Armored Indoor Dual Rated (OFNR/LSZH) | CommScope® | Propel ¦ SYSTIMAX ULL |  | Fiber trunk cable assembly
UHVMXMXCD |  | Base Product | Ultra Low Loss (ULL) OM5 MPO12 UPC (pinned) to MPO12 UPC (pinned) Fiber Trunk Cable Assembly, 12-Fiber, Armored Indoor Plenum | CommScope® | Propel ¦ SYSTIMAX ULL |  | Fiber trunk cable assembly
UKGQXQXTS |  | Base Product | Singlemode MPO8 APC (pinned) to MPO8 APC (pinned) Fiber Trunk Cable Assembly, 32-Fiber, Armored Indoor Dual Rated (OFNR/LSZH) | CommScope® | Propel ¦ SYSTIMAX ULL |  | Fiber trunk cable assembly
UKVRZUC8R |  | Base Product | Ultra Low Loss (ULL) OM5 MPO16 APC (pinned) to Unconnectorized, Fiber Trunk Cable Assembly, 16-Fiber, Armored Indoor Dual Rated (OFNR/LSZH) | CommScope® | Propel ¦ SYSTIMAX ULL |  | Fiber trunk cable assembly
UHXQZUCTU |  | Base Product | Ultra Low Loss (ULL) OM4 MPO8 APC (pinned) to Unconnectorized Fiber Trunk Cable Assembly, 64-Fiber, Armored Indoor Plenum | CommScope® | Propel ¦ SYSTIMAX ULL |  | Fiber trunk cable assembly
UKXRZUC8R |  | Base Product | Ultra Low Loss (ULL) OM4 MPO16 APC (pinned) to Unconnectorized, Fiber Trunk Cable Assembly, 16-Fiber, Armored Indoor Dual Rated (OFNR/LSZH) | CommScope® | Propel ¦ SYSTIMAX ULL |  | Fiber trunk cable assembly
UKXQZUCTM |  | Base Product | Ultra Low Loss (ULL) OM4 MPO8 APC (pinned) to Unconnectorized Fiber Trunk Cable Assembly, 144-Fiber, Armored Indoor Dual Rated (OFNR/LSZH) | CommScope® | Propel ¦ SYSTIMAX ULL |  | Fiber trunk cable assembly
UHVQZQZT8 |  | Base Product | Ultra Low Loss (ULL) OM5 MPO8 APC (pinned) to MPO8 APC (pinned) Fiber Trunk Cable Assembly, 8-Fiber, Armored Indoor Plenum | CommScope® | Propel ¦ SYSTIMAX ULL |  | Fiber trunk cable assembly
UHVQZQZTK |  | Base Product | Ultra Low Loss (ULL) OM5 MPO8 APC (pinned) to MPO8 APC (pinned) Fiber Trunk Cable Assembly, 72-Fiber, Armored Indoor Plenum | CommScope® | Propel ¦ SYSTIMAX ULL |  | Fiber trunk cable assembly
UHVMXUCCD |  | Base Product | Ultra Low Loss (ULL) OM5 MPO12 UPC (pinned) to Unconnectorized Fiber Trunk Cable Assembly, 12-Fiber, Armored Indoor Plenum | CommScope® | Propel ¦ SYSTIMAX ULL |  | Fiber trunk cable assembly
UKXRZRZ8M |  | Base Product | Ultra Low Loss (ULL) OM4 MPO16 APC (pinned) to MPO16 APC (pinned), Fiber Trunk Cable Assembly, 144-Fiber, Armored Indoor Dual Rated (OFNR/LSZH) | CommScope® | Propel ¦ SYSTIMAX ULL |  | Fiber trunk cable assembly
UHXQXUCTL |  | Base Product | Ultra Low Loss (ULL) OM4 MPO8 UPC (pinned) to Unconnectorized Fiber Trunk Cable Assembly, 96-Fiber, Armored Indoor Plenum | CommScope® | Propel ¦ SYSTIMAX ULL |  | Fiber trunk cable assembly
UHXQXUCTM |  | Base Product | Ultra Low Loss (ULL) OM4 MPO8 UPC (pinned) to Unconnectorized Fiber Trunk Cable Assembly, 144-Fiber, Armored Indoor Plenum | CommScope® | Propel ¦ SYSTIMAX ULL |  | Fiber trunk cable assembly
FQWMPMPHF |  | Base Product | Singlemode, MPO/12(Unpinned) to MPO/12(Unpinned), InstaPATCH® 360 Array Cord, 24-Fiber, Plenum | CommScope® | SYSTIMAX ULL |  | Fiber array cable assembly
UHVMPMPAL |  | Base Product | Ultra Low Loss (ULL) LazrSPEED® 550 OM5 MPO12(Unpinned) to MPO12(Unpinned), Armored Pre-terminated Trunk Cable, 96-Fiber, Plenum | CommScope® | SYSTIMAX ULL |  | Fiber trunk cable assembly |  | Discontinued
UJG2XMERX |  | Base Product | Ultra Low Loss (ULL) Singlemode MPO24 (pinned) to MPO12 (Unpinned) Pre-terminated Trunk Cable, 864-Fiber, 12-Fiber Rollable Ribbon Central Tube, Low Smoke Zero Halogen (LSZH)/Riser | CommScope® | SYSTIMAX ULL |  | Fiber trunk cable assembly
UJG2XMESY |  | Base Product | Ultra Low Loss (ULL) Singlemode MPO24 (pinned) to MPO12 (Unpinned) Pre-terminated Trunk Cable, 1728-Fiber, 12-Fiber Rollable Ribbon Indoor/Outdoor Central Tube, Low Smoke Zero Halogen (LSZH)/Riser | CommScope® | SYSTIMAX ULL |  | Fiber trunk cable assembly
UHGMPMPCF |  | Base Product | Ultra Low Loss, Singlemode MPO12 APC (unpinned) to MPO12 APC (unpinned) Fiber Trunk Cable Assembly, 24-Fiber, Armored Indoor Plenum | CommScope® | SYSTIMAX ULL |  | Fiber trunk cable assembly
UHVMPMPCL |  | Base Product | Ultra Low Loss (ULL) LazrSPEED® 550 OM5 MPO12(Unpinned) to MPO12(Unpinned), Armored Pre-terminated Trunk Cable, 96-Fiber, Plenum | CommScope® | SYSTIMAX ULL |  | Fiber trunk cable assembly
UKGMPMPCH |  | Base Product | Ultra Low Loss, Singlemode MPO12 APC (unpinned) to MPO12 APC (unpinned) Fiber Trunk Cable Assembly, 48-Fiber, Armored Indoor Dual Rated (OFNR/LSZH) | CommScope® | SYSTIMAX ULL |  | Fiber trunk cable assembly
UKXMPMPCF |  | Base Product | Ultra Low Loss (ULL) OM4 MPO12 UPC (unpinned) to MPO12 UPC (unpinned) Fiber Trunk Cable Assembly, 24-Fiber, Armored Indoor Low Smoke Zero Halogen (LSZH) | CommScope® | SYSTIMAX ULL |  | Fiber trunk cable assembly
UKXMPMPCG |  | Base Product | Ultra Low Loss (ULL) OM4 MPO12 UPC (unpinned) to MPO12 UPC (unpinned) Fiber Trunk Cable Assembly, 36-Fiber, Armored Indoor Low Smoke Zero Halogen (LSZH) | CommScope® | SYSTIMAX ULL |  | Fiber trunk cable assembly
UKXMPMPCM |  | Base Product | Ultra Low Loss (ULL) OM4 MPO12 UPC (unpinned) to MPO12 UPC (unpinned) Fiber Trunk Cable Assembly, 144-Fiber, Armored Indoor Low Smoke Zero Halogen (LSZH) | CommScope® | SYSTIMAX ULL |  | Fiber trunk cable assembly
UKXMPMXCK |  | Base Product | Ultra Low Loss (ULL) Multimode OM4 MPO12 (Unpinned) to MPO12 (Pinned), Armored Pre-terminated Trunk Cable, 72-Fiber, Low Smoke Zero Halogen (LSZH) | CommScope® | SYSTIMAX ULL |  | Fiber trunk cable assembly
UHXMPMXCM |  | Base Product | Ultra Low Loss (ULL), OM4 MPO (Unpinned) to MPO (Pinned), InstaPATCH® 360 Armored Pre-terminated Trunk Cable, 144-Fiber, Plenum | CommScope® | SYSTIMAX InstaPATCH® 360 |  | Fiber trunk cable assembly
UHXMPMXCL |  | Base Product | Ultra Low Loss (ULL), OM4 MPO (Unpinned) to MPO (Pinned), InstaPATCH® 360 Armored Pre-terminated Trunk Cable, 96-Fiber, Plenum | CommScope® | SYSTIMAX InstaPATCH® 360 |  | Fiber trunk cable assembly
A3GMXMPCD |  | Base Product | Singlemode MPO12 (Pinned) to MPO12 (Unpinned), Fiber Trunk Cable Assembly, 12-Fiber, B2ca, Method A, , Low Smoke Zero Halogen | CommScope® |  |  | Fiber trunk cable assembly
A3GMXMPCH |  | Base Product | Singlemode MPO12 (Pinned) to MPO12 (Unpinned), Fiber Trunk Cable Assembly, 48-Fiber, B2ca, Method A, Low Smoke Zero Halogen | CommScope® |  |  | Fiber trunk cable assembly
C3GMPMPCH |  | Base Product | Description: Ultra Low Loss ULL TeraSPEED® MPO(Unpinned) to MPO(Unpinned) Pre-terminated Trunk Cable, MPO12, 48-Fiber, LSZH, 12 fiber PmP 2.0 mm /B2ca, Method C | CommScope® |  |  | Fiber trunk cable assembly
C3XMPMPCD |  | Base Product | Description: Ultra Low Loss ULL LazrSPEED® 550 MPO(Unpinned) to MPO(Unpinned) Pre-terminated Trunk Cable, MPO12, 12-Fiber, LSZH, 12 fiber PmP 2.0 mm /B2ca, Method C | CommScope® | SYSTIMAX ULL |  | Fiber trunk cable assembly
C3XMPMPCH |  | Base Product | Description: Ultra Low Loss ULL LazrSPEED® 550 MPO(Unpinned) to MPO(Unpinned) Pre-terminated Trunk Cable, MPO12, 48-Fiber, LSZH, 12 fiber PmP 2.0 mm /B2ca, Method C | CommScope® | SYSTIMAX ULL |  | Fiber trunk cable assembly
ALGQPLUT8 |  | Base Product | Singlemode MPO8 APC non-pinned to LC/UPC Uniboot Ruggedized fanout Cable, 8-Fiber, Plenum, 8 fiber PmP 2.0 mm, Method A | CommScope® | Propel ¦ SYSTIMAX ULL |  | Ruggedized fanout
UQGQPBPF8 |  | Base Product | Ultra Low Loss (ULL) Singlemode, 1X2, MPO8 (Non-Pinned) to MPO4 (Non-Pinned), 4-Fiber, Conversion Array, Plenum | CommScope® | Propel ¦ SYSTIMAX ULL |  | Fiber conversion array cable assembly
A3GMPMPCP |  | Base Product | Ultra Low Loss (ULL) Singlemode MPO12 (Non-Pinned) to MPO12 (Non-Pinned) Pre-terminated Trunk Cable, 12 fiber PmP 2.0mm / LSZH B2ca, 288-Fiber | CommScope® | SYSTIMAX ULL |  | Fiber trunk cable assembly
UQXQVBPF8 |  | Base Product | Ultra Low Loss (ULL) OM4, 1X2, MPO8 Multimode APC (Non-Pinned) to MPO4 (Non-Pinned), 8-Fiber, Conversion Array, Plenum | CommScope® | Propel ¦ SYSTIMAX ULL |  | Fiber conversion array cable assembly
UJGMXMXCN |  | Base Product | Ultra Low Loss Singlemode MPO12 Pinned to MPO12 Pinned 192-Fiber Pre-terminated Trunk Cable, Low Smoke Zero Halogen/Riser | CommScope® | SYSTIMAX ULL |  | Fiber trunk cable assembly
AJFRXUCNP |  | Base Product | Ultra Low Loss Method A Singlemode MPO16 Pinned to Unconnectorized Pre-terminated Trunk Cable, 288-Fiber, Low Smoke Zero Halogen/Riser, 200µm 16F Rollable Ribbon cable construction | CommScope® | SYSTIMAX ULL |  | Fiber trunk cable assembly
UHVMPMPCD |  | Base Product | Ultra Low Loss (ULL) OM5 MPO12 UPC (Non-pinned) to MPO12 UPC (Non-pinned) Fiber Trunk Cable Assembly, 12-Fiber, Armored Indoor Plenum | CommScope® | Propel ¦ SYSTIMAX ULL |  | Fiber trunk cable assembly
1-1920743-4 |  | Variant of 1920743 | Fiber Optic Patch Cord, Duplex, Multimode, LC/UPC to LC/UPC, aqua, 14 m | CommScope® |  | 192 | Fiber patch cord ¦ duplex
1-1920743-5 |  | Variant of 1920743 | Fiber Optic Patch Cord, Duplex, Multimode, LC/UPC to LC/UPC, aqua, 15 m | CommScope® |  | 192 | Fiber patch cord ¦ duplex
1-2105027-0 |  | Variant of 2105027 | Fiber Optic Patch Cord, OM3, LC/LC duplex, 1.8 mm LSZH & OFNR, 10 m, aqua | CommScope® |  | 210 | Fiber patch cord ¦ duplex
1-2105027-4 |  | Variant of 2105027 | Fiber Optic Patch Cord, OM3, LC/LC duplex, 1.8 mm LSZH & OFNR, 14 m, aqua | CommScope® |  | 210 | Fiber patch cord ¦ duplex
FPCC-KKYP |  | Variant of FPCC | Fiber Optic Patch Cord, duplex, singlemode, 1.2 mm OFNP jacket, LC/UPC-LC/UPC, yellow |  |  | FPCC | Fiber patch cord ¦ duplex
CAF-6C6C-LS0N |  | Base Product | Armored Jumper G657.A2 SC/APC to SC/APC Duplex, 3.0mm LSZH, Yellow | CommScope® |  | CAF | Fiber patch cord ¦ duplex
FPCH-66YZ |  | Variant of FPCH | Fiber Optic Patch Cord, singlemode, 1.2 mm LSZH jacket, duplex, SC/UPC-SC/UPC, yellow. tuned |  |  | FPCH | Fiber patch cord ¦ duplex
FPCH-44YZ |  | Variant of FPCH | Fiber Optic Patch Cord, singlemode, 1.2 mm LSZH jacket, duplex, LC/UPC-LC/UPC, yellow, tuned |  |  | FPCH | Fiber patch cord ¦ duplex
760255331 | OCJ-EC-03MASHA-L1 | Variant of OCJ | Fiber Optic Patch Cord, Duplex, Singlemode, LSH/APC to LC/UPC, 1.8 mm diameter, yellow, 3m |  |  | OCJ | Fiber patch cord ¦ duplex
760255332 | OCJ-EC-10MASHA-L1 | Variant of OCJ | Fiber Optic Patch Cord, Duplex, Singlemode, LSH/APC to LC/UPC, 1.8 mm diameter, yellow, 10m |  |  | OCJ | Fiber patch cord ¦ duplex
1920617-5 | OCJ-L1-05MASIA-S1 | Variant of OCJ | Fiber Optic Patch Cord, Simplex, Singlemode, LC/UPC to SC/UPC, yellow, 5 m |  |  | OCJ | Fiber patch cord ¦ simplex
2055582-5 | OCJ-L1-05MASHA-S2 | Variant of OCJ | Fiber Optic Patch Cord, Duplex, Singlemode, LC/UPC to SC/APC, yellow, 5 m |  |  | OCJ | Fiber patch cord ¦ duplex
1-2055582-0 | OCJ-L1-10MASHA-S2 | Variant of OCJ | Fiber Optic Patch Cord, Duplex, Singlemode, LC/UPC to SC/APC, yellow, 10 m |  |  | OCJ | Fiber patch cord ¦ duplex
760245908 | OCJ-L1-15MASIA-L1 | Variant of OCJ | Fiber Optic Patch Cord, Simplex, Singlemode, LC/UPC to LC/UPC, yellow, 15 m |  |  | OCJ | Fiber patch cord ¦ simplex
760248794 | OCJ-L2-01MASIA-L2 | Variant of OCJ | Fiber Optic Patch Cord, Simplex, Singlemode, LC/APC to LC/APC, yellow, 1 m |  |  | OCJ | Fiber patch cord ¦ simplex
2-1920721-5 | OCJ-L2-25MASHA-S2 | Variant of OCJ | Fiber Optic Patch Cord, Duplex, Singlemode, LC/APC to SC/APC, yellow, 25 m |  |  | OCJ | Fiber patch cord ¦ duplex
760240943 | OCJ-L2-03MASIA-S3 | Variant of OCJ | Fiber Optic Patch Cord, Simplex, Singlemode, LC/APC to SC/APC 9°, yellow, 3 m |  |  | OCJ | Fiber patch cord ¦ simplex
760249615 | OCJ-L2-02MASIA-S1 | Variant of OCJ | Fiber Optic Patch Cord, Simplex, Singlemode, LC/APC to SC/UPC, yellow, 2 m |  |  | OCJ | Fiber patch cord ¦ simplex
760252179 | OCJ-LF-01MASHA-LF | Variant of OCJ | Fiber Optic Patch Cord, Duplex, Singlemode, LC/UPC to LC/UPC, yellow, 1 m |  |  | OCJ | Fiber patch cord ¦ duplex
760250500 | OCJ-LF-01MASIA-LF | Variant of OCJ | Fiber Optic Patch Cord, Simplex, Singlemode, LC/UPC to LC/UPC, yellow, 1 m |  |  | OCJ | Fiber patch cord ¦ simplex
760252490 | OCJ-LF-10MASHA-SF | Variant of OCJ | Fiber Optic Patch Cord, Duplex, Singlemode, LC/UPC to SC/UPC, yellow, 10 m |  |  | OCJ | Fiber patch cord ¦ duplex
5-2105027-0 |  | Variant of 2105027 | Fiber Optic Patch Cord, OM3, LC/LC duplex, 1.8 mm LSZH & OFNR, 50 m, aqua | CommScope® |  | 210 | Fiber patch cord ¦ duplex
5-2160046-0 |  | Variant of 2160046 | Fiber Optic Patch Cord, Duplex, Multimode, LC/UPC to LC/UPC, aqua, 50 m | CommScope® |  | 216 | Fiber patch cord ¦ duplex
UNVMXLCCG |  | Base Product | Ultra Low Loss ULL LazrSPEED® 550 OM5 MPO(Pinned) to LC/UPC Ruggedized fanout Cable, 36-Fiber, LSZH, 12 fiber PmP 2.0 mm Dca | CommScope® | SYSTIMAX ULL |  | Ruggedized fanout
UNVMXLUCL |  | Base Product | Ultra Low Loss ULL LazrSPEED® 550 OM5 MPO(Pinned) to LC/UPC Uniboot Ruggedized fanout Cable, 96-Fiber, LSZH, 12 fiber PmP 2.0 mm Dca | CommScope® | SYSTIMAX ULL |  | Ruggedized fanout
UNXMXLUCG |  | Base Product | Ultra Low Loss ULL LazrSPEED® 550 MPO(Pinned) to LC/UPC Uniboot Ruggedized fanout Cable, 36-Fiber, LSZH, 12 fiber PmP 2.0 mm Dca | CommScope® | SYSTIMAX ULL |  | Ruggedized fanout
UNXMPLUCL |  | Base Product | Ultra Low Loss ULL LazrSPEED® 550 MPO(Unpinned) to LC/UPC Uniboot Ruggedized fanout Cable, 96-Fiber, LSZH, 12 fiber PmP 2.0 mm Dca | CommScope® | SYSTIMAX ULL |  | Ruggedized fanout
UQVMXMXGD |  | Base Product | Ultra Low Loss (ULL) OM5 MPO12 (Pinned) to MPO12 (Pinned), Fiber Extension Cable Assembly, 12-Fiber, Plenum | CommScope® | SYSTIMAX ULL |  | Fiber array cable assembly
UQV2XQPHF |  | Base Product | Ultra Low Loss OM5, MPO24 (Pinned) to MPO8 QSFP (Unpinned), Fiber Extension Cable Assembly 24-Fiber, Plenum | CommScope® | SYSTIMAX ULL |  | Fiber array cable assembly
UQXMPMXHF |  | Base Product | Ultra Low Loss (ULL) LazrSPEED® 550 OM4, MPO/12(Unpinned) to MPO/12(Pinned), 24-Fiber, Plenum array cord | CommScope® | SYSTIMAX ULL |  | Fiber array cable assembly
UQXQPQPJ8 |  | Base Product | Ultra Low Loss (ULL) OM4 MPO8 (Unpinned) to MPO8 (Unpinned), Fiber Extension Cable Assembly, 8-Fiber, Plenum | CommScope® | SYSTIMAX ULL |  | Fiber array cable assembly
UQXMXMXHF |  | Base Product | Ultra Low Loss (ULL) LazrSPEED® 550 OM4, MPO/12(Pinned) to MPO/12(Pinned), 24-Fiber, Plenum array cord | CommScope® | SYSTIMAX ULL |  | Fiber array cable assembly
UQVQXLUJ8 |  | Base Product | Ultra Low Loss OM5 MPO8 Pinned to LC/UPC Uniboot 8-Fiber Plenum Array Cord | CommScope® | SYSTIMAX ULL |  | Fiber array cable assembly
UQXMPMPHF |  | Base Product | Ultra Low Loss (ULL) LazrSPEED® 550 OM4, MPO/12(Unpinned) to MPO/12(Unpinned), 24-Fiber, Plenum array cord | CommScope® | SYSTIMAX ULL |  | Fiber array cable assembly
UQXQPMPHF |  | Base Product | Ultra Low Loss OM4, MPO8 QSFP (Unpinned) to MPO12 (Unpinned), Fiber Extension Cable Assembly, 24-Fiber, Plenum | CommScope® | SYSTIMAX ULL |  | Fiber array cable assembly
URGQPLUHF |  | Base Product | Ultra Low Loss Singlemode, MPO8 QSFP (Unpinned) to LC/UPC Uniboot, Fiber Extension Cable Assembly, 24-Fiber, Low Smoke Zero Halogen | CommScope® | SYSTIMAX ULL |  | Fiber array cable assembly
URGQXQXJ8 |  | Base Product | Ultra Low Loss (ULL) Singlemode MPO8 (Pinned) to MPO8 (Pinned), Fiber Extension Cable Assembly, 8-Fiber, Low Smoke Zero Halogen | CommScope® | SYSTIMAX ULL |  | Fiber array cable assembly
URX2PLCHF |  | Base Product | Ultra Low Loss OM4 MPO24 Unpinned to LC/UPC 24-Fiber Low Smoke Zero Halogen Array Cord | CommScope® | SYSTIMAX ULL |  | Fiber array cable assembly
URX2PLUHF |  | Base Product | Ultra Low Loss OM4 MPO24 Unpinned to LC/UPC Uniboot 24-Fiber Low Smoke Zero Halogen/Riser Array Cord | CommScope® | SYSTIMAX ULL |  | Fiber array cable assembly
URV2X2XHF |  | Base Product | Ultra Low Loss (ULL) OM5, MPO24 (Pinned) to MPO24 (Pinned), 24-Fiber, Low Smoke Zero Halogen (LSZH) Patchcord | CommScope® | SYSTIMAX ULL |  | Fiber array cable assembly
URVQXQXJ8 |  | Base Product | Ultra Low Loss (ULL) OM5 MPO8 (Pinned) to MPO8 (Pinned), Fiber Extension Cable Assembly, 8-Fiber, Low Smoke Zero Halogen | CommScope® | SYSTIMAX ULL |  | Fiber array cable assembly
URV2XQPHF |  | Base Product | Ultra Low Loss OM5, MPO24 (Pinned) to MPO8 QSFP (Unpinned), Fiber Extension Cable Assembly, 24-Fiber, Low Smoke Zero Halogen | CommScope® | SYSTIMAX ULL |  | Fiber array cable assembly
URX2C2XHF |  | Base Product | Ultra Low Loss (ULL) OM4, MPO24 (Unpinned) to MPO24 (Pinned), 24-Fiber, Low Smoke Zero Halogen (LSZH) Patchcord | CommScope® | SYSTIMAX ULL |  | Fiber array cable assembly
URVQPLUJ8 |  | Base Product | Ultra Low Loss OM5 MPO8 Unpinned to LC/UPC Uniboot 8-Fiber Low Smoke Zero Halogen/Riser Array Cord | CommScope® | SYSTIMAX ULL |  | Fiber array cable assembly
A3GMXMXAK |  | Base Product | Singlemode MPO12 (Pinned) to MPO12 (Pinned), Fiber Trunk Cable Assembly, 72-Fiber, B2ca, Method A, Low Smoke Zero Halogen | CommScope® |  |  | Fiber trunk cable assembly |  | Discontinued
A3GMPMXCD |  | Base Product | Ultra Low Loss ULL TeraSPEED® MPO(Unpinned) to MPO(Pinned) Pre-terminated Trunk Cable, MPO12, 12-Fiber, LSZH, 12 fiber PmP 2.0 mm /B2ca, Method A | CommScope® |  |  | Fiber trunk cable assembly
A3XMXMPAK |  | Base Product | OM4 MPO12 (Pinned) to MPO12 (Unpinned), Fiber Trunk Cable Assembly, 72-Fiber, B2ca, Method A, Low Smoke Zero Halogen | CommScope® |  |  | Fiber trunk cable assembly |  | Discontinued
A3XMXMXCG |  | Base Product | Ultra Low Loss ULL LazrSPEED® 550 MPO(Pinned) to MPO(Pinned) Pre-terminated Trunk Cable, MPO12, 36-Fiber, LSZH, 12 fiber PmP 2.0 mm /B2ca, Method A | CommScope® |  |  | Fiber trunk cable assembly
A3GMXMXCG |  | Base Product | Ultra Low Loss ULL TeraSPEED® MPO(Pinned) to MPO(Pinned) Pre-terminated Trunk Cable, MPO12, 36-Fiber, LSZH, 12 fiber PmP 2.0 mm /B2ca, Method A | CommScope® |  |  | Fiber trunk cable assembly
A3GMXMPAM |  | Base Product | Singlemode MPO12 (Pinned) to MPO12 (Unpinned), Fiber Trunk Cable Assembly, 144-Fiber, B2ca, Method A, Low Smoke Zero Halogen | CommScope® |  |  | Fiber trunk cable assembly |  | Discontinued
A3XMPMXCH |  | Base Product | Ultra Low Loss ULL LazrSPEED® 550 MPO(Unpinned) to MPO(Pinned) Pre-terminated Trunk Cable, MPO12, 48-Fiber, LSZH, 12 fiber PmP 2.0 mm /B2ca, Method A | CommScope® |  |  | Fiber trunk cable assembly
A3XMXMXAD |  | Base Product | OM4 MPO12 (Pinned) to MPO12 (Pinned), Fiber Trunk Cable Assembly, 12-Fiber, B2ca, Method A, Low Smoke Zero Halogen | CommScope® |  |  | Fiber trunk cable assembly |  | Discontinued
AJXMPMXCL |  | Base Product | Ultra Low Loss ULL LazrSPEED® 550 MPO(Unpinned) to MPO(Pinned) Pre-terminated Trunk Cable, MPO12, 96-Fiber, LSZH, 12 fiber PmP 2.0 mm Dca, Method A | CommScope® |  |  | Fiber trunk cable assembly
AJXMXMXAF |  | Base Product | OM4 MPO12 (Pinned) to MPO12 (Pinned), Fiber Trunk Cable Assembly, 24-Fiber, Method A, Low Smoke Zero Halogen | CommScope® |  |  | Fiber trunk cable assembly
AQGMXMPGD |  | Base Product | Singlemode MPO12 (Pinned) to MPO12 (Unpinned), Fiber Patch Cord, 12-Fiber, Method A, Plenum | CommScope® |  |  | Fiber array cable assembly
ARGMXMXGD |  | Base Product | Singlemode MPO12 (Pinned) to MPO12 (Pinned), Fiber Patch Cord, 12-Fiber, Method A, Low Smoke Zero Halogen | CommScope® |  |  | Fiber array cable assembly
AJXMPMXCD |  | Base Product | Ultra Low Loss ULL LazrSPEED® 550 MPO(Unpinned) to MPO(Pinned) Pre-terminated Trunk Cable, MPO12, 12-Fiber, LSZH, 12 fiber PmP 2.0 mm Dca, Method A | CommScope® |  |  | Fiber trunk cable assembly
AJXMXUCCD |  | Base Product | Ultra Low Loss ULL LazrSPEED® 550 MPO(Pinned) to Unconnectorized Pre-terminated Trunk Cable, MPO12, 12-Fiber, LSZH, 12 fiber PmP 2.0 mm Dca, Method A | CommScope® |  |  | Fiber trunk cable assembly
AJXMXMPAH |  | Base Product | OM4 MPO12 (Pinned) to MPO12 (Unpinned), Fiber Trunk Cable Assembly, 48-Fiber, Method A, Low Smoke Zero Halogen | CommScope® |  |  | Fiber trunk cable assembly
AJXMPMXCH |  | Base Product | Ultra Low Loss ULL LazrSPEED® 550 MPO(Unpinned) to MPO(Pinned) Pre-terminated Trunk Cable, MPO12, 48-Fiber, LSZH, 12 fiber PmP 2.0 mm Dca, Method A | CommScope® |  |  | Fiber trunk cable assembly
ALXMXLCAD |  | Base Product | OM4 MPO12 (Pinned) to LC/UPC, Ruggedized Fanout Fiber Cable, 12-Fiber, Plenum | CommScope® |  |  | Ruggedized fanout
ANXMPLCAD |  | Base Product | OM4 MPO12 (Unpinned) to LC, Ruggedized Fanout Fiber Cable, 12-Fiber, Method A, Low Smoke Zero Halogen | CommScope® |  |  | Ruggedized fanout
F3XMPMPAG |  | Base Product | OM4 MPO (Unpinned) to MPO (Unpinned), InstaPATCH® 360 Pre-terminated Trunk Cable, 36-Fiber, Low Smoke Zero Halogen B2ca | CommScope® | SYSTIMAX InstaPATCH® 360 |  | Fiber trunk cable assembly |  | Discontinued
FGWMPMXAL |  | Base Product | Singlemode MPO (Unpinned) to MPO (Pinned), InstaPATCH® 360 Pre-terminated Trunk Cable, 96-Fiber, Plenum | CommScope® | SYSTIMAX InstaPATCH® 360 |  | Fiber trunk cable assembly
FGXMPMPAM |  | Base Product | OM4 MPO (Unpinned) to MPO (Unpinned), InstaPATCH® 360 Pre-terminated Trunk Cable, 144-Fiber, Plenum | CommScope® | SYSTIMAX InstaPATCH® 360 |  | Fiber trunk cable assembly
FGXMPMPAG |  | Base Product | OM4 MPO (Unpinned) to MPO (Unpinned), InstaPATCH® 360 Pre-terminated Trunk Cable, 36-Fiber, Plenum | CommScope® | SYSTIMAX InstaPATCH® 360 |  | Fiber trunk cable assembly
FHWMPMPAF |  | Base Product | Singlemode MPO (Unpinned) to MPO (Unpinned), InstaPATCH® 360 Armored Pre-terminated Trunk Cable, 24-Fiber, Plenum | CommScope® | SYSTIMAX InstaPATCH® 360 |  | Fiber trunk cable assembly |  | Discontinued
FHWMPMPAG |  | Base Product | Singlemode MPO (Unpinned) to MPO (Unpinned), InstaPATCH® 360 Armored Pre-terminated Trunk Cable, 36-Fiber, Plenum | CommScope® | SYSTIMAX InstaPATCH® 360 |  | Fiber trunk cable assembly |  | Discontinued
FHWMPMXAM |  | Base Product | Singlemode MPO (Unpinned) to MPO (Pinned), InstaPATCH® 360 Armored Pre-terminated Trunk Cable, 144-Fiber, Plenum | CommScope® | SYSTIMAX InstaPATCH® 360 |  | Fiber trunk cable assembly |  | Discontinued
FHXMPMXAH |  | Base Product | OM4 MPO (Unpinned) to MPO (Pinned), InstaPATCH® 360 Armored Pre-terminated Trunk Cable, 48-Fiber, Plenum | CommScope® | SYSTIMAX InstaPATCH® 360 |  | Fiber trunk cable assembly |  | Discontinued
UHVMXMXAD |  | Base Product | Ultra Low Loss (ULL) Multimode OM5 MPO12 (Pinned) to MPO12 (Pinned), Armored Pre-terminated Trunk Cable, 12-Fiber, Plenum | CommScope® | SYSTIMAX ULL |  | Fiber trunk cable assembly |  | Discontinued
UHXMXMXAD |  | Base Product | Ultra Low Loss (ULL) Multimode OM4 MPO12 (Pinned) to MPO12 (Pinned), Armored Pre-terminated Trunk Cable, 12-Fiber, Plenum | CommScope® | SYSTIMAX ULL |  | Fiber trunk cable assembly |  | Discontinued
UHXMXMXAG |  | Base Product | Ultra Low Loss (ULL) Multimode OM4 MPO12 (Pinned) to MPO12 (Pinned), Armored Pre-terminated Trunk Cable, 36-Fiber, Plenum | CommScope® | SYSTIMAX ULL |  | Fiber trunk cable assembly
UHXMPMXAH |  | Base Product | Ultra Low Loss (ULL) Multimode OM4 MPO12 (Unpinned) to MPO12 (Pinned), Armored Pre-terminated Trunk Cable, 48-Fiber, Plenum | CommScope® | SYSTIMAX ULL |  | Fiber trunk cable assembly
UHGMXUCAF |  | Base Product | Ultra Low Loss (ULL) Singlemode MPO12 (Pinned) to Unconnectorized, Armored Pre-terminated Trunk Cable, 24-Fiber, Plenum | CommScope® | SYSTIMAX ULL |  | Fiber trunk cable assembly |  | Discontinued
UHGMXUCAM |  | Base Product | Ultra Low Loss (ULL) Singlemode MPO12 (Pinned) to Unconnectorized, Armored Pre-terminated Trunk Cable, 144-Fiber, Plenum | CommScope® | SYSTIMAX InstaPATCH® 360 |  | Fiber trunk cable assembly
UKXMXMXAD |  | Base Product | Ultra Low Loss (ULL) Multimode OM4 MPO12 (Pinned) to MPO12 (Pinned), Armored Pre-terminated Trunk Cable, 12-Fiber, Low Smoke Zero Halogen (LSZH) | CommScope® | SYSTIMAX ULL |  | Fiber trunk cable assembly |  | Discontinued
UKXMXMXAL |  | Base Product | Ultra Low Loss (ULL) Multimode OM4 MPO12 (Pinned) to MPO12 (Pinned), Armored Pre-terminated Trunk Cable, 96-Fiber, Low Smoke Zero Halogen (LSZH) | CommScope® | SYSTIMAX ULL |  | Fiber trunk cable assembly |  | Discontinued
UKXMXUCAF |  | Base Product | Ultra Low Loss (ULL) Multimode OM4 MPO12 (Pinned) to Unconnectorized, Armored Pre-terminated Trunk Cable, 24-Fiber, Low Smoke Zero Halogen (LSZH) | CommScope® | SYSTIMAX ULL |  | Fiber trunk cable assembly
UKXMPMXAD |  | Base Product | Ultra Low Loss (ULL) Multimode OM4 MPO12 (Unpinned) to MPO12 (Pinned), Armored Pre-terminated Trunk Cable, 12-Fiber, Low Smoke Zero Halogen (LSZH) | CommScope® | SYSTIMAX ULL |  | Fiber trunk cable assembly |  | Discontinued
UKXMPMXAG |  | Base Product | Ultra Low Loss (ULL) Multimode OM4 MPO12 (Unpinned) to MPO12 (Pinned), Armored Pre-terminated Trunk Cable, 36-Fiber, Low Smoke Zero Halogen (LSZH) | CommScope® | SYSTIMAX ULL |  | Fiber trunk cable assembly |  | Discontinued
UKXMPMXAM |  | Base Product | Ultra Low Loss (ULL) Multimode OM4 MPO12 (Unpinned) to MPO12 (Pinned), Armored Pre-terminated Trunk Cable, 144-Fiber, Low Smoke Zero Halogen (LSZH) | CommScope® | SYSTIMAX ULL |  | Fiber trunk cable assembly |  | Discontinued
UKVMXUCAD |  | Base Product | Ultra Low Loss (ULL) Multimode OM5 MPO12 (Pinned) to Unconnectorized, Armored Pre-terminated Trunk Cable, 12-Fiber, Low Smoke Zero Halogen (LSZH) | CommScope® | SYSTIMAX ULL |  | Fiber trunk cable assembly
UKVMXUCAL |  | Base Product | Ultra Low Loss (ULL) Multimode OM5 MPO12 (Pinned) to Unconnectorized, Armored Pre-terminated Trunk Cable, 96-Fiber, Low Smoke Zero Halogen (LSZH) | CommScope® | SYSTIMAX ULL |  | Fiber trunk cable assembly
UKVMXUCAM |  | Base Product | Ultra Low Loss (ULL) Multimode OM5 MPO12 (Pinned) to Unconnectorized, Armored Pre-terminated Trunk Cable, 144-Fiber, Low Smoke Zero Halogen (LSZH) | CommScope® | SYSTIMAX ULL |  | Fiber trunk cable assembly
UKVMPMXAH |  | Base Product | Ultra Low Loss (ULL) Multimode OM5 MPO12 (Unpinned) to MPO12 (Pinned), Armored Pre-terminated Trunk Cable, 48-Fiber, Low Smoke Zero Halogen (LSZH) | CommScope® | SYSTIMAX ULL |  | Fiber trunk cable assembly
760248392 | MPA-PCLCJ50006M-NS | Variant | MPO Fanout Cable, polarity A, 12 fiber MPO (pinned) to LC duplex, Plenum 3mm SM, 6m, with 36" breakout | CommScope® | MPOptimate® | MPA | Fiber fanout cable assembly
FQVMPMXGD |  | Base Product | OM5 MPO (Unpinned) to MPO (Pinned), InstaPATCH® 360 Array Cord, 12-Fiber, Plenum | CommScope® | SYSTIMAX InstaPATCH® 360 |  | Fiber array cable assembly
FRVMPMXGD |  | Base Product | OM5 MPO (Unpinned) to MPO (Pinned), InstaPATCH® 360 Array Cord, 12-Fiber, Low Smoke Zero Halogen | CommScope® | SYSTIMAX InstaPATCH® 360 |  | Fiber array cable assembly
FRWMXMXGD |  | Base Product | Singlemode MPO (Pinned) to MPO (Pinned), InstaPATCH® 360 Array Cord, 12-Fiber, Low Smoke Zero Halogen | CommScope® | SYSTIMAX InstaPATCH® 360 |  | Fiber array cable assembly
FRWMPMXGD |  | Base Product | Singlemode MPO (Unpinned) to MPO (Pinned), InstaPATCH® 360 Array Cord, 12-Fiber, Low Smoke Zero Halogen | CommScope® | SYSTIMAX InstaPATCH® 360 |  | Fiber array cable assembly
FRWMXSCGD |  | Base Product | Singlemode MPO (Pinned) to SC/UPC, InstaPATCH® 360 Array Cord, 12-Fiber, Low Smoke Zero Halogen | CommScope® | SYSTIMAX InstaPATCH® 360 |  | Fiber array cable assembly
FRZMXSCGD |  | Base Product | OM3 MPO (Pinned) to SC/UPC, InstaPATCH® 360 Array Cord, 12-Fiber, Low Smoke Zero Halogen | CommScope® | SYSTIMAX InstaPATCH® 360 |  | Fiber array cable assembly
FRZMXLCGD |  | Base Product | OM3 MPO (Pinned) to LC/UPC, InstaPATCH® 360 Array Cord, 12-Fiber, Low Smoke Zero Halogen | CommScope® | SYSTIMAX InstaPATCH® 360 |  | Fiber array cable assembly
U3GMPMXAD |  | Base Product | Ultra Low Loss (ULL) Singlemode MPO12 (Unpinned) to MPO12 (Pinned), Fiber Trunk Cable Assembly, 12-Fiber, Low Smoke Zero Halogen | CommScope® | SYSTIMAX ULL |  | Fiber trunk cable assembly |  | Discontinued
U3GMPMXAF |  | Base Product | Ultra Low Loss (ULL) Singlemode MPO12 (Unpinned) to MPO12 (Pinned), Fiber Trunk Cable Assembly, 24-Fiber, Low Smoke Zero Halogen | CommScope® | SYSTIMAX ULL |  | Fiber trunk cable assembly |  | Discontinued
U3GMXMXCF |  | Base Product | Ultra Low Loss ULL TeraSPEED® MPO(Pinned) to MPO(Pinned) Pre-terminated Trunk Cable, MPO12, 24-Fiber, LSZH, 12 fiber PmP 2.0 mm /B2ca. | CommScope® | SYSTIMAX ULL |  | Fiber trunk cable assembly
U3GMPUCAD |  | Base Product | Ultra Low Loss (ULL) Singlemode MPO12 (Unpinned) to Unconnectorized, Fiber Trunk Cable Assembly, 12-Fiber, CPR Class B2ca, Low Smoke Zero Halogen/Riser | CommScope® | SYSTIMAX ULL |  | Fiber trunk cable assembly |  | Discontinued
U3GMPMPAK |  | Base Product | Ultra Low Loss (ULL) Singlemode MPO12 (Unpinned) to MPO12 (Unpinned), Fiber Trunk Cable Assembly, 72-Fiber, CPR Class B2ca, Low Smoke Zero Halogen/Riser | CommScope® | SYSTIMAX ULL |  | Fiber trunk cable assembly |  | Discontinued
U3GMXUCCD |  | Base Product | Ultra Low Loss ULL TeraSPEED® MPO(Pinned) to Unconnectorized Pre-terminated Trunk Cable, MPO12, 12-Fiber, LSZH, 12 fiber PmP 2.0 mm /B2ca | CommScope® | SYSTIMAX ULL |  | Fiber trunk cable assembly
U3XQXQXQL |  | Base Product | Ultra Low Loss (ULL) OM4, MPO8 QSFP Pinned to MPO8 QSFP Pinned, Fiber Trunk Cable Assembly, 96-Fiber, Low Smoke Zero Halogen | CommScope® | SYSTIMAX ULL |  | Fiber trunk cable assembly |  | Discontinued
U3XQPQXQF |  | Base Product | Ultra Low Loss (ULL) OM4 MPO8 QSFP (Unpinned) to MPO8 QSFP (Pinned), Fiber Trunk Cable Assembly, 24-Fiber, Low Smoke Zero Halogen (LSZH) | CommScope® | SYSTIMAX ULL |  | Fiber trunk cable assembly |  | Discontinued
U4GMPLACD |  | Base Product | Ultra Low Loss ULL TeraSPEED® MPO(Unpinned) to LC/APC Ruggedized fanout Cable, 12-Fiber, LSZH, 12 fiber PmP 2.0 mm /B2ca | CommScope® | SYSTIMAX ULL |  | Ruggedized fanout
U4GMPLFCL |  | Base Product | Ultra Low Loss ULL TeraSPEED® MPO(Unpinned) to LC/UPC G B Ruggedized fanout Cable, 96-Fiber, LSZH, 12 fiber PmP 2.0 mm /B2ca | CommScope® | SYSTIMAX ULL |  | Ruggedized fanout
U4GMPLUCF |  | Base Product | Ultra Low Loss ULL TeraSPEED® MPO(Unpinned) to LC/UPC Uniboot Ruggedized fanout Cable, 24-Fiber, LSZH, 12 fiber PmP 2.0 mm /B2ca | CommScope® | SYSTIMAX ULL |  | Ruggedized fanout
U4GMXLCCH |  | Base Product | Ultra Low Loss ULL TeraSPEED® MPO(Pinned) to LC/UPC Ruggedized fanout Cable, 48-Fiber, LSZH, 12 fiber PmP 2.0 mm /B2ca | CommScope® | SYSTIMAX ULL |  | Ruggedized fanout
U4GMXLACK |  | Base Product | Ultra Low Loss ULL TeraSPEED® MPO(Pinned) to LC/APC Ruggedized fanout Cable, 72-Fiber, LSZH, 12 fiber PmP 2.0 mm /B2ca | CommScope® | SYSTIMAX ULL |  | Ruggedized fanout
U4GMPLUCD |  | Base Product | Ultra Low Loss ULL TeraSPEED® MPO(Unpinned) to LC/UPC Uniboot Ruggedized fanout Cable, 12-Fiber, LSZH, 12 fiber PmP 2.0 mm /B2ca | CommScope® | SYSTIMAX ULL |  | Ruggedized fanout
U4GMXLCCD |  | Base Product | Ultra Low Loss ULL TeraSPEED® MPO(Pinned) to LC/UPC Ruggedized fanout Cable, 12-Fiber, LSZH, 12 fiber PmP 2.0 mm /B2ca | CommScope® | SYSTIMAX ULL |  | Ruggedized fanout
U4GMXLGCH |  | Base Product | Ultra Low Loss ULL TeraSPEED® MPO(Pinned) to LC/APC G B Ruggedized fanout Cable, 48-Fiber, LSZH, 12 fiber PmP 2.0 mm /B2ca | CommScope® | SYSTIMAX ULL |  | Ruggedized fanout
U4GMXSCCG |  | Base Product | Ultra Low Loss ULL TeraSPEED® MPO(Pinned) to SC/UPC Ruggedized fanout Cable, 36-Fiber, LSZH, 12 fiber PmP 2.0 mm /B2ca | CommScope® | SYSTIMAX ULL |  | Ruggedized fanout
U4GMXSACF |  | Base Product | Ultra Low Loss ULL TeraSPEED® MPO(Pinned) to SC/APC Ruggedized fanout Cable, 24-Fiber, LSZH, 12 fiber PmP 2.0 mm /B2ca | CommScope® | SYSTIMAX ULL |  | Ruggedized fanout
U4VMPLCCG |  | Base Product | Ultra Low Loss ULL LazrSPEED® 550 OM5 MPO(Unpinned) to LC/UPC Ruggedized fanout Cable, 36-Fiber, LSZH, 12 fiber PmP 2.0 mm /B2ca | CommScope® | SYSTIMAX ULL |  | Ruggedized fanout
U4VMPLUCM |  | Base Product | Ultra Low Loss ULL LazrSPEED® 550 OM5 MPO(Unpinned) to LC/UPC Uniboot Ruggedized fanout Cable, 144-Fiber, LSZH, 12 fiber PmP 2.0 mm /B2ca | CommScope® | SYSTIMAX ULL |  | Ruggedized fanout
U4VMXLUCG |  | Base Product | Ultra Low Loss ULL LazrSPEED® 550 OM5 MPO(Pinned) to LC/UPC Uniboot Ruggedized fanout Cable, 36-Fiber, LSZH, 12 fiber PmP 2.0 mm /B2ca | CommScope® | SYSTIMAX ULL |  | Ruggedized fanout
U4VMPSCCF |  | Base Product | Ultra Low Loss ULL LazrSPEED® 550 OM5 MPO(Unpinned) to SC/UPC Ruggedized fanout Cable, 24-Fiber, LSZH, 12 fiber PmP 2.0 mm /B2ca | CommScope® | SYSTIMAX ULL |  | Ruggedized fanout
U4VMXSCCM |  | Base Product | Ultra Low Loss ULL LazrSPEED® 550 OM5 MPO(Pinned) to SC/UPC Ruggedized fanout Cable, 144-Fiber, LSZH, 12 fiber PmP 2.0 mm /B2ca | CommScope® | SYSTIMAX ULL |  | Ruggedized fanout
U4VMXLUCM |  | Base Product | Ultra Low Loss ULL LazrSPEED® 550 OM5 MPO(Pinned) to LC/UPC Uniboot Ruggedized fanout Cable, 144-Fiber, LSZH, 12 fiber PmP 2.0 mm /B2ca | CommScope® | SYSTIMAX ULL |  | Ruggedized fanout
U4VMXLCCM |  | Base Product | Ultra Low Loss ULL LazrSPEED® 550 OM5 MPO(Pinned) to LC/UPC Ruggedized fanout Cable, 144-Fiber, LSZH, 12 fiber PmP 2.0 mm /B2ca | CommScope® | SYSTIMAX ULL |  | Ruggedized fanout
U4VMXSCCD |  | Base Product | Ultra Low Loss ULL LazrSPEED® 550 OM5 MPO(Pinned) to SC/UPC Ruggedized fanout Cable, 12-Fiber, LSZH, 12 fiber PmP 2.0 mm /B2ca | CommScope® | SYSTIMAX ULL |  | Ruggedized fanout
U4XMPSCCF |  | Base Product | Ultra Low Loss ULL LazrSPEED® 550 MPO(Unpinned) to SC/UPC Ruggedized fanout Cable, 24-Fiber, LSZH, 12 fiber PmP 2.0 mm /B2ca | CommScope® | SYSTIMAX ULL |  | Ruggedized fanout
U4XMPLCAG |  | Base Product | Ultra Low Loss OM4 MPO12 Unpinned to LC/UPC 36-Fiber InstaPATCH® 360 Ruggedized Fanout Cable, Low Smoke Zero Halogen | CommScope® | SYSTIMAX InstaPATCH® 360 |  | Ruggedized fanout |  | Discontinued
U4XMXLCAH |  | Base Product | Ultra Low Loss OM4 MPO12 Pinned to LC/UPC 48-Fiber InstaPATCH® 360 Ruggedized Fanout Cable, Low Smoke Zero Halogen | CommScope® | SYSTIMAX InstaPATCH® 360 |  | Ruggedized fanout |  | Discontinued
U4XMXLCAK |  | Base Product | Ultra Low Loss OM4 MPO12 Pinned to LC/UPC 72-Fiber InstaPATCH® 360 Ruggedized Fanout Cable, Low Smoke Zero Halogen | CommScope® | SYSTIMAX InstaPATCH® 360 ¦ SYSTIMAX ULL |  | Ruggedized fanout |  | Discontinued
U4XMXLUCF |  | Base Product | Ultra Low Loss ULL LazrSPEED® 550 MPO(Pinned) to LC/UPC Uniboot Ruggedized fanout Cable, 24-Fiber, LSZH, 12 fiber PmP 2.0 mm /B2ca | CommScope® | SYSTIMAX ULL |  | Ruggedized fanout
U4XMXSCCG |  | Base Product | Ultra Low Loss ULL LazrSPEED® 550 MPO(Pinned) to SC/UPC Ruggedized fanout Cable, 36-Fiber, LSZH, 12 fiber PmP 2.0 mm /B2ca | CommScope® | SYSTIMAX ULL |  | Ruggedized fanout
U4XMXSCCH |  | Base Product | Ultra Low Loss ULL LazrSPEED® 550 MPO(Pinned) to SC/UPC Ruggedized fanout Cable, 48-Fiber, LSZH, 12 fiber PmP 2.0 mm /B2ca | CommScope® | SYSTIMAX ULL |  | Ruggedized fanout
UGGMPMPCL |  | Base Product | Ultra Low Loss ULL TeraSPEED® MPO(Unpinned) to MPO(Unpinned) Pre-terminated Trunk Cable, MPO12, 96-Fiber, Plenum, 12 fiber PmP 2.0 mm Dca | CommScope® | SYSTIMAX ULL |  | Fiber trunk cable assembly
UGGMPMPCM |  | Base Product | Ultra Low Loss ULL TeraSPEED® MPO(Unpinned) to MPO(Unpinned) Pre-terminated Trunk Cable, MPO12, 144-Fiber, Plenum, 12 fiber PmP 2.0 mm Dca | CommScope® | SYSTIMAX ULL |  | Fiber trunk cable assembly
UGGMPUCAD |  | Base Product | Ultra Low Loss (ULL) Singlemode MPO12 (Unpinned) to Unconnectorized, Fiber Trunk Cable Assembly, 12-Fiber, Plenum | CommScope® | SYSTIMAX ULL |  | Fiber trunk cable assembly
UGGMPUCAF |  | Base Product | Ultra Low Loss (ULL) Singlemode MPO12 (Unpinned) to Unconnectorized, Fiber Trunk Cable Assembly, 24-Fiber, Plenum | CommScope® | SYSTIMAX ULL |  | Fiber trunk cable assembly
UGGMPMXCF |  | Base Product | Ultra Low Loss ULL TeraSPEED® MPO(Unpinned) to MPO(Pinned) Pre-terminated Trunk Cable, MPO12, 24-Fiber, Plenum, 12 fiber PmP 2.0 mm Dca | CommScope® | SYSTIMAX ULL |  | Fiber trunk cable assembly
UGGMPMXCG |  | Base Product | Ultra Low Loss ULL TeraSPEED® MPO(Unpinned) to MPO(Pinned) Pre-terminated Trunk Cable, MPO12, 36-Fiber, Plenum, 12 fiber PmP 2.0 mm Dca | CommScope® | SYSTIMAX ULL |  | Fiber trunk cable assembly
UGGMXMXAG |  | Base Product | Ultra Low Loss (ULL) Singlemode MPO12 (Pinned) to MPO12 (Pinned), Fiber Trunk Cable Assembly, 36-Fiber, Plenum | CommScope® | SYSTIMAX ULL |  | Fiber trunk cable assembly
UGGMPMPAD |  | Base Product | Ultra Low Loss (ULL) Singlemode MPO12 (Unpinned) to MPO12 (Unpinned), Fiber Trunk Cable Assembly, 12-Fiber, Plenum | CommScope® | SYSTIMAX ULL |  | Fiber trunk cable assembly
UGGMPMPCK |  | Base Product | Ultra Low Loss ULL TeraSPEED® MPO(Unpinned) to MPO(Unpinned) Pre-terminated Trunk Cable, MPO12, 72-Fiber, Plenum, 12 fiber PmP 2.0 mm Dca | CommScope® | SYSTIMAX ULL |  | Fiber trunk cable assembly
UGGMPMXAL |  | Base Product | Ultra Low Loss (ULL) Singlemode MPO12 (Unpinned) to MPO12 (Pinned), Fiber Trunk Cable Assembly, 96-Fiber, Plenum | CommScope® | SYSTIMAX ULL |  | Fiber trunk cable assembly
UGGMPMXCL |  | Base Product | Ultra Low Loss ULL TeraSPEED® MPO(Unpinned) to MPO(Pinned) Pre-terminated Trunk Cable, MPO12, 96-Fiber, Plenum, 12 fiber PmP 2.0 mm Dca | CommScope® | SYSTIMAX ULL |  | Fiber trunk cable assembly
UGGQXQXQH |  | Base Product | Ultra Low Loss (ULL) Singlemode MPO8 QSFP (Pinned) to MPO8 QSFP (Pinned), Fiber Trunk Cable Assembly, 48-Fiber, Plenum | CommScope® | SYSTIMAX ULL |  | Fiber trunk cable assembly
UGGMPMXCM |  | Base Product | Ultra Low Loss ULL TeraSPEED® MPO(Unpinned) to MPO(Pinned) Pre-terminated Trunk Cable, MPO12, 144-Fiber, Plenum, 12 fiber PmP 2.0 mm Dca | CommScope® | SYSTIMAX ULL |  | Fiber trunk cable assembly
UGVMPMPCL |  | Base Product | Ultra Low Loss ULL LazrSPEED® 550 OM5 MPO(Unpinned) to MPO(Unpinned) Pre-terminated Trunk Cable, MPO12, 96-Fiber, Plenum, 12 fiber PmP 2.0 mm Dca | CommScope® | SYSTIMAX ULL |  | Fiber trunk cable assembly
UGGMXMXCG |  | Base Product | Ultra Low Loss ULL TeraSPEED® MPO(Pinned) to MPO(Pinned) Pre-terminated Trunk Cable, MPO12, 36-Fiber, Plenum, 12 fiber PmP 2.0 mm Dca | CommScope® | SYSTIMAX ULL |  | Fiber trunk cable assembly
UGGQPQXQS |  | Base Product | Ultra Low Loss (ULL) Singlemode MPO8 QSFP (Unpinned) to MPO8 QSFP (Pinned), Fiber Trunk Cable Assembly, 32-Fiber, Plenum | CommScope® | SYSTIMAX ULL |  | Fiber trunk cable assembly
UGGMXUCCM |  | Base Product | Ultra Low Loss ULL TeraSPEED® MPO(Pinned) to Unconnectorized Pre-terminated Trunk Cable, MPO12, 144-Fiber, Plenum, 12 fiber PmP 2.0 mm Dca | CommScope® | SYSTIMAX ULL |  | Fiber trunk cable assembly
UGVMPMPCG |  | Base Product | Ultra Low Loss ULL LazrSPEED® 550 OM5 MPO(Unpinned) to MPO(Unpinned) Pre-terminated Trunk Cable, MPO12, 36-Fiber, Plenum, 12 fiber PmP 2.0 mm Dca | CommScope® | SYSTIMAX ULL |  | Fiber trunk cable assembly
UGGQXQXBM |  | Base Product | Ultra Low Loss (ULL) Singlemode MPO8 QSFP (Pinned) to MPO8 QSFP (Pinned), Fiber Trunk Cable Assembly, 144-Fiber, Plenum | CommScope® | SYSTIMAX ULL |  | Fiber trunk cable assembly
UGV2P2XBL |  | Base Product | Ultra Low Loss (ULL) OM5 MPO24 (Unpinned) to MPO24 (Pinned), Fiber Trunk Cable Assembly, 96-Fiber, Plenum | CommScope® | SYSTIMAX ULL |  | Fiber trunk cable assembly
UGVMXMXAL |  | Base Product | Ultra Low Loss (ULL) OM5 MPO12 (Pinned) to MPO12 (Pinned), Fiber Trunk Cable Assembly, 96-Fiber, Plenum | CommScope® | SYSTIMAX ULL |  | Fiber trunk cable assembly
UGVMXUCCH |  | Base Product | Ultra Low Loss ULL LazrSPEED® 550 OM5 MPO(Pinned) to Unconnectorized Pre-terminated Trunk Cable, MPO12, 48-Fiber, Plenum, 12 fiber PmP 2.0 mm Dca | CommScope® | SYSTIMAX ULL |  | Fiber trunk cable assembly
UGX2P2XBH |  | Base Product | Ultra Low Loss (ULL) OM4 MPO24 (Unpinned) to MPO24 (Pinned), Fiber Trunk Cable Assembly, 48-Fiber, Plenum | CommScope® | SYSTIMAX ULL |  | Fiber trunk cable assembly
UGXMPMXAM |  | Base Product | Ultra Low Loss (ULL) OM4 MPO12 (Unpinned) to MPO12 (Pinned), Fiber Trunk Cable Assembly, 144-Fiber, Plenum | CommScope® | SYSTIMAX ULL |  | Fiber trunk cable assembly
ULGMPLUCD |  | Base Product | Ultra Low Loss ULL TeraSPEED® MPO(Unpinned) to LC/UPC Uniboot Ruggedized fanout Cable, 12-Fiber, Plenum, 12 fiber PmP 2.0 mm Dca | CommScope® | SYSTIMAX ULL |  | Ruggedized fanout
ULGMPLACH |  | Base Product | Ultra Low Loss ULL TeraSPEED® MPO(Unpinned) to LC/APC Ruggedized fanout Cable, 48-Fiber, Plenum, 12 fiber PmP 2.0 mm Dca | CommScope® | SYSTIMAX ULL |  | Ruggedized fanout
ULGMPSACK |  | Base Product | Ultra Low Loss ULL TeraSPEED® MPO(Unpinned) to SC/APC Ruggedized fanout Cable, 72-Fiber, Plenum, 12 fiber PmP 2.0 mm Dca | CommScope® | SYSTIMAX ULL |  | Ruggedized fanout
ULGMPSACL |  | Base Product | Ultra Low Loss ULL TeraSPEED® MPO(Unpinned) to SC/APC Ruggedized fanout Cable, 96-Fiber, Plenum, 12 fiber PmP 2.0 mm Dca | CommScope® | SYSTIMAX ULL |  | Ruggedized fanout
ULGMPLUCH |  | Base Product | Ultra Low Loss ULL TeraSPEED® MPO(Unpinned) to LC/UPC Uniboot Ruggedized fanout Cable, 48-Fiber, Plenum, 12 fiber PmP 2.0 mm Dca | CommScope® | SYSTIMAX ULL |  | Ruggedized fanout
ULGMXLFCH |  | Base Product | Ultra Low Loss ULL TeraSPEED® MPO(Pinned) to LC/UPC G B Ruggedized fanout Cable, 48-Fiber, Plenum, 12 fiber PmP 2.0 mm Dca | CommScope® | SYSTIMAX ULL |  | Ruggedized fanout
ULGMXLGCM |  | Base Product | Ultra Low Loss ULL TeraSPEED® MPO(Pinned) to LC/APC G B Ruggedized fanout Cable, 144-Fiber, Plenum, 12 fiber PmP 2.0 mm Dca | CommScope® | SYSTIMAX ULL |  | Ruggedized fanout
ULGMXSCCH |  | Base Product | Ultra Low Loss ULL TeraSPEED® MPO(Pinned) to SC/UPC Ruggedized fanout Cable, 48-Fiber, Plenum, 12 fiber PmP 2.0 mm Dca | CommScope® | SYSTIMAX ULL |  | Ruggedized fanout
ULGMXLCCM |  | Base Product | Ultra Low Loss ULL TeraSPEED® MPO(Pinned) to LC/UPC Ruggedized fanout Cable, 144-Fiber, Plenum, 12 fiber PmP 2.0 mm Dca | CommScope® | SYSTIMAX ULL |  | Ruggedized fanout
ULGMXSCCL |  | Base Product | Ultra Low Loss ULL TeraSPEED® MPO(Pinned) to SC/UPC Ruggedized fanout Cable, 96-Fiber, Plenum, 12 fiber PmP 2.0 mm Dca | CommScope® | SYSTIMAX ULL |  | Ruggedized fanout
ULGMXLGCG |  | Base Product | Ultra Low Loss ULL TeraSPEED® MPO(Pinned) to LC/APC G B Ruggedized fanout Cable, 36-Fiber, Plenum, 12 fiber PmP 2.0 mm Dca | CommScope® | SYSTIMAX ULL |  | Ruggedized fanout
ULGMXLGCH |  | Base Product | Ultra Low Loss ULL TeraSPEED® MPO(Pinned) to LC/APC G B Ruggedized fanout Cable, 48-Fiber, Plenum, 12 fiber PmP 2.0 mm Dca | CommScope® | SYSTIMAX ULL |  | Ruggedized fanout
ULVMPLUCG |  | Base Product | Ultra Low Loss ULL LazrSPEED® 550 OM5 MPO(Unpinned) to LC/UPC Uniboot Ruggedized fanout Cable, 36-Fiber, Plenum, 12 fiber PmP 2.0 mm / Dca | CommScope® | SYSTIMAX ULL |  | Ruggedized fanout
ULVMXSCCM |  | Base Product | Ultra Low Loss ULL LazrSPEED® 550 OM5 MPO(Pinned) to SC/UPC Ruggedized fanout Cable, 144-Fiber, Plenum, 12 fiber PmP 2.0 mm Dca | CommScope® | SYSTIMAX ULL |  | Ruggedized fanout
ULXMPSCCG |  | Base Product | Ultra Low Loss ULL LazrSPEED® 550 MPO(Unpinned) to SC/UPC Ruggedized fanout Cable, 36-Fiber, Plenum, 12 fiber PmP 2.0 mm Dca | CommScope® | SYSTIMAX ULL |  | Ruggedized fanout
ULXMPLUCF |  | Base Product | Ultra Low Loss ULL LazrSPEED® 550 MPO(Unpinned) to LC/UPC Uniboot Ruggedized fanout Cable, 24-Fiber, Plenum, 12 fiber PmP 2.0 mm Dca | CommScope® | SYSTIMAX ULL |  | Ruggedized fanout
ULXMPLUCG |  | Base Product | Ultra Low Loss ULL LazrSPEED® 550 MPO(Unpinned) to LC/UPC Uniboot Ruggedized fanout Cable, 36-Fiber, Plenum, 12 fiber PmP 2.0 mm Dca | CommScope® | SYSTIMAX ULL |  | Ruggedized fanout
ULVMXLCCM |  | Base Product | Ultra Low Loss ULL LazrSPEED® 550 OM5 MPO(Pinned) to LC/UPC Ruggedized fanout Cable, 144-Fiber, Plenum, 12 fiber PmP 2.0 mm Dca | CommScope® | SYSTIMAX ULL |  | Ruggedized fanout
ULVMXSCCG |  | Base Product | Ultra Low Loss ULL LazrSPEED® 550 OM5 MPO(Pinned) to SC/UPC Ruggedized fanout Cable, 36-Fiber, Plenum, 12 fiber PmP 2.0 mm Dca | CommScope® | SYSTIMAX ULL |  | Ruggedized fanout
ULXMXLUCM |  | Base Product | Ultra Low Loss ULL LazrSPEED® 550 MPO(Pinned) to LC/UPC Uniboot Ruggedized fanout Cable, 144-Fiber, Plenum, 12 fiber PmP 2.0 mm Dca | CommScope® | SYSTIMAX ULL |  | Ruggedized fanout
ULXMPLCCF |  | Base Product | Ultra Low Loss ULL LazrSPEED® 550 MPO(Unpinned) to LC/UPC Ruggedized fanout Cable, 24-Fiber, Plenum, 12 fiber PmP 2.0 mm Dca | CommScope® | SYSTIMAX ULL |  | Ruggedized fanout
ULXMPLCCG |  | Base Product | Ultra Low Loss ULL LazrSPEED® 550 MPO(Unpinned) to LC/UPC Ruggedized fanout Cable, 36-Fiber, Plenum, 12 fiber PmP 2.0 mm Dca | CommScope® | SYSTIMAX ULL |  | Ruggedized fanout
ULXMPLCCH |  | Base Product | Ultra Low Loss ULL LazrSPEED® 550 MPO(Unpinned) to LC/UPC Ruggedized fanout Cable, 48-Fiber, Plenum, 12 fiber PmP 2.0 mm Dca | CommScope® | SYSTIMAX ULL |  | Ruggedized fanout
ULXMXSCCH |  | Base Product | Ultra Low Loss ULL LazrSPEED® 550 MPO(Pinned) to SC/UPC Ruggedized fanout Cable, 48-Fiber, Plenum, 12 fiber PmP 2.0 mm Dca | CommScope® | SYSTIMAX ULL |  | Ruggedized fanout
ULXMXSCCM |  | Base Product | Ultra Low Loss ULL LazrSPEED® 550 MPO(Pinned) to SC/UPC Ruggedized fanout Cable, 144-Fiber, Plenum, 12 fiber PmP 2.0 mm Dca | CommScope® | SYSTIMAX ULL |  | Ruggedized fanout
UNGMPLFCG |  | Base Product | Ultra Low Loss ULL TeraSPEED® MPO(Unpinned) to LC/UPC G B Ruggedized fanout Cable, 36-Fiber, LSZH, 12 fiber PmP 2.0 mm Dca | CommScope® | SYSTIMAX ULL |  | Ruggedized fanout
UNGMPLFCH |  | Base Product | Ultra Low Loss ULL TeraSPEED® MPO(Unpinned) to LC/UPC G B Ruggedized fanout Cable, 48-Fiber, LSZH, 12 fiber PmP 2.0 mm Dca | CommScope® | SYSTIMAX ULL |  | Ruggedized fanout
UNGMPLACD |  | Base Product | Ultra Low Loss ULL TeraSPEED® MPO(Unpinned) to LC/APC Ruggedized fanout Cable, 12-Fiber, LSZH, 12 fiber PmP 2.0 mm Dca | CommScope® | SYSTIMAX ULL |  | Ruggedized fanout
UNGMPSACF |  | Base Product | Ultra Low Loss ULL TeraSPEED® MPO(Unpinned) to SC/APC Ruggedized fanout Cable, 24-Fiber, LSZH, 12 fiber PmP 2.0 mm Dca | CommScope® | SYSTIMAX ULL |  | Ruggedized fanout
UNGMXLFCH |  | Base Product | Ultra Low Loss ULL TeraSPEED® MPO(Pinned) to LC/UPC G B Ruggedized fanout Cable, 48-Fiber, LSZH, 12 fiber PmP 2.0 mm Dca | CommScope® | SYSTIMAX ULL |  | Ruggedized fanout
UNGMPLACG |  | Base Product | Ultra Low Loss ULL TeraSPEED® MPO(Unpinned) to LC/APC Ruggedized fanout Cable, 36-Fiber, LSZH, 12 fiber PmP 2.0 mm Dca | CommScope® | SYSTIMAX ULL |  | Ruggedized fanout
UNGMPLUCH |  | Base Product | Ultra Low Loss ULL TeraSPEED® MPO(Unpinned) to LC/UPC Uniboot Ruggedized fanout Cable, 48-Fiber, LSZH, 12 fiber PmP 2.0 mm Dca | CommScope® | SYSTIMAX ULL |  | Ruggedized fanout
UNGMPSACL |  | Base Product | Ultra Low Loss ULL TeraSPEED® MPO(Unpinned) to SC/APC Ruggedized fanout Cable, 96-Fiber, LSZH, 12 fiber PmP 2.0 mm Dca | CommScope® | SYSTIMAX ULL |  | Ruggedized fanout
UNGMXLGCD |  | Base Product | Ultra Low Loss ULL TeraSPEED® MPO(Pinned) to LC/APC G B Ruggedized fanout Cable, 12-Fiber, LSZH, 12 fiber PmP 2.0 mm Dca | CommScope® | SYSTIMAX ULL |  | Ruggedized fanout
UNGMPSCCF |  | Base Product | Ultra Low Loss ULL TeraSPEED® MPO(Unpinned) to SC/UPC Ruggedized fanout Cable, 24-Fiber, LSZH, 12 fiber PmP 2.0 mm Dca | CommScope® | SYSTIMAX ULL |  | Ruggedized fanout
UNGMXLCCL |  | Base Product | Ultra Low Loss ULL TeraSPEED® MPO(Pinned) to LC/UPC Ruggedized fanout Cable, 96-Fiber, LSZH, 12 fiber PmP 2.0 mm Dca | CommScope® | SYSTIMAX ULL |  | Ruggedized fanout
UNGMPLGCK |  | Base Product | Ultra Low Loss ULL TeraSPEED® MPO(Unpinned) to LC/APC G B Ruggedized fanout Cable, 72-Fiber, LSZH, 12 fiber PmP 2.0 mm Dca | CommScope® | SYSTIMAX ULL |  | Ruggedized fanout
UNGMXLUCK |  | Base Product | Ultra Low Loss ULL TeraSPEED® MPO(Pinned) to LC/UPC Uniboot Ruggedized fanout Cable, 72-Fiber, LSZH, 12 fiber PmP 2.0 mm Dca | CommScope® | SYSTIMAX ULL |  | Ruggedized fanout
UNGMPSCCH |  | Base Product | Ultra Low Loss ULL TeraSPEED® MPO(Unpinned) to SC/UPC Ruggedized fanout Cable, 48-Fiber, LSZH, 12 fiber PmP 2.0 mm Dca | CommScope® | SYSTIMAX ULL |  | Ruggedized fanout
UNGMXLUCM |  | Base Product | Ultra Low Loss ULL TeraSPEED® MPO(Pinned) to LC/UPC Uniboot Ruggedized fanout Cable, 144-Fiber, LSZH, 12 fiber PmP 2.0 mm Dca | CommScope® | SYSTIMAX ULL |  | Ruggedized fanout
UNVMPLUCF |  | Base Product | Ultra Low Loss ULL LazrSPEED® 550 OM5 MPO(Unpinned) to LC/UPC Uniboot Ruggedized fanout Cable, 24-Fiber, LSZH, 12 fiber PmP 2.0 mm Dca | CommScope® | SYSTIMAX ULL |  | Ruggedized fanout
UNVMPLUCG |  | Base Product | Ultra Low Loss ULL LazrSPEED® 550 OM5 MPO(Unpinned) to LC/UPC Uniboot Ruggedized fanout Cable, 36-Fiber, LSZH, 12 fiber PmP 2.0 mm Dca | CommScope® | SYSTIMAX ULL |  | Ruggedized fanout
UNVMPLUCK |  | Base Product | Ultra Low Loss ULL LazrSPEED® 550 OM5 MPO(Unpinned) to LC/UPC Uniboot Ruggedized fanout Cable, 72-Fiber, LSZH, 12 fiber PmP 2.0 mm Dca | CommScope® | SYSTIMAX ULL |  | Ruggedized fanout
A3XMPMPCH |  | Base Product | Ultra Low Loss ULL LazrSPEED® 550 MPO(Unpinned) to MPO(Unpinned) Pre-terminated Trunk Cable, MPO12, 48-Fiber, LSZH, 12 fiber PmP 2.0 mm /B2ca, Method A | CommScope® |  |  | Fiber trunk cable assembly
A3XMXUCCK |  | Base Product | Ultra Low Loss ULL LazrSPEED® 550 MPO(Pinned) to Unconnectorized Pre-terminated Trunk Cable, MPO12, 72-Fiber, LSZH, 12 fiber PmP 2.0 mm /B2ca, Method A | CommScope® |  |  | Fiber trunk cable assembly
AGGMPMPCD |  | Base Product | Ultra Low Loss ULL TeraSPEED® MPO(Unpinned) to MPO(Unpinned) Pre-terminated Trunk Cable, MPO12, 12-Fiber, Plenum, 12 fiber PmP 2.0 mm Dca, Method A | CommScope® |  |  | Fiber trunk cable assembly
AGGMPMPCG |  | Base Product | Ultra Low Loss ULL TeraSPEED® MPO(Unpinned) to MPO(Unpinned) Pre-terminated Trunk Cable, MPO12, 36-Fiber, Plenum, 12 fiber PmP 2.0 mm Dca, Method A | CommScope® |  |  | Fiber trunk cable assembly
AGGMPMPAG |  | Base Product | Singlemode MPO12 (Unpinned) to MPO12 (Unpinned), Fiber Trunk Cable Assembly, 36-Fiber, Method A, Plenum | CommScope® |  |  | Fiber trunk cable assembly
AGGMXMXAL |  | Base Product | Singlemode MPO12 (Pinned) to MPO12 (Pinned), Fiber Trunk Cable Assembly, 96-Fiber, Method A, Plenum | CommScope® |  |  | Fiber trunk cable assembly
AGGMPMXCD |  | Base Product | Ultra Low Loss ULL TeraSPEED® MPO(Unpinned) to MPO(Pinned) Pre-terminated Trunk Cable, MPO12, 12-Fiber, Plenum, 12 fiber PmP 2.0 mm Dca, Method A | CommScope® |  |  | Fiber trunk cable assembly
AGGMXUCCL |  | Base Product | Ultra Low Loss ULL TeraSPEED® MPO(Pinned) to Unconnectorized Pre-terminated Trunk Cable, MPO12, 96-Fiber, Plenum, 12 fiber PmP 2.0 mm Dca, Method A | CommScope® |  |  | Fiber trunk cable assembly
AGGMPMXCF |  | Base Product | Ultra Low Loss ULL TeraSPEED® MPO(Unpinned) to MPO(Pinned) Pre-terminated Trunk Cable, MPO12, 24-Fiber, Plenum, 12 fiber PmP 2.0 mm Dca, Method A | CommScope® |  |  | Fiber trunk cable assembly
AGGMPMXCG |  | Base Product | Ultra Low Loss ULL TeraSPEED® MPO(Unpinned) to MPO(Pinned) Pre-terminated Trunk Cable, MPO12, 36-Fiber, Plenum, 12 fiber PmP 2.0 mm Dca, Method A | CommScope® |  |  | Fiber trunk cable assembly
AGGMPMPAM |  | Base Product | Singlemode MPO12 (Unpinned) to MPO12 (Unpinned), Fiber Trunk Cable Assembly, 144-Fiber, Method A, Plenum | CommScope® |  |  | Fiber trunk cable assembly
AGGMXMPAL |  | Base Product | Singlemode MPO12 (Pinned) to MPO12 (Unpinned), Fiber Trunk Cable Assembly, 96-Fiber, Method A, Plenum | CommScope® |  |  | Fiber trunk cable assembly
AGXMPMPAK |  | Base Product | OM4 MPO12 (Unpinned) to MPO12 (Unpinned), Fiber Trunk Cable Assembly, 72-Fiber, Method A, Plenum | CommScope® |  |  | Fiber trunk cable assembly
AGXMPMPAL |  | Base Product | OM4 MPO12 (Unpinned) to MPO12 (Unpinned), Fiber Trunk Cable Assembly, 96-Fiber, Method A, Plenum | CommScope® |  |  | Fiber trunk cable assembly
AGX2X2XBK |  | Base Product | OM4 MPO24 (Pinned) to MPO24 (Pinned), Fiber Trunk Cable Assembly, 72-Fiber, Method A, Plenum | CommScope® |  |  | Fiber trunk cable assembly
AGXMXMXCF |  | Base Product | Ultra Low Loss ULL LazrSPEED® 550 MPO(Pinned) to MPO(Pinned) Pre-terminated Trunk Cable, MPO12, 24-Fiber, Plenum, 12 fiber PmP 2.0 mm Dca, Method A | CommScope® |  |  | Fiber trunk cable assembly
AGXMPMPCG |  | Base Product | Ultra Low Loss ULL LazrSPEED® 550 MPO(Unpinned) to MPO(Unpinned) Pre-terminated Trunk Cable, MPO12, 36-Fiber, Plenum, 12 fiber PmP 2.0 mm Dca, Method A | CommScope® |  |  | Fiber trunk cable assembly
AGX2X2PBK |  | Base Product | OM4 MPO24 (Pinned) to MPO24 (Unpinned), Fiber Trunk Cable Assembly, 72-Fiber, Method A, Plenum | CommScope® |  |  | Fiber trunk cable assembly
AGXMXMXCG |  | Base Product | Ultra Low Loss ULL LazrSPEED® 550 MPO(Pinned) to MPO(Pinned) Pre-terminated Trunk Cable, MPO12, 36-Fiber, Plenum, 12 fiber PmP 2.0 mm Dca, Method A | CommScope® |  |  | Fiber trunk cable assembly
AGXMXMXCH |  | Base Product | Ultra Low Loss ULL LazrSPEED® 550 MPO(Pinned) to MPO(Pinned) Pre-terminated Trunk Cable, MPO12, 48-Fiber, Plenum, 12 fiber PmP 2.0 mm Dca, Method A | CommScope® |  |  | Fiber trunk cable assembly
AGXMPMPCK |  | Base Product | Ultra Low Loss ULL LazrSPEED® 550 MPO(Unpinned) to MPO(Unpinned) Pre-terminated Trunk Cable, MPO12, 72-Fiber, Plenum, 12 fiber PmP 2.0 mm Dca, Method A | CommScope® |  |  | Fiber trunk cable assembly
AJGMXUCCG |  | Base Product | Ultra Low Loss ULL TeraSPEED® MPO(Pinned) to Unconnectorized Pre-terminated Trunk Cable, MPO12, 36-Fiber, LSZH, 12 fiber PmP 2.0 mm Dca, Method A | CommScope® |  |  | Fiber trunk cable assembly
AJX2P2PBM |  | Base Product | OM4 MPO24 (Unpinned) to MPO24 (Unpinned), Fiber Trunk Cable Assembly, 144-Fiber, Method A, Low Smoke Zero Halogen | CommScope® |  |  | Fiber trunk cable assembly
AJGMPMPCD |  | Base Product | Ultra Low Loss ULL TeraSPEED® MPO(Unpinned) to MPO(Unpinned) Pre-terminated Trunk Cable, MPO12, 12-Fiber, LSZH, 12 fiber PmP 2.0 mm Dca, Method A | CommScope® |  |  | Fiber trunk cable assembly
AJGMXMXAD |  | Base Product | Singlemode MPO12 (Pinned) to MPO12 (Pinned), Fiber Trunk Cable Assembly, 12-Fiber, Method A, Low Smoke Zero Halogen | CommScope® |  |  | Fiber trunk cable assembly
AJGMXMXAF |  | Base Product | Singlemode MPO12 (Pinned) to MPO12 (Pinned), Fiber Trunk Cable Assembly, 24-Fiber, Method A, Low Smoke Zero Halogen | CommScope® |  |  | Fiber trunk cable assembly
AJXMPMPAG |  | Base Product | OM4 MPO12 (Unpinned) to MPO12 (Unpinned), Fiber Trunk Cable Assembly, 36-Fiber, Method A, Low Smoke Zero Halogen | CommScope® |  |  | Fiber trunk cable assembly
AJXMPMPCG |  | Base Product | Ultra Low Loss ULL LazrSPEED® 550 MPO(Unpinned) to MPO(Unpinned) Pre-terminated Trunk Cable, MPO12, 36-Fiber, LSZH, 12 fiber PmP 2.0 mm Dca, Method A | CommScope® |  |  | Fiber trunk cable assembly
F3WMPMXAM |  | Base Product | Singlemode MPO (Unpinned) to MPO (Pinned), InstaPATCH® 360 Pre-terminated Trunk Cable, 144-Fiber, Low Smoke Zero Halogen B2ca | CommScope® | SYSTIMAX InstaPATCH® 360 |  | Fiber trunk cable assembly |  | Discontinued
F3ZMPMPAF |  | Base Product | OM3 MPO (Unpinned) to MPO (Unpinned), InstaPATCH® 360 Pre-terminated Trunk Cable, 24-Fiber, Low Smoke Zero Halogen B2ca | CommScope® | SYSTIMAX InstaPATCH® 360 |  | Fiber trunk cable assembly |  | Discontinued
F4XMPLCAK |  | Base Product | OM4 MPO (Unpinned) to LC/UPC, InstaPATCH® 360 Ruggedized Fanout Cable, 72-Fiber, Low Smoke Zero Halogen B2ca | CommScope® | SYSTIMAX InstaPATCH® 360 |  | Ruggedized fanout |  | Discontinued
F4XMXLCAF |  | Base Product | OM4 MPO (Pinned) to LC/UPC, InstaPATCH® 360 Ruggedized Fanout Cable, 24-Fiber, Low Smoke Zero Halogen B2ca | CommScope® | SYSTIMAX InstaPATCH® 360 |  | Ruggedized fanout |  | Discontinued
F4ZMXLCAG |  | Base Product | OM3 MPO (Pinned) to LC/UPC, InstaPATCH® 360 Ruggedized Fanout Cable, 36-Fiber, Low Smoke Zero Halogen B2ca | CommScope® | SYSTIMAX InstaPATCH® 360 |  | Ruggedized fanout |  | Discontinued
F4ZMXLCAK |  | Base Product | OM3 MPO (Pinned) to LC/UPC, InstaPATCH® 360 Ruggedized Fanout Cable, 72-Fiber, Low Smoke Zero Halogen B2ca | CommScope® | SYSTIMAX InstaPATCH® 360 |  | Ruggedized fanout |  | Discontinued
F4ZMXSCAD |  | Base Product | OM3 MPO (Pinned) to SC/UPC, InstaPATCH® 360 Ruggedized Fanout Cable, 12-Fiber, Low Smoke Zero Halogen B2ca | CommScope® | SYSTIMAX InstaPATCH® 360 |  | Ruggedized fanout |  | Discontinued
F4ZMPSCAG |  | Base Product | OM3 MPO (Unpinned) to SC/UPC, InstaPATCH® 360 Ruggedized Fanout Cable, 36-Fiber, Low Smoke Zero Halogen B2ca | CommScope® | SYSTIMAX InstaPATCH® 360 |  | Ruggedized fanout |  | Discontinued
FGVMPMPAD |  | Base Product | OM5 MPO (Unpinned) to MPO (Unpinned), InstaPATCH® 360 Pre-terminated Trunk Cable, 12-Fiber, plenum | CommScope® | SYSTIMAX InstaPATCH® 360 |  | Fiber trunk cable assembly
UGVQPQXQ8 |  | Base Product | Ultra Low Loss (ULL) OM5 MPO8 QSFP (Unpinned) to MPO8 QSFP (Pinned), Fiber Trunk Cable Assembly, 8-Fiber, Plenum | CommScope® | SYSTIMAX ULL |  | Fiber trunk cable assembly
UGXMXMXCM |  | Base Product | Ultra Low Loss ULL LazrSPEED® 550 MPO(Pinned) to MPO(Pinned) Pre-terminated Trunk Cable, MPO12, 144-Fiber, Plenum, 12 fiber PmP 2.0 mm | CommScope® | Propel |  | Fiber trunk cable assembly
UGXMPMXCL |  | Base Product | Ultra Low Loss ULL LazrSPEED® 550 MPO(Unpinned) to MPO(Pinned) Pre-terminated Trunk Cable, MPO12, 96-Fiber, Plenum, 12 fiber PmP 2.0 mm Dca | CommScope® | SYSTIMAX ULL |  | Fiber trunk cable assembly
UGXMXMXCD |  | Base Product | Ultra Low Loss ULL LazrSPEED® 550 MPO(Pinned) to MPO(Pinned) Pre-terminated Trunk Cable, MPO12, 12-Fiber, Plenum, 12 fiber PmP 2.0 mm | CommScope® | SYSTIMAX ULL |  | Fiber trunk cable assembly
UJGMPMPDD |  | Base Product | Ultra Low Loss (ULL) Singlemode, MPO12 Unpinned to MPO12 Unpinned, Fiber Trunk Cable Assembly, 12-Fiber, Low Smoke Zero Halogen/Riser | CommScope® | SYSTIMAX ULL |  | Fiber trunk cable assembly
UJGMPMPAM |  | Base Product | Ultra Low Loss (ULL) Singlemode MPO12 (Unpinned) to MPO12 (Unpinned), Fiber Trunk Cable Assembly, 144-Fiber, Low Smoke Zero Halogen (LSZH)/Riser | CommScope® | SYSTIMAX ULL |  | Fiber trunk cable assembly
UJGMPMPDH |  | Base Product | Ultra Low Loss (ULL) Singlemode, MPO12 Unpinned to MPO12 Unpinned, Fiber Trunk Cable Assembly, 48-Fiber, Indoor/Outdoor, Low Smoke Zero Halogen/Riser | CommScope® | SYSTIMAX ULL |  | Fiber trunk cable assembly
UJGMPMPSV |  | Base Product | Ultra Low Loss Singlemode MPO12 Unpinned to MPO12 Unpinned 432-Fiber Pre-terminated Trunk Cable, Rollable Ribbon Indoor/Outdoor Central Tube, Low Smoke Zero Halogen/Riser | CommScope® | SYSTIMAX ULL |  | Fiber trunk cable assembly
UJGMPMXDF |  | Base Product | Ultra Low Loss (ULL) Singlemode, MPO12 Unpinned to MPO12 Pinned, Fiber Trunk Cable Assembly, 24-Fiber, Indoor/Outdoor, Low Smoke Zero Halogen/Riser | CommScope® | SYSTIMAX ULL |  | Fiber trunk cable assembly
UJGMPMPCK |  | Base Product | Ultra Low Loss ULL TeraSPEED® MPO(Unpinned) to MPO(Unpinned) Pre-terminated Trunk Cable, MPO12, 72-Fiber, LSZH, 12 fiber PmP 2.0 mm Dca | CommScope® | SYSTIMAX ULL |  | Fiber trunk cable assembly
UJGMPMXCF |  | Base Product | Ultra Low Loss ULL TeraSPEED® MPO(Unpinned) to MPO(Pinned) Pre-terminated Trunk Cable, MPO12, 24-Fiber, LSZH, 12 fiber PmP 2.0 mm Dca | CommScope® | SYSTIMAX ULL |  | Fiber trunk cable assembly
UJGMPMPRP |  | Base Product | Ultra Low Loss (ULL) Singlemode MPO12 (Unpinned) to MPO12 (Unpinned), Fiber Trunk Cable Assembly, 288-Fiber, Rollable Ribbon Central Tube, Low Smoke Zero Halogen/Riser | CommScope® | SYSTIMAX ULL |  | Fiber trunk cable assembly
UJGMPMXDL |  | Base Product | Ultra Low Loss (ULL) Singlemode, MPO12 Unpinned to MPO12 Pinned, Fiber Trunk Cable Assembly, 96-Fiber, Indoor/Outdoor, Low Smoke Zero Halogen/Riser | CommScope® | SYSTIMAX ULL |  | Fiber trunk cable assembly
UJGMPMXAD |  | Base Product | Ultra Low Loss (ULL) Singlemode MPO12 (Unpinned) to MPO12 (Pinned), Fiber Trunk Cable Assembly, 12-Fiber, Low Smoke Zero Halogen | CommScope® | SYSTIMAX ULL |  | Fiber trunk cable assembly
UJGMXMXAH |  | Base Product | Ultra Low Loss (ULL) Singlemode MPO12 (Pinned) to MPO12 (Pinned), Fiber Trunk Cable Assembly, 48-Fiber, Low Smoke Zero Halogen (LSZH) | CommScope® | SYSTIMAX ULL |  | Fiber trunk cable assembly
UJGMPMXAF |  | Base Product | Ultra Low Loss (ULL) Singlemode MPO12 (Unpinned) to MPO12 (Pinned), Fiber Trunk Cable Assembly, 24-Fiber, Low Smoke Zero Halogen (LSZH) | CommScope® | SYSTIMAX ULL |  | Fiber trunk cable assembly
UJGMPMXRP |  | Base Product | Ultra Low Loss (ULL) Singlemode MPO (Unpinned) to MPO (Pinned) Pre-terminated Trunk Cable, MPO12, 288-Fiber, 12-fiber Rollable Ribbon Central Tube, Low Smoke Zero Halogen (LSZH)/Riser | CommScope® | SYSTIMAX ULL |  | Fiber trunk cable assembly
UJGMPMXRV |  | Base Product | Ultra Low Loss (ULL) Singlemode MPO12 (Unpinned) to MPO12 (Pinned), Fiber Trunk Cable Assembly, 432-Fiber, Rollable Ribbon Central Tube, Low Smoke Zero Halogen/Riser | CommScope® | SYSTIMAX ULL |  | Fiber trunk cable assembly
UJGMPUCAL |  | Base Product | Ultra Low Loss (ULL) Singlemode MPO12 (Unpinned) to Unconnectorized, Fiber Trunk Cable Assembly, 96-Fiber, Low Smoke Zero Halogen/Riser | CommScope® | SYSTIMAX ULL |  | Fiber trunk cable assembly
UJGMXUCDD |  | Base Product | Ultra Low Loss (ULL) Singlemode, MPO12 Pinned to Unconnectorized, Fiber Trunk Cable Assembly, 12-Fiber, Indoor/OLutdoor, Low Smoke Zero Halogen/Riser | CommScope® | SYSTIMAX ULL |  | Fiber trunk cable assembly
UJGMXMXDH |  | Base Product | Ultra Low Loss (ULL) Singlemode MPO12 Pinned to MPO12 Pinned, Fiber Trunk Cable Assembly, 48-Fiber, Indoor/Outdoor, Low Smoke Zero Halogen/Riser | CommScope® | SYSTIMAX ULL |  | Fiber trunk cable assembly
UJGMXUCAL |  | Base Product | Ultra Low Loss (ULL) Singlemode MPO12 (Pinned) to Unconnectorized, Fiber Trunk Cable Assembly, 96-Fiber, Low Smoke Zero Halogen/Riser | CommScope® | SYSTIMAX ULL |  | Fiber trunk cable assembly
UJGMXMXDK |  | Base Product | Ultra Low Loss (ULL) Singlemode, MPO12 Pinned to MPO12 Pinned, MPO12, Fiber Trunk Cable Assembly, 72-Fiber, Indoor/Outdoor, Low Smoke Zero Halogen/Riser | CommScope® | SYSTIMAX ULL |  | Fiber trunk cable assembly
UJGMXMXCK |  | Base Product | Ultra Low Loss ULL TeraSPEED® MPO(Pinned) to MPO(Pinned) Pre-terminated Trunk Cable, MPO12, 72-Fiber, LSZH, 12 fiber PmP 2.0 mm Dca | CommScope® | SYSTIMAX ULL |  | Fiber trunk cable assembly
UJGMXMXSP |  | Base Product | Ultra Low Loss Singlemode MPO12 Pinned to MPO12 Pinned 288-Fiber Pre-terminated Trunk Cable, Rollable Ribbon Indoor/Outdoor Central Tube, Low Smoke Zero Halogen/Riser | CommScope® | SYSTIMAX ULL |  | Fiber trunk cable assembly
UJGMXUCSP |  | Base Product | Ultra Low Loss Singlemode MPO12 Pinned to Unconnectorized 288-Fiber Pre-terminated Trunk Cable, Rollable Ribbon Indoor/Outdoor Central Tube, Low Smoke Zero Halogen/Riser | CommScope® | SYSTIMAX ULL |  | Fiber trunk cable assembly
UJGQXQXQS |  | Base Product | Ultra Low Loss (ULL) Singlemode MPO8 QSFP (Pinned) to MPO8 QSFP (Pinned), Fiber Trunk Cable Assembly, 32-Fiber, Low Smoke Zero Halogen | CommScope® | SYSTIMAX ULL |  | Fiber trunk cable assembly
UJGMXUCCH |  | Base Product | Ultra Low Loss ULL TeraSPEED® MPO(Pinned) to Unconnectorized Pre-terminated Trunk Cable, MPO12, 48-Fiber, LSZH, 12 fiber PmP 2.0 mm Dca | CommScope® | SYSTIMAX ULL |  | Fiber trunk cable assembly
UJV2P2XBH |  | Base Product | Ultra Low Loss (ULL) OM5 MPO24 (Unpinned) to MPO24 (Pinned), Fiber Trunk Cable Assembly, 48-Fiber, Low Smoke Zero Halogen (LSZH) | CommScope® | SYSTIMAX ULL |  | Fiber trunk cable assembly
UJV2P2XBK |  | Base Product | Ultra Low Loss (ULL) OM5 MPO24 (Unpinned) to MPO24 (Pinned), Fiber Trunk Cable Assembly, 72-Fiber, Low Smoke Zero Halogen (LSZH) | CommScope® | SYSTIMAX ULL |  | Fiber trunk cable assembly
UJGMXUCCM |  | Base Product | Ultra Low Loss ULL TeraSPEED® MPO(Pinned) to Unconnectorized Pre-terminated Trunk Cable, MPO12, 144-Fiber, LSZH, 12 fiber PmP 2.0 mm Dca | CommScope® | SYSTIMAX ULL |  | Fiber trunk cable assembly
UJGQXQXQH |  | Base Product | Ultra Low Loss (ULL) Singlemode MPO8 QSFP (Pinned) to MPO8 QSFP (Pinned), Fiber Trunk Cable Assembly, 48-Fiber, Low Smoke Zero Halogen | CommScope® | SYSTIMAX ULL |  | Fiber trunk cable assembly
UJVMPMXCK |  | Base Product | Ultra Low Loss ULL LazrSPEED® 550 OM5 MPO(Unpinned) to MPO(Pinned) Pre-terminated Trunk Cable, MPO12, 72-Fiber, LSZH, 12 fiber PmP 2.0 mm Dca | CommScope® | SYSTIMAX ULL |  | Fiber trunk cable assembly
UJXMPMXAD |  | Base Product | Ultra Low Loss (ULL) OM4 MPO12 (Unpinned) to MPO12 (Pinned), Fiber Trunk Cable Assembly, 12-Fiber, Low Smoke Zero Halogen (LSZH) | CommScope® | SYSTIMAX ULL |  | Fiber trunk cable assembly
UJVQXQXQU |  | Base Product | Ultra Low Loss (ULL) OM5, MPO8 QSFP Pinned to MPO8 QSFP Pinned, Fiber Trunk Cable Assembly, 64-Fiber, Low Smoke Zero Halogen | CommScope® | SYSTIMAX ULL |  | Fiber trunk cable assembly
UJVQPQXQR |  | Base Product | Ultra Low Loss (ULL) OM5 MPO8 QSFP (Unpinned) to MPO8 QSFP (Pinned), Fiber Trunk Cable Assembly, 16-Fiber, Low Smoke Zero Halogen (LSZH) | CommScope® | SYSTIMAX ULL |  | Fiber trunk cable assembly
UJVQPQXQU |  | Base Product | Ultra Low Loss (ULL) OM5, MPO8 QSFP Unpinned to MPO8 QSFP Pinned, Fiber Trunk Cable Assembly, 64-Fiber, Low Smoke Zero Halogen | CommScope® | SYSTIMAX ULL |  | Fiber trunk cable assembly
UJXMPMPCM |  | Base Product | Ultra Low Loss ULL LazrSPEED® 550 MPO(Unpinned) to MPO(Unpinned) Pre-terminated Trunk Cable, MPO12, 144-Fiber, LSZH, 12 fiber PmP 2.0 mm Dca | CommScope® | SYSTIMAX ULL |  | Fiber trunk cable assembly
UJVQPQXQF |  | Base Product | Ultra Low Loss (ULL) OM5 MPO8 QSFP (Unpinned) to MPO8 QSFP (Pinned), Fiber Trunk Cable Assembly, 24-Fiber, Low Smoke Zero Halogen (LSZH) | CommScope® | SYSTIMAX ULL |  | Fiber trunk cable assembly
UJXMXMXCG |  | Base Product | Ultra Low Loss ULL LazrSPEED® 550 MPO(Pinned) to MPO(Pinned) Pre-terminated Trunk Cable, MPO12, 36-Fiber, LSZH, 12 fiber PmP 2.0 mm Dca | CommScope® | SYSTIMAX ULL |  | Fiber trunk cable assembly
UJXQPQXQU |  | Base Product | Ultra Low Loss (ULL) OM4 MPO8 QSFP (Unpinned) to MPO8 QSFP (Pinned), Fiber Trunk Cable Assembly, 64-Fiber, Low Smoke Zero Halogen (LSZH) | CommScope® | SYSTIMAX ULL |  | Fiber trunk cable assembly
UJXMXUCCL |  | Base Product | Ultra Low Loss ULL LazrSPEED® 550 MPO(Pinned) to Unconnectorized Pre-terminated Trunk Cable, MPO12, 96-Fiber, LSZH, 12 fiber PmP 2.0 mm Dca | CommScope® | SYSTIMAX ULL |  | Fiber trunk cable assembly
UJXMXMXAK |  | Base Product | Ultra Low Loss (ULL) OM4 MPO12 (Pinned) to MPO12 (Pinned), Fiber Trunk Cable Assembly, 72-Fiber, Low Smoke Zero Halogen (LSZH) | CommScope® | SYSTIMAX ULL |  | Fiber trunk cable assembly
UKGMXUCDH |  | Base Product | Ultra Low Loss Singlemode MPO12 Pinned to Unconnectorized 48-Fiber Pre-terminated Trunk Cable, Indoor/Outdoor Armored, Low Smoke Zero Halogen/Riser | CommScope® | SYSTIMAX ULL |  | Fiber trunk cable assembly
UKGMXUCSM |  | Base Product | Ultra Low Loss Singlemode MPO12 Pinned to Unconnectorized 144-Fiber Pre-terminated Trunk Cable, Rollable Ribbon Indoor/Outdoor Armored Central Tube, Low Smoke Zero Halogen/Riser | CommScope® | SYSTIMAX ULL |  | Fiber trunk cable assembly
ULGMPLCAH |  | Base Product | Ultra Low Loss Singlemode MPO12 Unpinned to LC/UPC 48-Fiber InstaPATCH® 360 Ruggedized Fanout Cable, Plenum | CommScope® | SYSTIMAX InstaPATCH® 360 |  | Ruggedized fanout
2055025-3 | OCJ-S2-03MASHA-S2 | Variant of OCJ | Fiber Optic Patch Cord, Duplex, Singlemode, SC/APC to SC/APC, yellow, 3 m |  |  | OCJ | Fiber patch cord ¦ duplex
2055025-5 | OCJ-S2-05MASHA-S2 | Variant of OCJ | Fiber Optic Patch Cord, Duplex, Singlemode, SC/APC to SC/APC, yellow, 5 m |  |  | OCJ | Fiber patch cord ¦ duplex
2105092-1 |  | Variant of 2105092 | Fiber Optic Patch Cord, Duplex, OS2, SC/UPC to SC/UPC, LSZH & OFNR, yellow, 1 m | CommScope® |  | 210 | Fiber patch cord ¦ duplex
2105092-3 |  | Variant of 2105092 | Fiber Optic Patch Cord, Duplex, OS2, SC/UPC to SC/UPC, LSZH & OFNR, yellow, 3 m | CommScope® |  | 210 | Fiber patch cord ¦ duplex
2105067-1 |  | Variant of 2105067 | Fiber Optic Patch Cord, Duplex, Multimode, LC/UPC to SC/UPC, aqua, 1 m | CommScope® |  | 210 | Fiber patch cord ¦ duplex
2160872-5 | OCJ-SF-05MASIA-SG | Variant of OCJ | Fiber Optic Patch Cord, Simplex, Singlemode, SC/UPC to SC/APC, yellow, 5 m |  |  | OCJ | Fiber patch cord ¦ simplex
3-1920604-0 | OCJ-S1-30MASHA-S1 | Variant of OCJ | Fiber Optic Patch Cord, Duplex, Singlemode, SC/UPC to SC/UPC, yellow, 30 m |  |  | OCJ | Fiber patch cord ¦ duplex
3-2055442-0 | OCJ-L1-30MASHA-S1 | Variant of OCJ | Fiber Optic Patch Cord, Duplex, Singlemode, LC/UPC to SC/UPC, yellow, 30 m |  |  | OCJ | Fiber patch cord ¦ duplex
300001716227 | FPCTY-SPSC/PLC-P-1M | Variant of FPCTY | Fiber Optic Patch Cord, Duplex, Singlemode, SC/UPC to LC/UPC, yellow, 1 m |  |  | FPCTY | Fiber patch cord ¦ duplex
300001718880 | FPC2Y-SPSC/DLC-P-0.8M | Variant of FPC2Y | Fiber Optic Patch Cord, Duplex, Singlemode, SC/UPC to LC/UPC, yellow, 0.8 m |  |  | FPC2Y | Fiber patch cord ¦ duplex
1-1920720-0 | OCJ-L2-10MASHA-L2 | Variant of OCJ | Fiber Optic Patch Cord, Duplex, Singlemode, LC/APC to LC/APC, yellow, 10 m |  |  | OCJ | Fiber patch cord ¦ duplex
1428547 | FPCMY-APSC/APLC-P-3M | Variant of FPCMY | Fiber Optic Patch Cord, Simplex, Singlemode, SC/APC to LC/APC, yellow, 3 m |  |  | FPCMY | Fiber patch cord ¦ simplex
1442446 | FPC2Y-APSC/DLC-P-2M | Variant of FPC2Y | Fiber Optic Patch Cord, Duplex, Singlemode, SC/APC to LC/UPC, yellow, 2 m |  |  | FPC2Y | Fiber patch cord ¦ duplex
1442458 | FPC2Y-APSC/DLC-P-1.8M | Variant of FPC2Y | Fiber Optic Patch Cord, Duplex, Singlemode, SC/APC to LC/UPC, yellow, 1.8 m |  |  | FPC2Y | Fiber patch cord ¦ duplex
1445593 | FPC2Y-SPSC/DLC-P-0.6M | Variant of FPC2Y | Fiber Optic Patch Cord, Duplex, Singlemode, SC/UPC to LC/UPC, yellow, 0.6 m |  |  | FPC2Y | Fiber patch cord ¦ duplex
1448473 | FPC2Y-SPSC/DLC-P-2M | Variant of FPC2Y | Fiber Optic Patch Cord, Duplex, Singlemode, SC/UPC to LC/UPC, yellow, 2 m |  |  | FPC2Y | Fiber patch cord ¦ duplex
FPCRD-SPLC-P-2.2M |  | Variant of FPCRD | Fiber Optic Patch Cord, Duplex, Singlemode, LC/UPC to LC/UPC, 2.2 m |  |  | FPCRD | Fiber patch cord ¦ duplex
1691735 | FPC2Y-SPSC/DLC-P-3M | Variant of FPC2Y | Fiber Optic Patch Cord, Duplex, Singlemode, SC/UPC to LC/UPC, yellow, 3 m |  |  | FPC2Y | Fiber patch cord ¦ duplex
1695259 | FPC2Y-APSC/PLC-P-40M | Variant of FPC2Y | Fiber Optic Patch Cord, Duplex, Singlemode, SC/APC to LC/UPC, yellow, 40 m |  |  | FPC2Y | Fiber patch cord ¦ duplex
1695457 | FPCFY-SPSC/PLC-P-5M | Variant of FPCFY | Fiber Optic Patch Cord, Simplex, Singlemode, SC/UPC to LC/UPC, yellow, 5 m |  |  | FPCFY | Fiber patch cord ¦ simplex
1920608-1 | OCJ-L1-01MASIA-L1 | Variant of OCJ | Fiber Optic Patch Cord, Simplex, Singlemode, LC/UPC to LC/UPC, yellow, 1 m |  |  | OCJ | Fiber patch cord ¦ simplex
1920533-2 | OCJ-L1-02MASIA-S2 | Variant of OCJ | Fiber Optic Patch Cord, Simplex, Singlemode, LC/UPC to SC/APC, yellow, 2 m |  |  | OCJ | Fiber patch cord ¦ simplex
1920779-3 | OCJ-L2-03MASIA-L2 | Variant of OCJ | Fiber Optic Patch Cord, Simplex, Singlemode, LC/APC to LC/APC, yellow, 3 m |  |  | OCJ | Fiber patch cord ¦ simplex
2-1920720-0 | OCJ-L2-20MASHA-L2 | Variant of OCJ | Fiber Optic Patch Cord, Duplex, Singlemode, LC/APC to LC/APC, yellow, 20 m |  |  | OCJ | Fiber patch cord ¦ duplex
300001716007 | FPCFW-APSC/PLC-P-7M | Variant of FPCFW | Fiber Optic Patch Cord, Simplex, Singlemode, SC/APC to LC/UPC, blue, 7 m |  |  | FPCFW | Fiber patch cord ¦ simplex
300001729620 | FPCTY-SPSC/PLC-P-10M | Variant of FPCTY | Fiber Optic Patch Cord, Duplex, Singlemode, SC/UPC to LC/UPC, yellow, 10 m |  |  | FPCTY | Fiber patch cord ¦ duplex
300001769001 | FPCFW-APSC/APLC-P-2M | Variant of FPCFW | Fiber Optic Patch Cord, Simplex, Singlemode, SC/APC to LC/APC, blue, 2 m |  |  | FPCFW | Fiber patch cord ¦ simplex
2105081 |  | Base Product | Fiber Optic Patch Cord, LSZH, Simplex, 0.9mm, Singlemode, LC/UPC to LC/UPC, yellow | CommScope® |  | 210 | Fiber patch cord ¦ simplex
2105083 |  | Base Product | Fiber Optic Patch Cord, Simplex, 0.9mm, LSZH, Multimode OM3, LC/UPC to LC/UPC, Aqua | CommScope® |  | 210 | Fiber patch cord ¦ simplex
FPCA-77YZ |  | Variant of FPCA | Fiber Optic Patch Cord, singlemode, 1.2 mm LSZH jacket, SC/UPC-SC/UPC, yellow |  |  | FPCA | Fiber patch cord ¦ simplex
UFGLCLC42 |  | Base Product | Ultra Low Loss Singlemode, LC/UPC to LC/UPC, Fiber Patch Cord, 1.6 mm Duplex, Low Smoke Zero Halogen | CommScope® | SYSTIMAX ULL | UFG | Fiber patch cord ¦ duplex
AFGSFSGM2 |  | Base Product | Fiber Patch Cord, Singlemode G.657.A2, Grade B, SC/UPC to SC/APC, Duplex, 1.6 mm LSZH jacket | CommScope® |  | AFG | Fiber patch cord ¦ duplex
AFGLGSFL1 |  | Base Product | Fiber Patch Cord, Singlemode G.657.A2, Grade B, LC/APC to SC/UPC, Simplex, 1.6 mm LSZH jacket | CommScope® |  | AFG | Fiber patch cord ¦ simplex
AFGLGSGL1 |  | Base Product | Fiber Patch Cord, Singlemode G.657.A2, Grade B, LC/APC to SC/APC, Simplex, 1.6 mm LSZH jacket | CommScope® |  | AFG | Fiber patch cord ¦ simplex
AFGLFSGL1 |  | Base Product | Fiber Patch Cord, Singlemode G.657.A2, Grade B, LC/UPC to SC/APC, Simplex, 1.6 mm LSZH jacket | CommScope® |  | AFG | Fiber patch cord ¦ simplex
AFGSFSFM2 |  | Base Product | Fiber Patch Cord, Singlemode G.657.A2, Grade B, SC/UPC to SC/UPC, Duplex, 1.6 mm LSZH jacket | CommScope® |  | AFG | Fiber patch cord ¦ duplex
FDWL2LC42 |  | Base Product | Singlemode LC/UPC Keyed Yellow to LC/UPC Fiber Patch Cord, 1.6 mm Duplex, Plenum | CommScope® | SYSTIMAX InstaPATCH® 360 | FDW | Fiber patch cord ¦ duplex
FDWL6L642 |  | Base Product | Singlemode LC/UPC Keyed Slate to LC/UPC Keyed Slate Fiber Patch Cord, 1.6 mm Duplex, Plenum | CommScope® | SYSTIMAX InstaPATCH® 360 | FDW | Fiber patch cord ¦ duplex
FDWL7LC42 |  | Base Product | Singlemode LC/UPC Keyed Brown to LC/UPC Fiber Patch Cord, 1.6 mm Duplex, Plenum | CommScope® | SYSTIMAX InstaPATCH® 360 | FDW | Fiber patch cord ¦ duplex
FDWL5LC42 |  | Base Product | Singlemode LC/UPC Keyed Orange to LC/UPC Fiber Patch Cord, 1.6 mm Duplex, Plenum | CommScope® | SYSTIMAX InstaPATCH® 360 | FDW | Fiber patch cord ¦ duplex
FDWL9SC21 |  | Base Product | Singlemode LC/UPC Keyed Rose to SC/UPC Fiber Patch Cord, 1.6 mm Simplex, Plenum | CommScope® | SYSTIMAX InstaPATCH® 360 | FDW | Fiber patch cord ¦ simplex
FDWLCSA21 |  | Base Product | Low Loss Singlemode, LC/UPC to SC/APC, Plenum, 1-Fiber 1.6 mm Simplex Fiber Patch Cord | CommScope® | SYSTIMAX InstaPATCH® 360 | FDW | Fiber patch cord ¦ simplex
FDWLCLA42 |  | Base Product | Singlemode LC/UPC to LC/APC, Fiber Patch Cord, 1.6 mm Duplex, Plenum | CommScope® | SYSTIMAX InstaPATCH® 360 | FDW | Fiber patch cord ¦ duplex
FDWLCLC21 |  | Base Product | Singlemode LC/UPC to LC/UPC, Fiber Patch Cord, 1.6 mm Simplex, Plenum | CommScope® | SYSTIMAX InstaPATCH® 360 | FDW | Fiber patch cord ¦ simplex
FDXKKKK42 |  | Base Product | OM4 LC/UPC to LC/UPC Fiber Patch Cord, 1.6 mm Duplex, Plenum, Violet (CA) Locking Clip | CommScope® | SYSTIMAX InstaPATCH® 360 | FDX | Fiber patch cord ¦ duplex
FDXKLKL42 |  | Base Product | OM4 LC/UPC to LC/UPC Fiber Patch Cord, 1.6 mm Duplex, Plenum, Rose (CB) Locking Clip | CommScope® | SYSTIMAX InstaPATCH® 360 | FDX | Fiber patch cord ¦ duplex
FDXL5L521 |  | Base Product | OM4 LC/UPC Keyed Orange to LC/UPC Keyed Orange Fiber Patch Cord, 1.6 mm Simplex, Plenum | CommScope® | SYSTIMAX InstaPATCH® 360 | FDX | Fiber patch cord ¦ simplex
FDXL6L621 |  | Base Product | OM4 LC/UPC Keyed Slate to LC/UPC Keyed Slate Fiber Patch Cord, 1.6 mm Simplex, Plenum | CommScope® | SYSTIMAX InstaPATCH® 360 | FDX | Fiber patch cord ¦ simplex
FDXL1LC21 |  | Base Product | OM4 LC/UPC Keyed Red to LC/UPC Fiber Patch Cord, 1.6 mm Simplex, Plenum | CommScope® | SYSTIMAX InstaPATCH® 360 | FDX | Fiber patch cord ¦ simplex
FDXL6LC42 |  | Base Product | OM4 LC/UPC Keyed Slate to LC/UPC Fiber Patch Cord, 1.6 mm Duplex, Plenum | CommScope® | SYSTIMAX InstaPATCH® 360 | FDX | Fiber patch cord ¦ duplex
FDXL4SC21 |  | Base Product | OM4 LC/UPC Keyed Green to SC/UPC Fiber Patch Cord, 1.6 mm Simplex, Plenum | CommScope® | SYSTIMAX InstaPATCH® 360 | FDX | Fiber patch cord ¦ simplex
FDXL9SC21 |  | Base Product | OM4 LC/UPC Keyed Rose to SC/UPC Fiber Patch Cord, 1.6 mm Simplex, Plenum | CommScope® | SYSTIMAX InstaPATCH® 360 | FDX | Fiber patch cord ¦ simplex
FEWL9SC21 |  | Base Product | Singlemode LC/UPC Keyed Rose to SC/UPC Fiber Patch Cord, 1.6 mm Simplex, Riser | CommScope® | SYSTIMAX InstaPATCH® 360 | FEW | Fiber patch cord ¦ simplex
FEWL8LC42 |  | Base Product | Singlemode LC/UPC Keyed Aqua to LC/UPC Fiber Patch Cord, 1.6 mm Duplex, Riser | CommScope® | SYSTIMAX InstaPATCH® 360 | FEW | Fiber patch cord ¦ duplex
FEWL9SC42 |  | Base Product | Singlemode LC/UPC Keyed Rose to SC/UPC Fiber Patch Cord, 1.6 mm Duplex, Riser | CommScope® | SYSTIMAX InstaPATCH® 360 | FEW | Fiber patch cord ¦ duplex
FEWL5LC21 |  | Base Product | Singlemode LC/UPC Keyed Orange to LC/UPC Fiber Patch Cord, 1.6 mm Simplex, Riser | CommScope® | SYSTIMAX InstaPATCH® 360 | FEW | Fiber patch cord ¦ simplex
FPC2Y-SDLC-P-1.5M |  | Variant of FPC2Y | Fiber Optic Patch Cord, Duplex, Singlemode, LC/UPC to LC/UPC, yellow, 1.5 m |  |  | FPC2Y | Fiber patch cord ¦ duplex
FPC2Y-SDLC-P-1.7M |  | Variant of FPC2Y | Fiber Optic Patch Cord, Duplex, Singlemode, LC/UPC to LC/UPC, yellow, 1.7 m |  |  | FPC2Y | Fiber patch cord ¦ duplex
FPC2Y-SDLC-P-1.8M |  | Variant of FPC2Y | Fiber Optic Patch Cord, Duplex, Singlemode, LC/UPC to LC/UPC, yellow, 1.8 m |  |  | FPC2Y | Fiber patch cord ¦ duplex
FPC2Y-SPSC-P-10M |  | Variant of FPC2Y | Fiber Optic Patch Cord, Duplex, Singlemode, SC/UPC to SC/UPC, yellow, 10 m |  |  | FPC2Y | Fiber patch cord ¦ duplex
FPC2Y-SPSC-P-4M |  | Variant of FPC2Y | Fiber Optic Patch Cord, Duplex, Singlemode, SC/UPC to SC/UPC, yellow, 4 m |  |  | FPC2Y | Fiber patch cord ¦ duplex
1458505 | FPC2Y-SPSC/PLC-P-3M | Variant of FPC2Y | Fiber Optic Patch Cord, Duplex, Singlemode, SC/UPC to LC/UPC, yellow, 3 m |  |  | FPC2Y | Fiber patch cord ¦ duplex
1461867 | FPC2Y-SPSC/PLC-P-15M | Variant of FPC2Y | Fiber Optic Patch Cord, Duplex, Singlemode, SC/UPC to LC/UPC, yellow, 15 m |  |  | FPC2Y | Fiber patch cord ¦ duplex
1467129 | FPCDY-SPSC/PLC-P-2M | Variant of FPCDY | Fiber Optic Patch Cord, Simplex, Singlemode, SC/UPC to LC/UPC, yellow, 2 m |  |  | FPCDY | Fiber patch cord ¦ simplex
1469993 | FPCRD-SPSC/PLC-P-1.2M | Variant of FPCRD | Fiber Optic Patch Cord, Duplex, Singlemode, SC/UPC to LC/UPC, yellow, 1.2 m |  |  | FPCRD | Fiber patch cord ¦ duplex
1470657 | FPC2Y-APSC/PLC-P-30M | Variant of FPC2Y | Fiber Optic Patch Cord, Duplex, Singlemode, SC/APC to LC/UPC, yellow, 30 m |  |  | FPC2Y | Fiber patch cord ¦ duplex
1663029 | FPC2Y-APSC/DLC-P-13M | Variant of FPC2Y | Fiber Optic Patch Cord, Duplex, Singlemode, SC/APC to LC/UPC, yellow, 13 m |  |  | FPC2Y | Fiber patch cord ¦ duplex
1665314 | FPC2Y-SPSC/APSC-P-2M | Variant of FPC2Y | Fiber Optic Patch Cord, Duplex, Singlemode, SC/UPC to SC/APC, yellow, 2 m |  |  | FPC2Y | Fiber patch cord ¦ duplex
1664093 | FPCFY-SPSC/PLC-P-15M | Variant of FPCFY | Fiber Optic Patch Cord, Simplex, Singlemode, SC/UPC to LC/UPC, yellow, 15 m |  |  | FPCFY | Fiber patch cord ¦ simplex
1677541 | FPC2Y-APSC/PLC-P-15M | Variant of FPC2Y | Fiber Optic Patch Cord, Duplex, Singlemode, SC/APC to LC/UPC, yellow, 15 m |  |  | FPC2Y | Fiber patch cord ¦ duplex
FPCDY-SPSC-P-12M |  | Variant of FPCDY | Fiber Optic Patch Cord, Simplex, Singlemode, SC/UPC to SC/UPC, yellow, 12 m |  |  | FPCDY | Fiber patch cord ¦ simplex
FPCFY-APSC-P-11M |  | Variant of FPCFY | Fiber Optic Patch Cord, Simplex, Singlemode, SC/APC to SC/APC, yellow, 11 m |  |  | FPCFY | Fiber patch cord ¦ simplex
FPCFY-SPSC-P-2M |  | Variant of FPCFY | Fiber Optic Patch Cord, Simplex, Singlemode, SC/UPC to SC/UPC, yellow, 2 m |  |  | FPCFY | Fiber patch cord ¦ simplex
FPCMY-SPLC-P-3M |  | Variant of FPCMY | Fiber Optic Patch Cord, Simplex, Singlemode, LC/UPC to LC/UPC, yellow, 3 m |  |  | FPCMY | Fiber patch cord ¦ simplex
FPCRD-SPLC-P-1.4M |  | Variant of FPCRD | Fiber Optic Patch Cord, Duplex, Singlemode, LC/UPC to LC/UPC, yellow, 1.4 m |  |  | FPCRD | Fiber patch cord ¦ duplex
FPCRD-SPLC-P-4.5M |  | Variant of FPCRD | Fiber Optic Patch Cord, Duplex, Singlemode, LC/UPC to LC/UPC, 4.5 m |  |  | FPCRD | Fiber patch cord ¦ duplex
FEWLCLC21 |  | Base Product | Singlemode LC/UPC to LC/UPC, Fiber Patch Cord, 1.6 mm Simplex, Riser | CommScope® | SYSTIMAX InstaPATCH® 360 | FEW | Fiber patch cord ¦ simplex
FEWLASA42 |  | Base Product | Singlemode LC APC to SC APC, Fiber Patch Cord, 1.6 mm Duplex, Riser | CommScope® | SYSTIMAX InstaPATCH® 360 | FEW | Fiber patch cord ¦ duplex
FEWLVSC21 |  | Base Product | Singlemode LC/UPC Keyed Violet to SC/UPC Fiber Patch Cord, 1.6 mm Simplex, Riser | CommScope® | SYSTIMAX InstaPATCH® 360 | FEW | Fiber patch cord ¦ simplex
FEWL8L842 |  | Base Product | Singlemode LC/UPC Keyed Aqua to LC/UPC Keyed Aqua Fiber Patch Cord, 1.6 mm Duplex, Riser | CommScope® | SYSTIMAX InstaPATCH® 360 | FEW | Fiber patch cord ¦ duplex
FEWL9LC21 |  | Base Product | Singlemode LC/UPC Keyed Rose to LC/UPC Fiber Patch Cord, 1.6 mm Simplex, Riser | CommScope® | SYSTIMAX InstaPATCH® 360 | FEW | Fiber patch cord ¦ simplex
FEWLVLC42 |  | Base Product | Singlemode LC/UPC Keyed Violet to LC/UPC Fiber Patch Cord, 1.6 mm Duplex, Riser | CommScope® | SYSTIMAX InstaPATCH® 360 | FEW | Fiber patch cord ¦ duplex
FEWLCLA42 |  | Base Product | Singlemode LC/UPC to LC/APC, Fiber Patch Cord, 1.6 mm Duplex, Riser | CommScope® | SYSTIMAX InstaPATCH® 360 | FEW | Fiber patch cord ¦ duplex
FEXL3L321 |  | Base Product | OM4 LC/UPC Keyed Blue to LC/UPC Keyed Blue Fiber Patch Cord, 1.6 mm Simplex, Riser | CommScope® | SYSTIMAX InstaPATCH® 360 | FEX | Fiber patch cord ¦ simplex
FEXL2LC21 |  | Base Product | OM4 LC/UPC Keyed Yellow to LC/UPC Fiber Patch Cord, 1.6 mm Simplex, Riser | CommScope® | SYSTIMAX InstaPATCH® 360 | FEX | Fiber patch cord ¦ simplex
FEXL3LC21 |  | Base Product | OM4 LC/UPC Keyed Blue to LC/UPC Fiber Patch Cord, 1.6 mm Simplex, Riser | CommScope® | SYSTIMAX InstaPATCH® 360 | FEX | Fiber patch cord ¦ simplex
FEXL6LC42 |  | Base Product | OM4 LC/UPC Keyed Slate to LC/UPC Fiber Patch Cord, 1.6 mm Duplex, Riser | CommScope® | SYSTIMAX InstaPATCH® 360 | FEX | Fiber patch cord ¦ duplex
FEXL3SC42 |  | Base Product | OM4 LC/UPC Keyed Blue to SC/UPC Fiber Patch Cord, 1.6 mm Duplex, Riser | CommScope® | SYSTIMAX InstaPATCH® 360 | FEX | Fiber patch cord ¦ duplex
FEXL4SC42 |  | Base Product | OM4 LC/UPC Keyed Green to SC/UPC Fiber Patch Cord, 1.6 mm Duplex, Riser | CommScope® | SYSTIMAX InstaPATCH® 360 | FEX | Fiber patch cord ¦ duplex
FEXL5L521 |  | Base Product | OM4 LC/UPC Keyed Orange to LC/UPC Keyed Orange Fiber Patch Cord, 1.6 mm Simplex, Riser | CommScope® | SYSTIMAX InstaPATCH® 360 | FEX | Fiber patch cord ¦ simplex
FEXL7LC21 |  | Base Product | OM4 LC/UPC Keyed Brown to LC/UPC Fiber Patch Cord, 1.6 mm Simplex, Riser | CommScope® | SYSTIMAX InstaPATCH® 360 | FEX | Fiber patch cord ¦ simplex
FFWSASA21 |  | Base Product | Singlemode SC/APC to SC/APC, Fiber Patch Cord, 1.6 mm Simplex, Low Smoke Zero Halogen (LSZH) | CommScope® | SYSTIMAX InstaPATCH® 360 | FFW | Fiber patch cord ¦ simplex
FFWLCSC42 |  | Base Product | Singlemode LC/UPC to SC/UPC, Fiber Patch Cord, 1.6 mm Duplex, Low Smoke Zero Halogen (LSZH) | CommScope® | SYSTIMAX InstaPATCH® 360 | FFW | Fiber patch cord ¦ duplex
1920743 |  | Base Product | Fiber Optic Patch Cord, Duplex, OM3, LC/UPC to LC/UPC, LSZH, Aqua | CommScope® |  | 192 | Fiber patch cord ¦ duplex
2105032 |  | Base Product | Fiber Optic Patch Cord, Singlemode, LC/UPC to SC/UPC duplex, 1.8 mm LSZH & OFNR, Yellow | CommScope® |  | 210 | Fiber patch cord ¦ duplex
2160046 |  | Base Product | Fiber Optic Patch Cord, OM4, LC/UPC duplex to LC/UPC duplex, 1.8 mm, LSZH & OFNR, Aqua | CommScope® |  | 216 | Fiber patch cord ¦ duplex
FPCM |  | Base Product | Fiber Optic Patch Cord, 2.0 mm simplex, singlemode, yellow | CommScope® |  | FPCM | Fiber patch cord ¦ simplex
FPCA |  | Base Product | Fiber Optic Patch Cord, Simplex, Singlemode, 1.2 mm OFNP and LSZH jacket | CommScope® |  | FPCA | Fiber patch cord ¦ simplex
FPCRD |  | Base Product | Fiber Optic Patch Cord, Duplex, plenum, 2mm, yellow | CommScope® |  | FPCR | Fiber patch cord ¦ duplex
OCJ |  | Base Product | OCJ Series Singlemode Fiber Optic Patch Cord |  |  | OCJ | Fiber patch cord ¦ duplex ¦ Fiber patch cord ¦ simplex
CC0877-000 | OCJ-L1-10MASHA-L1 | Variant of OCJ | Fiber Optic Patch Cord, Duplex, Singlemode, LC/UPC to LC/UPC, yellow, 10 m |  |  | OCJ | Fiber patch cord ¦ duplex
CC0908-000 | OCJ-L1-10MASHA-S1 | Variant of OCJ | Fiber Optic Patch Cord, Duplex, Singlemode, LC/UPC to SC/UPC, yellow, 10 m |  |  | OCJ | Fiber patch cord ¦ duplex
ARGQPCSJ8 |  | Base Product | Singlemode MPO8 (Unpinned) to CS/UPC 8-Fiber Low Smoke Zero Halogen Array Cord | CommScope® |  |  | Fiber array cable assembly
UGVQPQXTK |  | Base Product | Ultra Low Loss (ULL) OM5 MPO8 (Non-Pinned) to MPO8 (Pinned), Fiber Trunk Cable Assembly, 72-Fiber, Plenum | CommScope® | Propel ¦ SYSTIMAX ULL |  | Fiber trunk cable assembly
UJVQPUCTF |  | Base Product | Ultra Low Loss (ULL) OM5 MPO8 (Non-Pinned) to unconnectorized, Fiber Trunk Cable Assembly, 24-Fiber, Dual Rated (OFNR/LSZH) | CommScope® | Propel ¦ SYSTIMAX ULL |  | Fiber trunk cable assembly
U3GQXUCT8 |  | Base Product | Ultra Low Loss (ULL) Singlemode MPO8 (Pinned) to unconnectorized, Fiber Trunk Cable Assembly, 8-Fiber, LZSH B2ca | CommScope® | Propel ¦ SYSTIMAX ULL |  | Fiber trunk cable assembly
UJXQPQXTN |  | Base Product | Ultra Low Loss (ULL) OM4 MPO8 (Non-Pinned) to MPO8 (Pinned), Fiber Trunk Cable Assembly, 192-Fiber, Dual Rated (OFNR/LSZH) | CommScope® | Propel ¦ SYSTIMAX ULL |  | Fiber trunk cable assembly
UQGQPQPF8 |  | Base Product | Ultra Low Loss (ULL) Singlemode MPO8 (Non-Pinned) to MPO8 (Non-Pinned), Fiber Array Cable Assembly, 8-Fiber, Plenum | CommScope® | Propel ¦ SYSTIMAX ULL |  | Fiber array cable assembly
UGXQXQXTN |  | Base Product | Ultra Low Loss (ULL) OM4 MPO8 (Pinned) to MPO8 (Pinned), Fiber Trunk Cable Assembly, 192-Fiber, Plenum | CommScope® | Propel ¦ SYSTIMAX ULL |  | Fiber trunk cable assembly
U4X2XLUVF |  | Base Product | Ultra Low Loss (ULL) OM4 MPO24 (Pinned) to LC/UPC Uniboot, Fiber Trunk Cable Assembly, 24-Fiber, Low Smoke Zero Halogen (LSZH), B2ca | CommScope® | SYSTIMAX ULL |  | Fiber trunk cable assembly
URXMXLUUD |  | Base Product | Ultra Low Loss (ULL) OM4 MPO12 (Pinned) to LC Uniboot, Fiber Array Cable Assembly, 12-Fiber, Dual Rated (OFNR/LSZH) | CommScope® | Propel ¦ SYSTIMAX ULL |  | Fiber array cable assembly
UJXMXMXCP |  | Base Product | Ultra Low Loss ULL LazrSPEED® 550 MPO(Pinned) to MPO(Pinned) Pre-terminated Trunk Cable, MPO12, 288-Fiber, LSZH, 12 fiber PmP 2.0 mm | CommScope® | Propel |  | Fiber trunk cable assembly
UGGQXQXY8 |  | Base Product | Hybrid Ultra Low Loss (ULL) Singlemode G.657.A2 MPO8 (Pinned) to MPO8 (Pinned) , 2 Pair 16AWG Constellation Trunk Cable Assembly, 8-Fiber, Plenum | CommScope® | SYSTIMAX ULL |  | Hybrid cable assembly ¦ 2-pair
ULXQZLUTL |  | Base Product | Ultra Low Loss ULL OM4 MPO8 APC pinned to LC/UPC Uniboot Ruggedized fanout Cable, 96-Fiber, Plenum, 8 fiber PmP 2.0 mm | CommScope® | Propel ¦ SYSTIMAX ULL |  | Ruggedized fanout
ULXQZLUTR |  | Base Product | Ultra Low Loss ULL OM4 MPO8 APC pinned to LC/UPC Uniboot Ruggedized fanout Cable, 16-Fiber, Plenum, 8 fiber PmP 2.0 mm | CommScope® | Propel ¦ SYSTIMAX ULL |  | Ruggedized fanout
U4GQPLUT8 |  | Base Product | Singlemode MPO8 APC non-pinned to LC/UPC Uniboot Ruggedized fanout Cable, 8-Fiber, LSZH, 8 fiber PmP 2.0 mm /B2ca | CommScope® | Propel ¦ SYSTIMAX ULL |  | Ruggedized fanout
ULVQZLUTF |  | Base Product | Ultra Low Loss ULL OM5 MPO8 APC pinned to LC/UPC Uniboot Ruggedized fanout Cable, 24-Fiber, Plenum, 8 fiber PmP 2.0 mm | CommScope® | Propel ¦ SYSTIMAX ULL |  | Ruggedized fanout
U4XQZLUTM |  | Base Product | Ultra Low Loss ULL OM4 MPO8 APC pinned to LC/UPC Uniboot Ruggedized fanout Cable, 144-Fiber, LSZH, 8 fiber PmP 2.0 mm /B2ca | CommScope® | Propel ¦ SYSTIMAX ULL |  | Ruggedized fanout
ULVQZLUTL |  | Base Product | Ultra Low Loss ULL OM5 MPO8 APC pinned to LC/UPC Uniboot Ruggedized fanout Cable, 96-Fiber, Plenum, 8 fiber PmP 2.0 mm | CommScope® | Propel ¦ SYSTIMAX ULL |  | Ruggedized fanout
U4VQZLUT8 |  | Base Product | Ultra Low Loss ULL OM5 MPO8 APC pinned to LC/UPC Uniboot Ruggedized fanout Cable, 8-Fiber, LSZH, 8 fiber PmP 2.0 mm /B2ca | CommScope® | Propel ¦ SYSTIMAX ULL |  | Ruggedized fanout
U4GQPLUTK |  | Base Product | Singlemode MPO8 APC non-pinned to LC/UPC Uniboot Ruggedized fanout Cable, 72-Fiber, LSZH, 8 fiber PmP 2.0 mm /B2ca | CommScope® | Propel ¦ SYSTIMAX ULL |  | Ruggedized fanout
U4VQPLUT8 |  | Base Product | Ultra Low Loss ULL OM5 MPO8 UPC non-pinned to LC/UPC Uniboot Ruggedized fanout Cable, 8-Fiber, LSZH, 8 fiber PmP 2.0 mm /B2ca | CommScope® | Propel ¦ SYSTIMAX ULL |  | Ruggedized fanout
U4VQZLUTH |  | Base Product | Ultra Low Loss ULL OM5 MPO8 APC pinned to LC/UPC Uniboot Ruggedized fanout Cable, 48-Fiber, LSZH, 8 fiber PmP 2.0 mm /B2ca | CommScope® | Propel ¦ SYSTIMAX ULL |  | Ruggedized fanout
U4XQZLUTR |  | Base Product | Ultra Low Loss ULL OM4 MPO8 APC pinned to LC/UPC Uniboot Ruggedized fanout Cable, 16-Fiber, LSZH, 8 fiber PmP 2.0 mm /B2ca | CommScope® | Propel ¦ SYSTIMAX ULL |  | Ruggedized fanout
UNVQPLUTS |  | Base Product | Ultra Low Loss ULL OM5 MPO8 UPC non-pinned to LC/UPC Uniboot Ruggedized fanout Cable, 32-Fiber, Dual Rated (OFNR/LSZH), 8 fiber PmP 2.0 mm | CommScope® | Propel ¦ SYSTIMAX ULL |  | Ruggedized fanout
ULXQVLUTF |  | Base Product | Ultra Low Loss ULL OM4 MPO8 APC non-pinned to LC/UPC Uniboot Ruggedized fanout Cable, 24-Fiber, Plenum, 8 fiber PmP 2.0 mm | CommScope® | Propel ¦ SYSTIMAX ULL |  | Ruggedized fanout
UNXQVLUTF |  | Base Product | Ultra Low Loss ULL OM4 MPO8 APC non-pinned to LC/UPC Uniboot Ruggedized fanout Cable, 24-Fiber, Dual Rated (OFNR/LSZH), 8 fiber PmP 2.0 mm | CommScope® | Propel ¦ SYSTIMAX ULL |  | Ruggedized fanout
ULXQVLUTL |  | Base Product | Ultra Low Loss ULL OM4 MPO8 APC non-pinned to LC/UPC Uniboot Ruggedized fanout Cable, 96-Fiber, Plenum, 8 fiber PmP 2.0 mm | CommScope® | Propel ¦ SYSTIMAX ULL |  | Ruggedized fanout
U4VQZLUTR |  | Base Product | Ultra Low Loss ULL OM5 MPO8 APC pinned to LC/UPC Uniboot Ruggedized fanout Cable, 16-Fiber, LSZH, 8 fiber PmP 2.0 mm /B2ca | CommScope® | Propel ¦ SYSTIMAX ULL |  | Ruggedized fanout
U4GQXLUT8 |  | Base Product | Singlemode MPO8 APC pinned to LC/UPC Uniboot Ruggedized fanout Cable, 8-Fiber, LSZH, 8 fiber PmP 2.0 mm /B2ca | CommScope® | Propel ¦ SYSTIMAX ULL |  | Ruggedized fanout
ULGQXLUTK |  | Base Product | Singlemode MPO8 APC pinned to LC/UPC Uniboot Ruggedized fanout Cable, 72-Fiber, Plenum, 8 fiber PmP 2.0 mm | CommScope® | Propel ¦ SYSTIMAX ULL |  | Ruggedized fanout
ULXQVLUTR |  | Base Product | Ultra Low Loss ULL OM4 MPO8 APC non-pinned to LC/UPC Uniboot Ruggedized fanout Cable, 16-Fiber, Plenum, 8 fiber PmP 2.0 mm | CommScope® | Propel ¦ SYSTIMAX ULL |  | Ruggedized fanout
U4GQXLUTL |  | Base Product | Singlemode MPO8 APC pinned to LC/UPC Uniboot Ruggedized fanout Cable, 96-Fiber, LSZH, 8 fiber PmP 2.0 mm /B2ca | CommScope® | Propel ¦ SYSTIMAX ULL |  | Ruggedized fanout
ULXQVLUTS |  | Base Product | Ultra Low Loss ULL OM4 MPO8 APC non-pinned to LC/UPC Uniboot Ruggedized fanout Cable, 32-Fiber, Plenum, 8 fiber PmP 2.0 mm | CommScope® | Propel ¦ SYSTIMAX ULL |  | Ruggedized fanout
U4XQVLUTN |  | Base Product | Ultra Low Loss ULL OM4 MPO8 APC non-pinned to LC/UPC Uniboot Ruggedized fanout Cable, 192-Fiber, LSZH, 8 fiber PmP 2.0 mm /B2ca | CommScope® | Propel ¦ SYSTIMAX ULL |  | Ruggedized fanout
ULXQXLUT8 |  | Base Product | Ultra Low Loss ULL OM4 MPO8 UPC pinned to LC/UPC Uniboot Ruggedized fanout Cable, 8-Fiber, Plenum, 8 fiber PmP 2.0 mm | CommScope® | Propel ¦ SYSTIMAX ULL |  | Ruggedized fanout
ULGQXLUTR |  | Base Product | Singlemode MPO8 APC pinned to LC/UPC Uniboot Ruggedized fanout Cable, 16-Fiber, Plenum, 8 fiber PmP 2.0 mm | CommScope® | Propel ¦ SYSTIMAX ULL |  | Ruggedized fanout
UNGQPLUTR |  | Base Product | Singlemode MPO8 APC non-pinned to LC/UPC Uniboot Ruggedized fanout Cable, 16-Fiber, Dual Rated (OFNR/LSZH), 8 fiber PmP 2.0 mm | CommScope® | Propel ¦ SYSTIMAX ULL |  | Ruggedized fanout
U4VQVLUTN |  | Base Product | Ultra Low Loss ULL OM5 MPO8 APC non-pinned to LC/UPC Uniboot Ruggedized fanout Cable, 192-Fiber, LSZH, 8 fiber PmP 2.0 mm /B2ca | CommScope® | Propel ¦ SYSTIMAX ULL |  | Ruggedized fanout
UNXQXLUTK |  | Base Product | Ultra Low Loss ULL OM4 MPO8 UPC pinned to LC/UPC Uniboot Ruggedized fanout Cable, 72-Fiber, Dual Rated (OFNR/LSZH), 8 fiber PmP 2.0 mm | CommScope® | Propel ¦ SYSTIMAX ULL |  | Ruggedized fanout
UNGQXLUTK |  | Base Product | Singlemode MPO8 APC pinned to LC/UPC Uniboot Ruggedized fanout Cable, 72-Fiber, Dual Rated (OFNR/LSZH), 8 fiber PmP 2.0 mm | CommScope® | Propel ¦ SYSTIMAX ULL |  | Ruggedized fanout
ULGQPLUT8 |  | Base Product | Singlemode MPO8 APC non-pinned to LC/UPC Uniboot Ruggedized fanout Cable, 8-Fiber, Plenum, 8 fiber PmP 2.0 mm | CommScope® | Propel ¦ SYSTIMAX ULL |  | Ruggedized fanout
UNXQZLUT8 |  | Base Product | Ultra Low Loss ULL OM4 MPO8 APC pinned to LC/UPC Uniboot Ruggedized fanout Cable, 8-Fiber, Dual Rated (OFNR/LSZH), 8 fiber PmP 2.0 mm | CommScope® | Propel ¦ SYSTIMAX ULL |  | Ruggedized fanout
UKVMXMXCP |  | Base Product | Ultra Low Loss (ULL) OM5 MPO12 UPC (pinned) to MPO12 UPC (pinned) Fiber Trunk Cable Assembly, 288-Fiber, Armored Indoor Dual Rated (OFNR/LSZH) | CommScope® | Propel ¦ SYSTIMAX ULL |  | Fiber trunk cable assembly
UKVMXUCCF |  | Base Product | Ultra Low Loss (ULL) OM5 MPO12 UPC (pinned) to Unconnectorized Fiber Trunk Cable Assembly, 24-Fiber, Armored Indoor Dual Rated (OFNR/LSZH) | CommScope® | Propel ¦ SYSTIMAX ULL |  | Fiber trunk cable assembly
UHGMXMXCG |  | Base Product | Singlemode MPO12 APC (pinned) to MPO12 APC (pinned) Fiber Trunk Cable Assembly, 36-Fiber, Armored Indoor Plenum | CommScope® | Propel ¦ SYSTIMAX ULL |  | Fiber trunk cable assembly
URGRPMPAH |  | Base Product | Ultra Low Loss (ULL) Singlemode G.657.A2, 3X4, MPO16 (Non-Pinned) to MPO12 (Non-Pinned), 48-Fiber, Conversion Array, LSZH | CommScope® | Propel ¦ SYSTIMAX ULL |  | Fiber conversion array cable assembly
UQV2X2DBH |  | Base Product | Ultra Low Loss (ULL) OM5, 2X3, MPO24 (Pinned) to MPO24 (Non-Pinned-QSFP-DD), 48-Fiber, Conversion Array, Plenum | CommScope® | Propel ¦ SYSTIMAX ULL |  | Fiber conversion array cable assembly
UQV2X2EBH |  | Base Product | Ultra Low Loss (ULL) OM5, 2X3, MPO24 (Pinned) to MPO24 (Non-Pinned-QSFP), 48-Fiber, Conversion Array, Plenum | CommScope® | Propel ¦ SYSTIMAX ULL |  | Fiber conversion array cable assembly
UQV2DMXAH |  | Base Product | Ultra Low Loss (ULL) OM5, 3X4, MPO24 (Non-Pinned - QSFP-DD) to MPO12 (Pinned), 48-Fiber, Conversion Array ,Plenum | CommScope® | Propel ¦ SYSTIMAX ULL |  | Fiber conversion array cable assembly
U3VQXQXTN |  | Base Product | Ultra Low Loss (ULL) OM5 MPO8 (Pinned) to MPO8 (Pinned), Fiber Trunk Cable Assembly, 192-Fiber, LZSH B2ca | CommScope® | Propel ¦ SYSTIMAX ULL |  | Fiber trunk cable assembly
U3GQPQXT8 |  | Base Product | Ultra Low Loss (ULL) Singlemode MPO8 (Non-Pinned) to MPO8 (Pinned), Fiber Trunk Cable Assembly, 8-Fiber, LZSH B2ca | CommScope® | Propel ¦ SYSTIMAX ULL |  | Fiber trunk cable assembly
UGXQXUCTK |  | Base Product | Ultra Low Loss (ULL) OM4 MPO8 (Pinned) to unconnectorized, Fiber Trunk Cable Assembly, 72-Fiber, Plenum | CommScope® | Propel ¦ SYSTIMAX ULL |  | Fiber trunk cable assembly
UJXQPUCTH |  | Base Product | Ultra Low Loss (ULL) OM4 MPO8 (Non-Pinned) to unconnectorized, Fiber Trunk Cable Assembly, 48-Fiber, Dual Rated (OFNR/LSZH) | CommScope® | Propel ¦ SYSTIMAX ULL |  | Fiber trunk cable assembly
UJVQPUCTU |  | Base Product | Ultra Low Loss (ULL) OM5 MPO8 (Non-Pinned) to unconnectorized, Fiber Trunk Cable Assembly, 64-Fiber, Dual Rated (OFNR/LSZH) | CommScope® | Propel ¦ SYSTIMAX ULL |  | Fiber trunk cable assembly
U3GQXUCTN |  | Base Product | Ultra Low Loss (ULL) Singlemode MPO8 (Pinned) to unconnectorized, Fiber Trunk Cable Assembly, 192-Fiber, LZSH B2ca | CommScope® | Propel ¦ SYSTIMAX ULL |  | Fiber trunk cable assembly
UQGQXUCF8 |  | Base Product | Ultra Low Loss (ULL) Singlemode MPO8 (Pinned) to unconnectorized, Fiber Array Cable Assembly, 8-Fiber, Plenum | CommScope® | Propel ¦ SYSTIMAX ULL |  | Fiber array cable assembly
UQVQPLUF8 |  | Base Product | Ultra Low Loss (ULL) OM5 MPO8 (Non-Pinned) to LC/UPC Uniboot, Fiber Array Cable Assembly, 8-Fiber, Plenum | CommScope® | Propel ¦ SYSTIMAX ULL |  | Fiber array cable assembly
UGVQPQXTU |  | Base Product | Ultra Low Loss (ULL) OM5 MPO8 (Non-Pinned) to MPO8 (Pinned), Fiber Trunk Cable Assembly, 64-Fiber, Plenum | CommScope® | Propel ¦ SYSTIMAX ULL |  | Fiber trunk cable assembly
UJXQPUCTL |  | Base Product | Ultra Low Loss (ULL) OM4 MPO8 (Non-Pinned) to unconnectorized, Fiber Trunk Cable Assembly, 96-Fiber, Dual Rated (OFNR/LSZH) | CommScope® | Propel ¦ SYSTIMAX ULL |  | Fiber trunk cable assembly
UGGQPUCTR |  | Base Product | Ultra Low Loss (ULL) Singlemode MPO8 (Non-Pinned) to unconnectorized, Fiber Trunk Cable Assembly, 16-Fiber, Plenum | CommScope® | Propel ¦ SYSTIMAX ULL |  | Fiber trunk cable assembly
UGXQPQXTH |  | Base Product | Ultra Low Loss (ULL) OM4 MPO8 (Non-Pinned) to MPO8 (Pinned), Fiber Trunk Cable Assembly, 48-Fiber, Plenum | CommScope® | Propel ¦ SYSTIMAX ULL |  | Fiber trunk cable assembly
U3GQXUCTU |  | Base Product | Ultra Low Loss (ULL) Singlemode MPO8 (Pinned) to unconnectorized, Fiber Trunk Cable Assembly, 64-Fiber, LZSH B2ca | CommScope® | Propel ¦ SYSTIMAX ULL |  | Fiber trunk cable assembly
U3VQPQXT8 |  | Base Product | Ultra Low Loss (ULL) OM5 MPO8 (Non-Pinned) to MPO8 (Pinned), Fiber Trunk Cable Assembly, 8-Fiber, LZSH B2ca | CommScope® | Propel ¦ SYSTIMAX ULL |  | Fiber trunk cable assembly
UGVQPUCTK |  | Base Product | Ultra Low Loss (ULL) OM5 MPO8 (Non-Pinned) to unconnectorized, Fiber Trunk Cable Assembly, 72-Fiber, Plenum | CommScope® | Propel ¦ SYSTIMAX ULL |  | Fiber trunk cable assembly
UGXQPQXTM |  | Base Product | Ultra Low Loss (ULL) OM4 MPO8 (Non-Pinned) to MPO8 (Pinned), Fiber Trunk Cable Assembly, 144-Fiber, Plenum | CommScope® | Propel ¦ SYSTIMAX ULL |  | Fiber trunk cable assembly
U3GQPQXTS |  | Base Product | Ultra Low Loss (ULL) Singlemode MPO8 (Non-Pinned) to MPO8 (Pinned), Fiber Trunk Cable Assembly,32-Fiber, LZSH B2ca | CommScope® | Propel ¦ SYSTIMAX ULL |  | Fiber trunk cable assembly
UGGQXQXTF |  | Base Product | Ultra Low Loss (ULL) Singlemode MPO8 (Pinned) to MPO8 (Pinned), Fiber Trunk Cable Assembly, 24-Fiber, Plenum | CommScope® | Propel ¦ SYSTIMAX ULL |  | Fiber trunk cable assembly
U3XQXQXTU |  | Base Product | Ultra Low Loss (ULL) OM4 MPO8 (Pinned) to MPO8 (Pinned), Fiber Trunk Cable Assembly, 64-Fiber, LZSH B2ca | CommScope® | Propel ¦ SYSTIMAX ULL |  | Fiber trunk cable assembly
UGGQXQXTH |  | Base Product | Ultra Low Loss (ULL) Singlemode MPO8 (Pinned) to MPO8 (Pinned), Fiber Trunk Cable Assembly, 48-Fiber, Plenum | CommScope® | Propel ¦ SYSTIMAX ULL |  | Fiber trunk cable assembly
U3GQPUCT8 |  | Base Product | Ultra Low Loss (ULL) Singlemode MPO8 (Non-Pinned) to unconnectorized, Fiber Trunk Cable Assembly, 8-Fiber, LZSH B2ca | CommScope® | Propel ¦ SYSTIMAX ULL |  | Fiber trunk cable assembly
UGVQPUCTR |  | Base Product | Ultra Low Loss (ULL) OM5 MPO8 (Non-Pinned) to unconnectorized, Fiber Trunk Cable Assembly, 16-Fiber, Plenum | CommScope® | Propel ¦ SYSTIMAX ULL |  | Fiber trunk cable assembly
U3XQXUCTF |  | Base Product | Ultra Low Loss (ULL) OM4 MPO8 (Pinned) to unconnectorized, Fiber Trunk Cable Assembly, 24-Fiber, LZSH B2ca | CommScope® | Propel ¦ SYSTIMAX ULL |  | Fiber trunk cable assembly
UJGQPQXTM |  | Base Product | Ultra Low Loss (ULL) Singlemode MPO8 (Non-Pinned) to MPO8 (Pinned), Fiber Trunk Cable Assembly, 144-Fiber, Dual Rated (OFNR/LSZH) | CommScope® | Propel ¦ SYSTIMAX ULL |  | Fiber trunk cable assembly
UJGQXUCTK |  | Base Product | Ultra Low Loss (ULL) Singlemode MPO8 (Pinned) to unconnectorized, Fiber Trunk Cable Assembly, 72-Fiber, Dual Rated (OFNR/LSZH) | CommScope® | Propel ¦ SYSTIMAX ULL |  | Fiber trunk cable assembly
U3VQXUCTH |  | Base Product | Ultra Low Loss (ULL) OM5 MPO8 (Pinned) to unconnectorized, Fiber Trunk Cable Assembly, 48-Fiber, LZSH B2ca | CommScope® | Propel ¦ SYSTIMAX ULL |  | Fiber trunk cable assembly
UGVQPUCTU |  | Base Product | Ultra Low Loss (ULL) OM5 MPO8 (Non-Pinned) to unconnectorized, Fiber Trunk Cable Assembly, 64-Fiber, Plenum | CommScope® | Propel ¦ SYSTIMAX ULL |  | Fiber trunk cable assembly
U3VQPQXTN |  | Base Product | Ultra Low Loss (ULL) OM5 MPO8 (Non-Pinned) to MPO8 (Pinned), Fiber Trunk Cable Assembly, 192-Fiber, LZSH B2ca | CommScope® | Propel ¦ SYSTIMAX ULL |  | Fiber trunk cable assembly
UJXQXQXTF |  | Base Product | Ultra Low Loss (ULL) OM4 MPO8 (Pinned) to MPO8 (Pinned), Fiber Trunk Cable Assembly, 24-Fiber, Dual Rated (OFNR/LSZH) | CommScope® | Propel ¦ SYSTIMAX ULL |  | Fiber trunk cable assembly
UJGQPQXTS |  | Base Product | Ultra Low Loss (ULL) Singlemode MPO8 (Non-Pinned) to MPO8 (Pinned), Fiber Trunk Cable Assembly, 32-Fiber, Dual Rated (OFNR/LSZH) | CommScope® | Propel ¦ SYSTIMAX ULL |  | Fiber trunk cable assembly
U3XQXUCTN |  | Base Product | Ultra Low Loss (ULL) OM4 MPO8 (Pinned) to unconnectorized, Fiber Trunk Cable Assembly, 192-Fiber, LZSH B2ca | CommScope® | Propel ¦ SYSTIMAX ULL |  | Fiber trunk cable assembly
UQXQXUCF8 |  | Base Product | Ultra Low Loss (ULL) OM4 MPO8 (Pinned) to unconnectorized, Fiber Patch Cord, 8-Fiber, Plenum | CommScope® | Propel ¦ SYSTIMAX ULL |  | Fiber array cable assembly
UJGQXUCTR |  | Base Product | Ultra Low Loss (ULL) Singlemode MPO8 (Pinned) to unconnectorized, Fiber Trunk Cable Assembly, 16-Fiber, Dual Rated (OFNR/LSZH) | CommScope® | Propel ¦ SYSTIMAX ULL |  | Fiber trunk cable assembly
UJVQXUCT8 |  | Base Product | Ultra Low Loss (ULL) OM5 MPO8 (Pinned) to unconnectorized, Fiber Trunk Cable Assembly, 8-Fiber, Dual Rated (OFNR/LSZH) | CommScope® | Propel ¦ SYSTIMAX ULL |  | Fiber trunk cable assembly
UJVQXUCTH |  | Base Product | Ultra Low Loss (ULL) OM5 MPO8 (Pinned) to unconnectorized, Fiber Trunk Cable Assembly, 48-Fiber, Dual Rated (OFNR/LSZH) | CommScope® | Propel ¦ SYSTIMAX ULL |  | Fiber trunk cable assembly
UJVQPQXT8 |  | Base Product | Ultra Low Loss (ULL) OM5 MPO8 (Non-Pinned) to MPO8 (Pinned), Fiber Trunk Cable Assembly, 8-Fiber, Dual Rated (OFNR/LSZH) | CommScope® | Propel ¦ SYSTIMAX ULL |  | Fiber trunk cable assembly
UJGQPUCTL |  | Base Product | Ultra Low Loss (ULL) Singlemode MPO8 (Non-Pinned) to unconnectorized, Fiber Trunk Cable Assembly, 96-Fiber, Dual Rated (OFNR/LSZH) | CommScope® | Propel ¦ SYSTIMAX ULL |  | Fiber trunk cable assembly
UJVQPQXTF |  | Base Product | Ultra Low Loss (ULL) OM5 MPO8 (Non-Pinned) to MPO8 (Pinned), Fiber Trunk Cable Assembly, 24-Fiber, Dual Rated (OFNR/LSZH) | CommScope® | Propel ¦ SYSTIMAX ULL |  | Fiber trunk cable assembly
UJXQXQXTS |  | Base Product | Ultra Low Loss (ULL) OM4 MPO8 (Pinned) to MPO8 (Pinned), Fiber Trunk Cable Assembly,32-Fiber, Dual Rated (OFNR/LSZH) | CommScope® | Propel ¦ SYSTIMAX ULL |  | Fiber trunk cable assembly
URGQXQXF8 |  | Base Product | Ultra Low Loss (ULL) Singlemode MPO8 (Pinned) to MPO8 (Pinned), Fiber Patch Cord, 8-Fiber, Dual Rated (OFNR/LSZH) | CommScope® | Propel ¦ SYSTIMAX ULL |  | Fiber array cable assembly
UJXQXUCTF |  | Base Product | Ultra Low Loss (ULL) OM4 MPO8 (Pinned) to unconnectorized, Fiber Trunk Cable Assembly, 24-Fiber, Dual Rated (OFNR/LSZH) | CommScope® | Propel ¦ SYSTIMAX ULL |  | Fiber trunk cable assembly
U3XQPQXTL |  | Base Product | Ultra Low Loss (ULL) OM4 MPO8 (Non-Pinned) to MPO8 (Pinned), Fiber Trunk Cable Assembly, 96-Fiber, LZSH B2ca | CommScope® | Propel ¦ SYSTIMAX ULL |  | Fiber trunk cable assembly
U3GQXQXTK |  | Base Product | Ultra Low Loss (ULL) Singlemode MPO8 (Pinned) to MPO8 (Pinned), Fiber Trunk Cable Assembly, 72-Fiber, LZSH B2ca | CommScope® | Propel ¦ SYSTIMAX ULL |  | Fiber trunk cable assembly
UGGQPQXTM |  | Base Product | Ultra Low Loss (ULL) Singlemode MPO8 (Non-Pinned) to MPO8 (Pinned), Fiber Trunk Cable Assembly, 144-Fiber, Plenum | CommScope® | Propel ¦ SYSTIMAX ULL |  | Fiber trunk cable assembly
UJVQPQXTM |  | Base Product | Ultra Low Loss (ULL) OM5 MPO8 (Non-Pinned) to MPO8 (Pinned), Fiber Trunk Cable Assembly, 144-Fiber, Dual Rated (OFNR/LSZH) | CommScope® | Propel ¦ SYSTIMAX ULL |  | Fiber trunk cable assembly
UGXQPUCTN |  | Base Product | Ultra Low Loss (ULL) OM4 MPO8 (Non-Pinned) to unconnectorized, Fiber Trunk Cable Assembly, 192-Fiber, Plenum | CommScope® | Propel ¦ SYSTIMAX ULL |  | Fiber trunk cable assembly
UGGQXUCTR |  | Base Product | Ultra Low Loss (ULL) Singlemode MPO8 (Pinned) to unconnectorized, Fiber Trunk Cable Assembly, 16-Fiber, Plenum | CommScope® | Propel ¦ SYSTIMAX ULL |  | Fiber trunk cable assembly
URVQPQPF8 |  | Base Product | Ultra Low Loss (ULL) OM5 MPO8 (Non-Pinned) to MPO8 (Non-Pinned), Fiber Array Cable Assembly, 8-Fiber, Dual Rated (OFNR/LSZH) | CommScope® | Propel ¦ SYSTIMAX ULL |  | Fiber array cable assembly
UJVQXUCTU |  | Base Product | Ultra Low Loss (ULL) OM5 MPO8 (Pinned) to unconnectorized, Fiber Trunk Cable Assembly,64-Fiber, Dual Rated (OFNR/LSZH) | CommScope® | Propel ¦ SYSTIMAX ULL |  | Fiber trunk cable assembly
U3GQXQXTM |  | Base Product | Ultra Low Loss (ULL) Singlemode MPO8 (Pinned) to MPO8 (Pinned), Fiber Trunk Cable Assembly, 144-Fiber, Dual Rated (OFNR/LSZH) B2ca | CommScope® | Propel ¦ SYSTIMAX ULL |  | Fiber trunk cable assembly
UJVQPQXTR |  | Base Product | Ultra Low Loss (ULL) OM5 MPO8 (Non-Pinned) to MPO8 (Pinned), Fiber Trunk Cable Assembly, 16-Fiber, Dual Rated (OFNR/LSZH) | CommScope® | Propel ¦ SYSTIMAX ULL |  | Fiber trunk cable assembly
U3XQPQXTR |  | Base Product | Ultra Low Loss (ULL) OM4 MPO8 (Non-Pinned) to MPO8 (Pinned), Fiber Trunk Cable Assembly, 16-Fiber, LZSH B2ca | CommScope® | Propel ¦ SYSTIMAX ULL |  | Fiber trunk cable assembly
UGXQXQXT8 |  | Base Product | Ultra Low Loss (ULL) OM4 MPO8 (Pinned) to MPO8 (Pinned), Fiber Trunk Cable Assembly, 8-Fiber, Plenum | CommScope® | Propel ¦ SYSTIMAX ULL |  | Fiber trunk cable assembly
FHZMPMXAL |  | Base Product | OM3 MPO (Unpinned) to MPO (Pinned), InstaPATCH® 360 Armored Pre-terminated Trunk Cable, 96-Fiber, Plenum | CommScope® | SYSTIMAX InstaPATCH® 360 |  | Fiber trunk cable assembly |  | Discontinued
FHZMPMPAL |  | Base Product | OM3 MPO (Unpinned) to MPO (Unpinned), InstaPATCH® 360 Armored Pre-terminated Trunk Cable, 96-Fiber, Plenum | CommScope® | SYSTIMAX InstaPATCH® 360 |  | Fiber trunk cable assembly |  | Discontinued
FHXMPMXAF |  | Base Product | OM4 MPO (Unpinned) to MPO (Pinned), InstaPATCH® 360 Armored Pre-terminated Trunk Cable, 24-Fiber, Plenum | CommScope® | SYSTIMAX InstaPATCH® 360 |  | Fiber trunk cable assembly |  | Discontinued
FJVMPMPAL |  | Base Product | OM5 MPO (Unpinned) to MPO (Unpinned), InstaPATCH® 360 Pre-terminated Trunk Cable, 96-Fiber, Low Smoke Zero Halogen | CommScope® | SYSTIMAX InstaPATCH® 360 |  | Fiber trunk cable assembly
FJVMPMPAD |  | Base Product | OM5 MPO (Unpinned) to MPO (Unpinned), InstaPATCH® 360 Pre-terminated Trunk Cable, 12-Fiber, Low Smoke Zero Halogen | CommScope® | SYSTIMAX InstaPATCH® 360 |  | Fiber trunk cable assembly
FJWMPMXAG |  | Base Product | Singlemode MPO (Unpinned) to MPO (Pinned), InstaPATCH® 360 Pre-terminated Trunk Cable, 36-Fiber, Low Smoke Zero Halogen | CommScope® | SYSTIMAX InstaPATCH® 360 |  | Fiber trunk cable assembly
FJVMPMPAH |  | Base Product | OM5 MPO (Unpinned) to MPO (Unpinned), InstaPATCH® 360 Pre-terminated Trunk Cable, 48-Fiber, Low Smoke Zero Halogen | CommScope® | SYSTIMAX InstaPATCH® 360 |  | Fiber trunk cable assembly
FJWMPMPDF |  | Base Product | Singlemode MPO (Unpinned) to MPO (Unpinned), InstaPATCH® 360 Pre-terminated Indoor/Outdoor Trunk Cable, 24-Fiber, Low Smoke Zero Halogen | CommScope® | SYSTIMAX InstaPATCH® 360 |  | Fiber trunk cable assembly
FJZMPMPAD |  | Base Product | OM3 MPO (Unpinned) to MPO (Unpinned), InstaPATCH® 360 Pre-terminated Trunk Cable, 12-Fiber, Low Smoke Zero Halogen | CommScope® | SYSTIMAX InstaPATCH® 360 |  | Fiber trunk cable assembly
FJZMPMPAF |  | Base Product | OM3 MPO (Unpinned) to MPO (Unpinned), InstaPATCH® 360 Pre-terminated Trunk Cable, 24-Fiber, Low Smoke Zero Halogen | CommScope® | SYSTIMAX InstaPATCH® 360 |  | Fiber trunk cable assembly
FJZMPMXAH |  | Base Product | OM3 MPO (Unpinned) to MPO (Pinned), InstaPATCH® 360 Pre-terminated Trunk Cable, 48-Fiber, Low Smoke Zero Halogen | CommScope® | SYSTIMAX InstaPATCH® 360 |  | Fiber trunk cable assembly
FJZMPMPAG |  | Base Product | OM3 MPO (Unpinned) to MPO (Unpinned), InstaPATCH® 360 Pre-terminated Trunk Cable, 36-Fiber, Low Smoke Zero Halogen | CommScope® | SYSTIMAX InstaPATCH® 360 |  | Fiber trunk cable assembly
FJZMPMXAK |  | Base Product | OM3 MPO (Unpinned) to MPO (Pinned), InstaPATCH® 360 Pre-terminated Trunk Cable, 72-Fiber, Low Smoke Zero Halogen | CommScope® | SYSTIMAX InstaPATCH® 360 |  | Fiber trunk cable assembly
FJZMPMXAM |  | Base Product | OM3 MPO (Unpinned) to MPO (Pinned), InstaPATCH® 360 Pre-terminated Trunk Cable, 144-Fiber, Low Smoke Zero Halogen | CommScope® | SYSTIMAX InstaPATCH® 360 |  | Fiber trunk cable assembly
FJXMPMXAF |  | Base Product | OM4 MPO (Unpinned) to MPO (Pinned), InstaPATCH® 360 Pre-terminated Trunk Cable, 24-Fiber, Low Smoke Zero Halogen | CommScope® | SYSTIMAX InstaPATCH® 360 |  | Fiber trunk cable assembly
FJXMPMXAG |  | Base Product | OM4 MPO (Unpinned) to MPO (Pinned), InstaPATCH® 360 Pre-terminated Trunk Cable, 36-Fiber, Low Smoke Zero Halogen | CommScope® | SYSTIMAX InstaPATCH® 360 |  | Fiber trunk cable assembly
FKWMPMPAM |  | Base Product | Singlemode MPO (Unpinned) to MPO (Unpinned), InstaPATCH® 360 Armored Pre-terminated Trunk Cable, 144-Fiber, Low Smoke Zero Halogen | CommScope® | SYSTIMAX InstaPATCH® 360 |  | Fiber trunk cable assembly |  | Discontinued
FKZMPMPAG |  | Base Product | OM3 MPO (Unpinned) to MPO (Unpinned), InstaPATCH® 360 Armored Pre-terminated Trunk Cable, 36-Fiber, Low Smoke Zero Halogen | CommScope® | SYSTIMAX InstaPATCH® 360 |  | Fiber trunk cable assembly
FKXMPMXAL |  | Base Product | OM4 MPO (Unpinned) to MPO (Pinned), InstaPATCH® 360 Armored Pre-terminated Trunk Cable, 96-Fiber, Low Smoke Zero Halogen | CommScope® | SYSTIMAX InstaPATCH® 360 |  | Fiber trunk cable assembly |  | Discontinued
FLXMPUCAF |  | Base Product | OM4 MPO (Unpinned) to Unconnectorized, InstaPATCH® 360 Ruggedized Fanout Cable, 24-Fiber, Plenum | CommScope® | SYSTIMAX InstaPATCH® 360 |  | Ruggedized fanout
FLZMPSCAK |  | Base Product | OM3 MPO (Unpinned) to SC/UPC, InstaPATCH® 360 Ruggedized Fanout Cable, 72-Fiber, Plenum | CommScope® | SYSTIMAX InstaPATCH® 360 |  | Ruggedized fanout
FNWMPLCAH |  | Base Product | Singlemode MPO (Unpinned) to LC/UPC, InstaPATCH® 360 Ruggedized Fanout Cable, 48-Fiber, Low Smoke Zero Halogen | CommScope® | SYSTIMAX InstaPATCH® 360 |  | Ruggedized fanout
FNXMPSCAF |  | Base Product | OM4 MPO (Unpinned) to SC/UPC, InstaPATCH® 360 Ruggedized Fanout Cable, 24-Fiber, Low Smoke Zero Halogen | CommScope® | SYSTIMAX InstaPATCH® 360 |  | Ruggedized fanout
FNXMXLCAF |  | Base Product | OM4 MPO (Pinned) to LC/UPC, InstaPATCH® 360 Ruggedized Fanout Cable, 24-Fiber, Low Smoke Zero Halogen | CommScope® | SYSTIMAX InstaPATCH® 360 |  | Ruggedized fanout
FNZMPSCAH |  | Base Product | OM3 MPO (Unpinned) to SC/UPC, InstaPATCH® 360 Ruggedized Fanout Cable, 48-Fiber, Low Smoke Zero Halogen | CommScope® | SYSTIMAX InstaPATCH® 360 |  | Ruggedized fanout
760244868 | MDB-H08YQQ00026KSG7K2L MPO8F-SC | Variant | Multi Distribution Break Out Cable Singlemode MPO/8 equipment unpinned to SC/APC, 8 fibers, LSZH, 26 meters |  |  |  | Fiber array cable assembly
760244901 | MDB-H08YQQ00008KSG7K2L MPO8F-SC | Variant | Multi Distribution Break Out Cable Singlemode MPO/8 equipment unpinned to SC/APC, 8 fibers, LSZH, 8 meters |  |  |  | Fiber array cable assembly
UNXMXLCAD |  | Base Product | Ultra Low Loss (ULL) LazrSPEED® 550 MPO (Pinned) to LC/UPC, InstaPATCH® 360 Ruggedized Fanout Cable, 12-Fiber, LSZH | CommScope® | SYSTIMAX InstaPATCH® 360 ¦ SYSTIMAX ULL |  | Ruggedized fanout
UNGMXLCAK |  | Base Product | Ultra Low Loss (ULL) Singlemode MPO (Pinned) to LC/UPC, InstaPATCH® 360 Ruggedized Fanout Cable, 72-Fiber, LSZH | CommScope® | SYSTIMAX InstaPATCH® 360 |  | Ruggedized fanout
UGGMXUCAH |  | Base Product | Ultra Low Loss (ULL) Singlemode MPO12 (Pinned) to Unconnectorized, Fiber Trunk Cable Assembly, 48-Fiber, Plenum | CommScope® | SYSTIMAX ULL |  | Fiber trunk cable assembly
FLWLCLCAD |  | Base Product | SingleMode LC/UPC to LC/UPC, InstaPATCH® 360 Ruggedized Fiber Fanout Cable Assembly, 12-Fiber, Plenum | CommScope® | SYSTIMAX InstaPATCH® 360 |  | Ruggedized fanout
FLXLCUCAH |  | Base Product | OM4 LC/UPC to Unconnectorized 48-Fiber InstaPATCH® 360 Ruggedized Fanout Cable, Plenum | CommScope® | SYSTIMAX InstaPATCH® 360 |  | Ruggedized fanout
FLZLCUCAH |  | Base Product | OM3 LC/UPC to Unconnectorized 48-Fiber InstaPATCH® 360 Ruggedized Fanout Cable, Plenum | CommScope® | SYSTIMAX InstaPATCH® 360 |  | Ruggedized fanout
FNWLCLCAK |  | Base Product | Singlemode LC/UPC to LC/UPC, InstaPATCH® 360 Ruggedized Fiber Fanout Cable Assembly, 72-Fiber, Low Smoke Zero Halogen (LSZH) | CommScope® | SYSTIMAX InstaPATCH® 360 |  | Ruggedized fanout
FNXLCLCAK |  | Base Product | OM4 LC/UPC to LC/UPC 72-Fiber InstaPATCH® 360 Ruggedized Fanout Cable, Low Smoke Zero Halogen | CommScope® | SYSTIMAX InstaPATCH® 360 |  | Ruggedized fanout
FNXLCUCAD |  | Base Product | OM4 LC/UPC to Unconnectorized 12-Fiber InstaPATCH® 360 Ruggedized Fanout Cable, Low Smoke Zero Halogen | CommScope® | SYSTIMAX InstaPATCH® 360 |  | Ruggedized fanout
FNZLCLCAG |  | Base Product | OM3 LC/UPC to LC/UPC 36-Fiber InstaPATCH® 360 Ruggedized Fanout Cable, Low Smoke Zero Halogen | CommScope® | SYSTIMAX InstaPATCH® 360 |  | Ruggedized fanout
FPM-07/K-AN010M |  | Variant | Fiber Optic Patch Cord, Multi-fiber, Singlemode, 4 fibers, SC/UPC to LC/UPC, yellow, 10 m |  |  | FPM | Fiber distribution cable assembly
FPM-07/0-M005F |  | Variant | Fiber Optic Pigtail, Multi-fiber, Singlemode, 12 fibers, SC/UPC to stub, yellow, 5 ft |  |  | FPM | Fiber pigtail ¦ multi-fiber
IFC-7/7VP016-PPV |  | Variant | Fiber Optic Intra Facility Fiber Cable, OS2, SC/UPC to SC/UPC, yellow, 16 m |  |  | IFC | Fiber distribution cable assembly
IFC-7/7VP025-PPP3V |  | Variant | Fiber Optic Intra Facility Fiber Cable, OS2, SC/UPC to SC/UPC, yellow, 25 m |  |  | IFC | Fiber distribution cable assembly
IFC-7/7VP026-PPV |  | Variant | Fiber Optic Intra Facility Fiber Cable, OS2, SC/UPC to SC/UPC, yellow, 26 m |  |  | IFC | Fiber distribution cable assembly
IFC-7/7VP150-P3V |  | Variant | Intra Facility Fiber Cable, OS2, SC/UPC- SC/UPC, 72-fiber ribbon, 150 m, with NG3 pulling socks |  |  | IFC | Fiber distribution cable assembly
IFC-7/7VP080-PPP3V |  | Variant | Fiber Optic Intra Facility Fiber Cable, OS2, SC/UPC to SC/UPC, yellow, 80 m |  |  | IFC | Fiber distribution cable assembly
IFC-K/0FJ003-2A |  | Variant | Intra Facility Fiber Cable, OS2, LC/UPC-stub, 3 m, FL2 breakout 12-exit up/down |  |  | IFC | Fiber distribution cable assembly
1430074 | FPM-07/7-AN016M-VE/45 | Variant | Fiber Optic Patch Cord, Multi-fiber, Singlemode, 4 fibers, SC/UPC to SC/UPC, yellow, 16 m |  |  | FPM | Fiber distribution cable assembly
1435215 | FPM-07/7-AC020M-39/60 | Variant | Fiber Optic Patch Cord, Multi-fiber, Singlemode, 2 fibers, SC/UPC to SC/UPC, yellow, 20 m |  |  | FPM | Fiber distribution cable assembly
1435216 | FPM-07/K-AC020M-60/39 | Variant | Fiber Optic Patch Cord, Multi-fiber, Singlemode, 2 fibers, SC/UPC to LC/UPC, yellow, 20 m |  |  | FPM | Fiber distribution cable assembly
1442668 | FPM-0M/E-AT016M-VB/60 | Variant | Fiber Optic Patch Cord, Multi-fiber, Singlemode, 24 fibers, LC/APC to SC/APC, yellow, 16 m |  |  | FPM | Fiber distribution cable assembly
1442666 | FPM-0M/E-AT013M-VB/60 | Variant | Fiber Optic Patch Cord, Multi-fiber, Singlemode, 24 fibers, LC/APC to SC/APC, yellow, 13 m |  |  | FPM | Fiber distribution cable assembly
MA-S8 |  | Variant of MA | Fiber Optic Patch Cord, Multi-fiber, Singlemode, LC/APC to MPO Female, Yellow |  |  | MA | Fiber distribution cable assembly
MA-SJ |  | Variant of MA | Fiber Optic Patch Cord, Multi-fiber, Singlemode, LC/UPC to Unconnectorized, Yellow |  |  | MA | Fiber distribution cable assembly
ALGLGUCCL |  | Base Product | Ultra Low Loss ULL TeraSPEED® LC/UPC to Unconnectorized Ruggedized fanout Cable, 96-Fiber, Plenum, 12 fiber PmP 2.0 mm | CommScope® | SYSTIMAX ULL |  | Ruggedized fanout
FSWLCLCWD |  | Base Product | TeraSPEED® LC/UPC to LC/UPC, Distribution Cable, 12-Fiber, Plenum | CommScope® | SYSTIMAX InstaPATCH® 360 |  | Fiber distribution cable assembly
FSXLCLCWF |  | Base Product | LazrSPEED® 550 LC/UPC to LC/UPC, Distribution Cable, 24-Fiber, Plenum | CommScope® | SYSTIMAX InstaPATCH® 360 |  | Fiber distribution cable assembly
FSWLCLCWK |  | Base Product | TeraSPEED® LC/UPC to LC/UPC, Distribution Cable, 72-Fiber, Plenum | CommScope® | SYSTIMAX InstaPATCH® 360 |  | Fiber distribution cable assembly
U4GLALACL |  | Base Product | Ultra Low Loss ULL TeraSPEED® LC/APC to LC/APC Ruggedized fanout Cable, 96-Fiber, LSZH, 12 fiber PmP 2.0 mm /B2ca | CommScope® | SYSTIMAX ULL |  | Ruggedized fanout
U4GLCLCCF |  | Base Product | Ultra Low Loss ULL TeraSPEED® LC/UPC to LC/UPC Ruggedized fanout Cable, 24-Fiber, LSZH, 12 fiber PmP 2.0 mm /B2ca | CommScope® | SYSTIMAX ULL |  | Ruggedized fanout
U4VLULUCM |  | Base Product | Ultra Low Loss ULL LazrSPEED® 550 OM5 LC/UPC Uniboot to LC/UPC Uniboot Ruggedized fanout Cable, 144-Fiber, LSZH, 12 fiber PmP 2.0 mm /B2ca | CommScope® | SYSTIMAX ULL |  | Ruggedized fanout
U4VLCLCCK |  | Base Product | Ultra Low Loss ULL LazrSPEED® 550 OM5 LC/UPC to LC/UPC Ruggedized fanout Cable, 72-Fiber, LSZH, 12 fiber PmP 2.0 mm /B2ca | CommScope® | SYSTIMAX ULL |  | Ruggedized fanout
U4GSASACD |  | Base Product | Ultra Low Loss ULL TeraSPEED® SC/APC to SC/APC Ruggedized fanout Cable, 12-Fiber, LSZH, 12 fiber PmP 2.0 mm /B2ca | CommScope® | SYSTIMAX ULL |  | Ruggedized fanout
U4XLCLCCH |  | Base Product | Ultra Low Loss ULL LazrSPEED® 550 LC/UPC to LC/UPC Ruggedized fanout Cable, 48-Fiber, LSZH, 12 fiber PmP 2.0 mm /B2ca | CommScope® | SYSTIMAX ULL |  | Ruggedized fanout
U4VSCSCCF |  | Base Product | Ultra Low Loss ULL LazrSPEED® 550 OM5 SC/UPC to SC/UPC Ruggedized fanout Cable, 24-Fiber, LSZH, 12 fiber PmP 2.0 mm /B2ca | CommScope® | SYSTIMAX ULL |  | Ruggedized fanout
U4VSCSCCH |  | Base Product | Ultra Low Loss ULL LazrSPEED® 550 OM5 SC/UPC to SC/UPC Ruggedized fanout Cable, 48-Fiber, LSZH, 12 fiber PmP 2.0 mm /B2ca | CommScope® | SYSTIMAX ULL |  | Ruggedized fanout
U4XLULUCF |  | Base Product | Ultra Low Loss ULL LazrSPEED® 550 LC/UPC Uniboot to LC/UPC Uniboot Ruggedized fanout Cable, 24-Fiber, LSZH, 12 fiber PmP 2.0 mm /B2ca | CommScope® | SYSTIMAX ULL |  | Ruggedized fanout
U4XSCSCCD |  | Base Product | Ultra Low Loss ULL LazrSPEED® 550 SC/UPC to SC/UPC Ruggedized fanout Cable, 12-Fiber, LSZH, 12 fiber PmP 2.0 mm /B2ca | CommScope® | SYSTIMAX ULL |  | Ruggedized fanout
U4XSCSCCG |  | Base Product | Ultra Low Loss ULL LazrSPEED® 550 SC/UPC to SC/UPC Ruggedized fanout Cable, 36-Fiber, LSZH, 12 fiber PmP 2.0 mm /B2ca | CommScope® | SYSTIMAX ULL |  | Ruggedized fanout
U4XSCSCCL |  | Base Product | Ultra Low Loss ULL LazrSPEED® 550 SC/UPC to SC/UPC Ruggedized fanout Cable, 96-Fiber, LSZH, 12 fiber PmP 2.0 mm /B2ca | CommScope® | SYSTIMAX ULL |  | Ruggedized fanout
ULGLFLFCM |  | Base Product | Ultra Low Loss ULL TeraSPEED® LC/UPC G B to LC/UPC G B Ruggedized fanout Cable, 144-Fiber, Plenum, 12 fiber PmP 2.0 mm Dca | CommScope® | SYSTIMAX ULL |  | Ruggedized fanout
ULGLCLCCM |  | Base Product | Ultra Low Loss ULL TeraSPEED® LC/UPC to LC/UPC Ruggedized fanout Cable, 144-Fiber, Plenum | CommScope® | SYSTIMAX ULL |  | Ruggedized fanout
ULGLGLGCF |  | Base Product | Ultra Low Loss ULL TeraSPEED® LC/APC G B to LC/APC G B Ruggedized fanout Cable, 24-Fiber, Plenum, 12 fiber PmP 2.0 mm Dca | CommScope® | SYSTIMAX ULL |  | Ruggedized fanout
ULGLGLGCG |  | Base Product | Ultra Low Loss ULL TeraSPEED® LC/APC G B to LC/APC G B Ruggedized fanout Cable, 36-Fiber, Plenum, 12 fiber PmP 2.0 mm Dca | CommScope® | SYSTIMAX ULL |  | Ruggedized fanout
ULGLULUCL |  | Base Product | Ultra Low Loss ULL TeraSPEED® LC/UPC Uniboot to LC/UPC Uniboot Ruggedized fanout Cable, 96-Fiber, Plenum, 12 fiber PmP 2.0 mm Dca | CommScope® | SYSTIMAX ULL |  | Ruggedized fanout
ULGLGLGCK |  | Base Product | Ultra Low Loss ULL TeraSPEED® LC/APC G B to LC/APC G B Ruggedized fanout Cable, 72-Fiber, Plenum, 12 fiber PmP 2.0 mm Dca | CommScope® | SYSTIMAX ULL |  | Ruggedized fanout
ULGLULUCM |  | Base Product | Ultra Low Loss ULL TeraSPEED® LC/UPC Uniboot to LC/UPC Uniboot Ruggedized fanout Cable, 144-Fiber, Plenum, 12 fiber PmP 2.0 mm Dca | CommScope® | SYSTIMAX ULL |  | Ruggedized fanout
ULGLULUCD |  | Base Product | Ultra Low Loss ULL TeraSPEED® LC/UPC Uniboot to LC/UPC Uniboot Ruggedized fanout Cable, 12-Fiber, Plenum, 12 fiber PmP 2.0 mm Dca | CommScope® | SYSTIMAX ULL |  | Ruggedized fanout
ULVLULUCL |  | Base Product | Ultra Low Loss ULL LazrSPEED® 550 OM5 LC/UPC Uniboot to LC/UPC Uniboot Ruggedized fanout Cable, 96-Fiber, Plenum, 12 fiber PmP 2.0 mm Dca | CommScope® | SYSTIMAX ULL |  | Ruggedized fanout
ULGSASACG |  | Base Product | Ultra Low Loss ULL TeraSPEED® SC/APC to SC/APC Ruggedized fanout Cable, 36-Fiber, Plenum, 12 fiber PmP 2.0 mm Dca | CommScope® | SYSTIMAX ULL |  | Ruggedized fanout
ULGSCSCCL |  | Base Product | Ultra Low Loss ULL TeraSPEED® SC/UPC to SC/UPC Ruggedized fanout Cable, 96-Fiber, Plenum, 12 fiber PmP 2.0 mm Dca | CommScope® | SYSTIMAX ULL |  | Ruggedized fanout
ULGSASACK |  | Base Product | Ultra Low Loss ULL TeraSPEED® SC/APC to SC/APC Ruggedized fanout Cable, 72-Fiber, Plenum, 12 fiber PmP 2.0 mm Dca | CommScope® | SYSTIMAX ULL |  | Ruggedized fanout
ULVLULUCH |  | Base Product | Ultra Low Loss ULL LazrSPEED® 550 OM5 LC/UPC Uniboot to LC/UPC Uniboot Ruggedized fanout Cable, 48-Fiber, Plenum, 12 fiber PmP 2.0 mm Dca | CommScope® | SYSTIMAX ULL |  | Ruggedized fanout
ULXLCLCCD |  | Base Product | Ultra Low Loss ULL LazrSPEED® 550 LC/UPC to LC/UPC Ruggedized fanout Cable, 12-Fiber, Plenum, 12 fiber PmP 2.0 mm Dca | CommScope® | SYSTIMAX ULL |  | Ruggedized fanout
ULXLCLCCM |  | Base Product | Ultra Low Loss ULL LazrSPEED® 550 LC/UPC to LC/UPC Ruggedized fanout Cable, 144-Fiber, Plenum, 12 fiber PmP 2.0 mm Dca | CommScope® | SYSTIMAX ULL |  | Ruggedized fanout
ULXLULUCD |  | Base Product | Ultra Low Loss ULL LazrSPEED® 550 LC/UPC Uniboot to LC/UPC Uniboot Ruggedized fanout Cable, 12-Fiber, Plenum, 12 fiber PmP 2.0 mm Dca | CommScope® | SYSTIMAX ULL |  | Ruggedized fanout
UNGLULUCD |  | Base Product | Ultra Low Loss ULL TeraSPEED® LC/UPC Uniboot to LC/UPC Uniboot Ruggedized fanout Cable, 12-Fiber, LSZH | CommScope® | SYSTIMAX ULL |  | Ruggedized fanout
UNGLULUCG |  | Base Product | Ultra Low Loss ULL TeraSPEED® LC/UPC Uniboot to LC/UPC Uniboot Ruggedized fanout Cable, 36-Fiber, LSZH, 12 fiber PmP 2.0 mm Dca | CommScope® | SYSTIMAX ULL |  | Ruggedized fanout
UNGSCSCCG |  | Base Product | Ultra Low Loss ULL TeraSPEED® SC/UPC to SC/UPC Ruggedized fanout Cable, 36-Fiber, LSZH, 12 fiber PmP 2.0 mm Dca | CommScope® | SYSTIMAX ULL |  | Ruggedized fanout
UNVLCLCCL |  | Base Product | Ultra Low Loss ULL LazrSPEED® 550 OM5 LC/UPC to LC/UPC Ruggedized fanout Cable, 96-Fiber, LSZH, 12 fiber PmP 2.0 mm Dca | CommScope® | SYSTIMAX ULL |  | Ruggedized fanout
UNGSASACD |  | Base Product | Ultra Low Loss ULL TeraSPEED® SC/APC to SC/APC Ruggedized fanout Cable, 12-Fiber, LSZH, 12 fiber PmP 2.0 mm Dca | CommScope® | SYSTIMAX ULL |  | Ruggedized fanout
1-2160544-4 |  | Variant of 2160544 | Fiber Optic Patch Cord, Duplex, Multimode, LC/UPC to LC/UPC, aqua, 1.4 m | CommScope® |  | 216 | Fiber patch cord ¦ duplex
760253381 | OCJ-SF-03MASHA-SF | Variant of OCJ | Fiber Optic Patch Cord, Duplex, Singlemode, SC/UPC to SC/UPC, yellow, 3 m |  |  | OCJ | Fiber patch cord ¦ duplex
5-2160046-6 |  | Variant of 2160046 | Fiber Optic Patch Cord, OM4, LC duplex to LC duplex, 1.8 mm LSZH, 56 m, aqua | CommScope® |  | 216 | Fiber patch cord ¦ duplex
6-2160046-2 |  | Variant of 2160046 | Fiber Optic Patch Cord, OM4, LC duplex to LC duplex, 1.8 mm LSZH, 62 m, aqua | CommScope® |  | 216 | Fiber patch cord ¦ duplex
2105092-7 |  | Variant of 2105092 | Fiber Optic Patch Cord, Duplex, OS2, SC/UPC to SC/UPC, LSZH & OFNR, yellow, 7 m | CommScope® |  | 210 | Fiber patch cord ¦ duplex
1-2105061-6 |  | Variant of 2105061 | Fiber Optic Patch Cord, Duplex, Multimode, LC/UPC to LC/UPC, LSZH & OFNR, aqua, 16 m | CommScope® |  | 210 | Fiber patch cord ¦ duplex
1-2105061-8 |  | Variant of 2105061 | Fiber Optic Patch Cord, Duplex, Multimode, LC/UPC to LC/UPC, LSZH & OFNR, aqua, 18 m | CommScope® |  | 210 | Fiber patch cord ¦ duplex
1-2105061-9 |  | Variant of 2105061 | Fiber Optic Patch Cord, Duplex, Multimode, LC/UPC to LC/UPC, LSZH & OFNR, aqua, 19 m | CommScope® |  | 210 | Fiber patch cord ¦ duplex
2105032-7 |  | Variant of 2105032 | Fiber Optic Patch Cord, Duplex, Singlemode, LC/UPC to SC/UPC, yellow, 7 m | CommScope® |  | 210 | Fiber patch cord ¦ duplex
7-2105032-0 |  | Variant of 2105032 | Fiber Optic Patch Cord, Duplex, Singlemode, LC/UPC to SC/UPC, yellow, 70 m | CommScope® |  | 210 | Fiber patch cord ¦ duplex
1-2105028-1 |  | Variant of 2105028 | Fiber Optic Patch Cord, OS2, LC/LC duplex, 1.8 mm LSZH & OFNR, 11 m, yellow | CommScope® |  | 210 | Fiber patch cord ¦ duplex
1-2105028-4 |  | Variant of 2105028 | Fiber Optic Patch Cord, OS2, LC/LC duplex, 1.8 mm LSZH & OFNR, 14 m, yellow | CommScope® |  | 210 | Fiber patch cord ¦ duplex
9-2105028-2 |  | Variant of 2105028 | Fiber Optic Patch Cord, Duplex, Singlemode, LC/UPC to LC/UPC, yellow, 95 m | CommScope® |  | 210 | Fiber patch cord ¦ duplex
5-2105028-5 |  | Variant of 2105028 | Fiber Optic Patch Cord, OS2, LC/LC duplex, 1.8 mm LSZH & OFNR, 55 m | CommScope® |  | 210 | Fiber patch cord ¦ duplex
9-2105027-4 |  | Variant of 2105027 | Fiber Optic Patch Cord, OM3, LC/LC duplex, 1.8 mm LSZH & OFNR, 100 m, aqua | CommScope® |  | 210 | Fiber patch cord ¦ duplex
1-2105027-7 |  | Variant of 2105027 | Fiber Optic Patch Cord, OM3, LC to LC duplex, 1.8 mm LSZH & OFNR, 13 m, aqua | CommScope® |  | 210 | Fiber patch cord ¦ duplex
7-2105027-8 |  | Variant of 2105027 | Fiber Optic Patch Cord, OM3, LC/LC duplex, 1.8 mm LSZH & OFNR, 78 m, aqua | CommScope® |  | 210 | Fiber patch cord ¦ duplex
4-2105027-4 |  | Variant of 2105027 | Fiber Optic Patch Cord, OM3, LC/LC duplex, 1.8 mm LSZH & OFNR, 44 m, aqua | CommScope® |  | 210 | Fiber patch cord ¦ duplex
5-2105027-2 |  | Variant of 2105027 | Fiber Optic Patch Cord, OM3, LC/LC duplex, 1.8 mm LSZH & OFNR, 52 m, aqua | CommScope® |  | 210 | Fiber patch cord ¦ duplex
1-2055108-6 |  | Variant of 2055108 | Fiber Optic Patch Cord, Duplex, Multimode, SC/UPC to SC/UPC, aqua, 16 m | CommScope® |  | 205 | Fiber patch cord ¦ duplex
2055108-7 |  | Variant of 2055108 | Fiber Optic Patch Cord, Duplex, Multimode, SC/UPC to SC/UPC, aqua, 7 m | CommScope® |  | 205 | Fiber patch cord ¦ duplex
1-1920743-7 |  | Variant of 1920743 | Fiber Optic Patch Cord, LC to LC, duplex, OM3 XG 10 Gb/s, twin zip, 17 m, aqua | CommScope® |  | 192 | Fiber patch cord ¦ duplex
1-1920743-9 |  | Variant of 1920743 | Fiber Optic Patch Cord, LC to LC, duplex, OM3 XG 10 Gb/s, twin zip, 19 m, aqua | CommScope® |  | 192 | Fiber patch cord ¦ duplex
2-1920743-1 |  | Variant of 1920743 | Fiber Optic Patch Cord, Duplex, Multimode, LC/UPC to LC/UPC, aqua, 21 m | CommScope® |  | 192 | Fiber patch cord ¦ duplex
9-1920743-0 |  | Variant of 1920743 | Fiber Optic Patch Cord, Duplex, Multimode, LC/UPC to LC/UPC, aqua, 90 m | CommScope® |  | 192 | Fiber patch cord ¦ duplex
3-1920743-4 |  | Variant of 1920743 | Fiber Optic Patch Cord, Duplex, Multimode, LC/UPC to LC/UPC, 34 m | CommScope® |  | 192 | Fiber patch cord ¦ duplex
5-1859795-5 |  | Variant of 1859795 | Fiber Optic Patch Cord, Singlemode, LC/UPC to LC/UPC duplex, 3.0 mm LSZH & OFNR, Yellow, 55 m | CommScope® |  | 185 | Fiber patch cord ¦ duplex
K-1859795-0 |  | Variant of 1859795 | Fiber Optic Patch Cord, Singlemode, LC/UPC to LC/UPC duplex, 3.0 mm LSZH & OFNR, Yellow, 190 m | CommScope® |  | 185 | Fiber patch cord ¦ duplex
L-1859795-0 |  | Variant of 1859795 | Fiber Optic Patch Cord, Singlemode, LC/UPC to LC/UPC duplex, 3.0 mm LSZH & OFNR, Yellow, 200 m | CommScope® |  | 185 | Fiber patch cord ¦ duplex
2-1859794-5 |  | Variant of 1859794 | Fiber Optic Patch Cord, Duplex, Multimode OM3, LC/UPC to LC/UPC, 3 mm, LSZH/OFNR, aqua, 25 m | CommScope® |  | 185 | Fiber patch cord ¦ duplex
F-1859794-0 |  | Variant of 1859794 | Fiber Optic Patch Cord, Duplex, Multimode OM3, LC/UPC to LC/UPC, 3 mm, LSZH/OFNR, aqua, 150 m | CommScope® |  | 185 | Fiber patch cord ¦ duplex
2105084-2 |  | Variant of 2105084 | Fiber Optic Patch Cord, Simplex, 0.9mm, LSZH, Multimode OM4, LC/UPC to LC/UPC, Aqua, 2 m | CommScope® |  | 210 | Fiber patch cord ¦ simplex
2105086-2 |  | Variant of 2105086 | Fiber Optic Patch Cord, Simplex, 0.9mm, LSZH, Multimode OM4, SC/UPC to SC/UPC, Aqua, 2 m | CommScope® |  | 210 | Fiber patch cord ¦ simplex
2105082-2 |  | Variant of 2105082 | Fiber Optic Patch Cord, Simplex, 0.9mm, LSZH, Singlemode, SC/UPC to SC/UPC, Yellow, 2 m | CommScope® |  | 210 | Fiber patch cord ¦ simplex
1470392 | FPM-07/K-AN038M-25/39 | Variant | Fiber Optic Patch Cord, Multi-fiber, Singlemode, 4 fibers, SC/UPC to LC/UPC, yellow, 38 m |  |  | FPM | Fiber distribution cable assembly
1470394 | FPM-07/K-AN018M-25/39 | Variant | Fiber Optic Patch Cord, Multi-fiber, Singlemode, 4 fibers, SC/UPC to LC/UPC, yellow, 18 m |  |  | FPM | Fiber distribution cable assembly
1474236 | FPM-07/7-AT019M-25/25 | Variant | Fiber Optic Patch Cord, Multi-fiber, Singlemode, 24 fibers, SC/UPC to SC/UPC, yellow, 19 m |  |  | FPM | Fiber distribution cable assembly
1665922 | FPM-07/7-AF010M-39/25 | Variant | Fiber Optic Patch Cord, Multi-fiber, Singlemode, 12 fibers, SC/UPC to SC/UPC, yellow, 10 m |  |  | FPM | Fiber distribution cable assembly
1680989 | FPM-07/K-AT018M-25/39 | Variant | Fiber Optic Patch Cord, Multi-fiber, Singlemode, 24 fibers, SC/UPC to LC/UPC, yellow, 18 m |  |  | FPM | Fiber distribution cable assembly
1681472 | FPM-07/7-AN054M-25/39 | Variant | Fiber Optic Patch Cord, Multi-fiber, Singlemode, 4 fibers, SC/UPC to SC/UPC, yellow, 50 m |  |  | FPM | Fiber distribution cable assembly
1676892 | FPM-07/K-AT032M-25/39 | Variant | Fiber Optic Patch Cord, Multi-fiber, Singlemode, 24 fibers, SC/UPC to LC/UPC, yellow, 32 m |  |  | FPM | Fiber distribution cable assembly
1688498 | FPM-07/7-AT019M-39/25 | Variant | Fiber Optic Patch Cord, Multi-fiber, Singlemode, 24 fibers, SC/UPC to SC/UPC, yellow, 19 m |  |  | FPM | Fiber distribution cable assembly
300001719050 | FPM-07/K-AS014M-25/39 | Variant | Fiber Optic Patch Cord, Multi-fiber, Singlemode, 8 fibers, SC/UPC to LC/UPC, yellow, 14 m |  |  | FPM | Fiber distribution cable assembly
300001746001 | FPM-07/7-AN056M-39/60 | Variant | Fiber Optic Patch Cord, Multi-fiber, Singlemode, 4 fibers, SC/UPC to SC/UPC, 56 m |  |  | FPM | Fiber distribution cable assembly
300001751090 | FPM-07/7-AT009M-39/25 | Variant | Fiber Optic Patch Cord, OS2, SC/UPC-SC/UPC, 24F RBR, 2.0 mm subunits, 9 m, yellow, 39"/25" breakouts |  |  | FPM | Fiber distribution cable assembly
300001774216 | FPM-07/7-AN029M-39/25 | Variant | Fiber Optic Patch Cord, Multi-fiber, Singlemode, 4 fibers, SC/UPC to SC/UPC, yellow, 29 m |  |  | FPM | Fiber distribution cable assembly
300001774151 | FPM-07/7-AN013M-39/25 | Variant | Fiber Optic Patch Cord, Multi-fiber, Singlemode, 4 fibers, SC/UPC to SC/UPC, yellow, 13 m |  |  | FPM | Fiber distribution cable assembly
300001780383 | FPM-07/K-AC014M-39/60 | Variant | Fiber Optic Patch Cord, Multi-fiber, Singlemode, 2 fibers, SC/UPC to LC/UPC, yellow, 14 m |  |  | FPM | Fiber distribution cable assembly
300001784531 | FPM-07/7-AS032M-25/39 | Variant | Fiber Optic Patch Cord, OS2, SC/UPC-SC/UPC, 8-fiber RBR, 2.0 mm subunits, 32 m, yellow, 25"/39" breakouts |  |  | FPM | Fiber distribution cable assembly
320000103990 | FPM-0E/E-AN032M-25/39 | Variant | Fiber Optic Patch Cord, Multi-fiber, Singlemode, 4 fibers, SC/APC to SC/APC, yellow, 32 m |  |  | FPM | Fiber distribution cable assembly
320000116723 | FPM-07/7-AC043M-25/60 | Variant | Fiber Optic Patch Cord, Multi-fiber, Singlemode, 2 fibers, SC/UPC to SC/UPC, 43 m |  |  | FPM | Fiber distribution cable assembly
320000116424 | FPM-0E/E-AN030M-39/60 | Variant | Fiber Optic Patch Cord, Multi-fiber, Singlemode, 4 fibers, SC/APC to SC/APC, yellow, 30 m |  |  | FPM | Fiber distribution cable assembly
320000118706 | FPM-0E/E-AR008M-39/60 | Variant | Fiber Optic Patch Cord, Multi-fiber, Singlemode, 6 fibers, SC/APC to SC/APC, yellow, 8 m |  |  | FPM | Fiber distribution cable assembly
1674864 | FPM-07/K-AN026M-60/39 | Variant | Fiber Optic Patch Cord, Multi-fiber, Singlemode, 4 fibers, SC/UPC to LC/UPC, yellow, 26 m |  |  | FPM | Fiber distribution cable assembly
F4WLCLCAR |  | Base Product | SingleMode LC/UPC to LC/UPC, InstaPATCH® 360 Ruggedized Fiber Fanout Cable Assembly, 16-Fiber, LSZH, B2ca | CommScope® | SYSTIMAX InstaPATCH® 360 |  | Ruggedized fanout
F4WLCLCAS |  | Base Product | SingleMode LC/UPC to LC/UPC, InstaPATCH® 360 Ruggedized Fiber Fanout Cable Assembly, 32-Fiber, LSZH, B2ca | CommScope® | SYSTIMAX InstaPATCH® 360 |  | Ruggedized fanout
F4WLCUCAK |  | Base Product | TeraSPEED® LC/UPC to LC/UPC, InstaPATCH® 360 Ruggedized Fanout Cable, 72-Fiber, LSZH | CommScope® | SYSTIMAX InstaPATCH® 360 |  | Ruggedized fanout
FNWLCLCAL |  | Base Product | Singlemode LC/UPC to LC/UPC, InstaPATCH® 360 Ruggedized Fiber Fanout Cable Assembly, 96-Fiber, Low Smoke Zero Halogen (LSZH) | CommScope® | SYSTIMAX InstaPATCH® 360 |  | Ruggedized fanout
1466608 | FPM-07/K-AC028M-25/39 | Variant | Fiber Optic Patch Cord, Multi-fiber, Singlemode, 2 fibers, SC/UPC to LC/UPC, yellow, 28 m |  |  | FPM | Fiber distribution cable assembly
1467486 | FPM-07/7-AC014M-25/39 | Variant | Fiber Optic Patch Cord, Multi-fiber, Singlemode, 2 fibers, SC/UPC to SC/UPC, yellow, 14 m |  |  | FPM | Fiber distribution cable assembly
1468908 | FPM-07/K-AC010M-25/39 | Variant | Fiber Optic Patch Cord, Multi-fiber, Singlemode, 2 fibers, SC/UPC to LC/UPC, yellow, 10 m |  |  | FPM | Fiber distribution cable assembly
1691736 | FPM-07/K-AN034M-60/39 | Variant | Fiber Optic Patch Cord, Multi-fiber, Singlemode, 4 fibers, SC/UPC to LC/UPC, yellow, 34 m |  |  | FPM | Fiber distribution cable assembly
760253712 | OCJ-S1-02MASHA-L1 | Variant of OCJ | Fiber Optic Patch Cord, Duplex, Singlemode, LC/UPC to SC/UPC, yellow, 2 m |  |  | OCJ | Fiber patch cord ¦ duplex
1-2055083-5 | OCJ-S1-15MASHA-S2 | Variant of OCJ | Fiber Optic Patch Cord, Duplex, Singlemode, SC/UPC to SC/APC, yellow, 15 m |  |  | OCJ | Fiber patch cord ¦ duplex
760253275 | OCJ-SF-05MASHA-SF | Variant of OCJ | Fiber Optic Patch Cord, Duplex, Singlemode, SC/UPC to SC/UPC, yellow, 5 m |  |  | OCJ | Fiber patch cord ¦ duplex
760251762 | OCJ-EC-06MASCA-EC | Variant of OCJ | Fiber Optic Patch Cord, Simplex, Singlemode, LSZH, 2.4 mm diameter, LSH/APC to LSH/APC, tuned, grade B, yellow, 6 m |  |  | OCJ | Fiber patch cord ¦ simplex
2-2160046-1 |  | Variant of 2160046 | Fiber Optic Patch Cord, OM4, LC duplex to LC duplex, 1.8 mm LSZH, 21 m, aqua | CommScope® |  | 216 | Fiber patch cord ¦ duplex
3-2160046-1 |  | Variant of 2160046 | Fiber Optic Patch Cord, OM4, LC duplex to LC duplex, 1.8 mm LSZH, 31 m, aqua | CommScope® |  | 216 | Fiber patch cord ¦ duplex
4-2160046-4 |  | Variant of 2160046 | Fiber Optic Patch Cord, OM4, LC duplex to LC duplex, 1.8 mm LSZH, 44 m, aqua | CommScope® |  | 216 | Fiber patch cord ¦ duplex
5-2160046-1 |  | Variant of 2160046 | Fiber Optic Patch Cord, OM4, LC duplex to LC duplex, 1.8 mm LSZH, 51 m, aqua | CommScope® |  | 216 | Fiber patch cord ¦ duplex
6-2160046-7 |  | Variant of 2160046 | Fiber Optic Patch Cord, Duplex, Multimode, LC/UPC to LC/UPC, aqua, 67 m | CommScope® |  | 216 | Fiber patch cord ¦ duplex
1920743-2 |  | Variant of 1920743 | Fiber Optic Patch Cord, Duplex, Multimode, LC/UPC to LC/UPC, aqua, 2 m | CommScope® |  | 192 | Fiber patch cord ¦ duplex
2-2055108-0 |  | Variant of 2055108 | Fiber Optic Patch Cord, Duplex, Multimode, SC/UPC to SC/UPC, aqua, 20 m | CommScope® |  | 205 | Fiber patch cord ¦ duplex
2-2105093-5 |  | Variant of 2105093 | Fiber Optic Patch Cord, Duplex, OM4, SC/UPC to SC/UPC, LSZH & OFNR, aqua, 25 m | CommScope® |  | 210 | Fiber patch cord ¦ duplex
2-2105061-5 |  | Variant of 2105061 | Fiber Optic Patch Cord, Duplex, Multimode, LC/UPC to LC/UPC, LSZH & OFNR, aqua, 25 m | CommScope® |  | 210 | Fiber patch cord ¦ duplex
2055109-2 |  | Variant of 2055109 | Fiber Optic Patch Cord, LC to SC, OM3 XG 10 Gb/s, twin zip, 2 m, aqua | CommScope® |  | 205 | Fiber patch cord ¦ duplex
2055109-3 |  | Variant of 2055109 | Fiber Optic Patch Cord, LC to SC, OM3 XG 10 Gb/s, twin zip, 3 m, aqua | CommScope® |  | 205 | Fiber patch cord ¦ duplex
2105028-7 |  | Variant of 2105028 | Fiber Optic Patch Cord, OS2, LC to LC duplex, 1.8 mm LSZH & OFNR, 7 m | CommScope® |  | 210 | Fiber patch cord ¦ duplex
2105027-8 |  | Variant of 2105027 | Fiber Optic Patch Cord, OM3, LC to LC duplex, 1.8 mm LSZH & OFNR, 8 m, aqua | CommScope® |  | 210 | Fiber patch cord ¦ duplex
2105028-9 |  | Variant of 2105028 | Fiber Optic Patch Cord, OS2, LC to LC duplex, 1.8 mm LSZH & OFNR, 9 m | CommScope® |  | 210 | Fiber patch cord ¦ duplex
2105061-6 |  | Variant of 2105061 | Fiber Optic Patch Cord, Duplex, Multimode, LC/UPC to LC/UPC, LSZH & OFNR, aqua, 6 m | CommScope® |  | 210 | Fiber patch cord ¦ duplex
2105093-1 |  | Variant of 2105093 | Fiber Optic Patch Cord, Duplex, OM4, SC/UPC to SC/UPC, LSZH & OFNR, aqua, 1 m | CommScope® |  | 210 | Fiber patch cord ¦ duplex
2105093-2 |  | Variant of 2105093 | Fiber Optic Patch Cord, Duplex, OM4, SC/UPC to SC/UPC, LSZH & OFNR, aqua, 2 m | CommScope® |  | 210 | Fiber patch cord ¦ duplex
2160046-8 |  | Variant of 2160046 | Fiber Optic Patch Cord, OM4, LC duplex to LC duplex, 1.8 mm LSZH, 8 m, aqua | CommScope® |  | 216 | Fiber patch cord ¦ duplex
2160046-2 |  | Variant of 2160046 | Fiber Optic Patch Cord, OM4, LC duplex to LC duplex, 1.8 mm LSZH, 2 m, aqua | CommScope® |  | 216 | Fiber patch cord ¦ duplex
3-2105027-2 |  | Variant of 2105027 | Fiber Optic Patch Cord, OM3, LC/LC duplex, 1.8 mm LSZH & OFNR, 32 m, aqua | CommScope® |  | 210 | Fiber patch cord ¦ duplex
3-2105028-0 |  | Variant of 2105028 | Fiber Optic Patch Cord, OS2, LC/LC duplex, 1.8 mm LSZH & OFNR, 30 m | CommScope® |  | 210 | Fiber patch cord ¦ duplex
3-2105093-5 |  | Variant of 2105093 | Fiber Optic Patch Cord, Duplex, OM4, SC/UPC to SC/UPC, LSZH & OFNR, aqua, 35 m | CommScope® |  | 210 | Fiber patch cord ¦ duplex
4-2105028-0 |  | Variant of 2105028 | Fiber Optic Patch Cord, OS2, LC/LC duplex, 1.8 mm LSZH & OFNR, 40 m | CommScope® |  | 210 | Fiber patch cord ¦ duplex
UNGSCSCCL |  | Base Product | Ultra Low Loss ULL TeraSPEED® SC/UPC to SC/UPC Ruggedized fanout Cable, 96-Fiber, LSZH, 12 fiber PmP 2.0 mm Dca | CommScope® | SYSTIMAX ULL |  | Ruggedized fanout
UNVLULUCH |  | Base Product | Ultra Low Loss ULL LazrSPEED® 550 OM5 LC/UPC Uniboot to LC/UPC Uniboot Ruggedized fanout Cable, 48-Fiber, LSZH, 12 fiber PmP 2.0 mm Dca | CommScope® | SYSTIMAX ULL |  | Ruggedized fanout
UNVLULUCK |  | Base Product | Ultra Low Loss ULL LazrSPEED® 550 OM5 LC/UPC Uniboot to LC/UPC Uniboot Ruggedized fanout Cable, 72-Fiber, LSZH, 12 fiber PmP 2.0 mm Dca | CommScope® | SYSTIMAX ULL |  | Ruggedized fanout
UNVSCSCCK |  | Base Product | Ultra Low Loss ULL LazrSPEED® 550 OM5 SC/UPC to SC/UPC Ruggedized fanout Cable, 72-Fiber, LSZH, 12 fiber PmP 2.0 mm Dca | CommScope® | SYSTIMAX ULL |  | Ruggedized fanout
UNVSCSCCM |  | Base Product | Ultra Low Loss ULL LazrSPEED® 550 OM5 SC/UPC to SC/UPC Ruggedized fanout Cable, 144-Fiber, LSZH, 12 fiber PmP 2.0 mm Dca | CommScope® | SYSTIMAX ULL |  | Ruggedized fanout
UNXLCLCCL |  | Base Product | Ultra Low Loss ULL LazrSPEED® 550 LC/UPC to LC/UPC Ruggedized fanout Cable, 96-Fiber, LSZH, 12 fiber PmP 2.0 mm Dca | CommScope® | SYSTIMAX ULL |  | Ruggedized fanout
F4XLCLCAH |  | Base Product | OM4 LC/UPC to LC/UPC 48-Fiber InstaPATCH® 360 Ruggedized Fanout Cable, Low Smoke Zero Halogen | CommScope® | SYSTIMAX InstaPATCH® 360 |  | Ruggedized fanout
F4XLCLCAK |  | Base Product | OM4 LC/UPC to LC/UPC 72-Fiber InstaPATCH® 360 Ruggedized Fanout Cable, Low Smoke Zero Halogen | CommScope® | SYSTIMAX InstaPATCH® 360 |  | Ruggedized fanout |  | Discontinued
F4ZSCSCAK |  | Base Product | OM3 SC/UPC to SC/UPC 72-Fiber InstaPATCH® 360 Ruggedized Fanout Cable, Low Smoke Zero Halogen | CommScope® | SYSTIMAX InstaPATCH® 360 |  | Ruggedized fanout |  | Discontinued
F4ZLCLCAG |  | Base Product | OM3 LC/UPC to LC/UPC 36-Fiber InstaPATCH® 360 Ruggedized Fanout Cable, Low Smoke Zero Halogen | CommScope® | SYSTIMAX InstaPATCH® 360 |  | Ruggedized fanout
FLWLCLCAG |  | Base Product | Singlemode LC/UPC to LC/UPC, InstaPATCH® 360 Ruggedized Fiber Fanout Cable Assembly, 36-Fiber, Plenum | CommScope® | SYSTIMAX InstaPATCH® 360 |  | Ruggedized fanout
FLWLCLCAH |  | Base Product | Singlemode LC/UPC to LC/UPC, InstaPATCH® 360 Ruggedized Fiber Fanout Cable Assembly, 48-Fiber, Plenum | CommScope® | SYSTIMAX InstaPATCH® 360 |  | Ruggedized fanout
FLWLCSAAH |  | Base Product | Singlemode LC/UPC to SC/APC 48-Fiber, InstaPATCH® 360 Ruggedized Fanout Cable, Plenum | CommScope® | SYSTIMAX InstaPATCH® 360 |  | Ruggedized fanout
FLWLASAAH |  | Base Product | SingleMode LC/APC to SC/APC, Ruggedized Fiber Fanout Cable Assembly, 48-Fiber, Plenum | CommScope® | SYSTIMAX InstaPATCH® 360 |  | Ruggedized fanout
760235102 |  | Variant | Low Tolerance length Singlemode MPO (Female) to MPO (Female) trunk, 24-Fiber, Low Smoke Zero Halogen, 225MT | CommScope® |  |  | Fiber trunk cable assembly
760238356 |  | Variant | Low Tolerance length Singlemode MPO (Female) to MPO (Female) trunk, 24-Fiber, Low Smoke Zero Halogen, 40MT | CommScope® |  |  | Fiber trunk cable assembly
URGMXMXHF |  | Base Product | Ultra Low Loss (ULL) Singlemode, MPO/12(Pinned) to MPO/12(Pinned), 24-Fiber, LSZH,array cord | CommScope® | SYSTIMAX ULL |  | Fiber array cable assembly
FHWMPUCAD |  | Base Product | Singlemode MPO (Unpinned) to Unconnectorized, InstaPATCH® 360 Armored Pre-terminated Trunk Cable, 12-Fiber, Plenum | CommScope® | SYSTIMAX InstaPATCH® 360 |  | Fiber trunk cable assembly |  | Discontinued
FHWMPUCAF |  | Base Product | Singlemode MPO (Unpinned) to Unconnectorized, InstaPATCH® 360 Armored Pre-terminated Trunk Cable, 24-Fiber, Plenum | CommScope® | SYSTIMAX InstaPATCH® 360 |  | Fiber trunk cable assembly
FHXMPUCAH |  | Base Product | OM4 MPO (Unpinned) to Unconnectorized, InstaPATCH® 360 Armored Pre-terminated Trunk Cable, 48-Fiber, Plenum | CommScope® | SYSTIMAX InstaPATCH® 360 |  | Fiber trunk cable assembly
UQGMXMXHF |  | Base Product | Ultra Low Loss (ULL) Singlemode, MPO/12(ale) to MPO/12(Pinned), 24-Fiber, Plenum,array cord | CommScope® | SYSTIMAX ULL |  | Fiber array cable assembly
UJGMPMPRX |  | Base Product | Ultra Low Loss ULL TeraSPEED® MPO (Unpinned) to MPO (Unpinned) Pre-terminated Trunk Cable, MPO12, 864-Fiber, LSZH/riser, 12-fiber Rollable Ribbon Central Tube | CommScope® | SYSTIMAX ULL |  | Fiber trunk cable assembly
FGWMPUCAL |  | Base Product | Singlemode MPO (Unpinned) to Unconnectorized, InstaPATCH® 360 Pre-terminated Trunk Cable, 96-Fiber, Plenum | CommScope® | SYSTIMAX InstaPATCH® 360 |  | Fiber trunk cable assembly
U3XMXMXCM |  | Base Product | Ultra Low Loss ULL LazrSPEED® 550 MPO(Pinned) to MPO(Pinned) Pre-terminated Trunk Cable, MPO12, 144-Fiber, LSZH, 12 fiber PmP 2.0 mm /B2ca | CommScope® | SYSTIMAX ULL |  | Fiber trunk cable assembly
U3XMPMXCG |  | Base Product | Ultra Low Loss ULL LazrSPEED® 550 MPO(Unpinned) to MPO(Pinned) Pre-terminated Trunk Cable, MPO12, 36-Fiber, LSZH, 12 fiber PmP 2.0 mm /B2ca | CommScope® | SYSTIMAX ULL |  | Fiber trunk cable assembly
U3XMXMXAK |  | Base Product | Ultra Low Loss (ULL) OM4 MPO12 (Pinned) to MPO12 (Pinned), Fiber Trunk Cable Assembly, 72-Fiber, Low Smoke Zero Halogen (LSZH) | CommScope® | SYSTIMAX ULL |  | Fiber trunk cable assembly |  | Discontinued
U3XMXUCCF |  | Base Product | Ultra Low Loss ULL LazrSPEED® 550 MPO(Pinned) to Unconnectorized Pre-terminated Trunk Cable, MPO12, 24-Fiber, LSZH, 12 fiber PmP 2.0 mm /B2ca | CommScope® | SYSTIMAX ULL |  | Fiber trunk cable assembly
U3XQXQXQU |  | Base Product | Ultra Low Loss (ULL) OM4 MPO8 QSFP (Pinned) to MPO8 QSFP (Pinned), Fiber Trunk Cable Assembly, 64-Fiber, Low Smoke Zero Halogen (LSZH) | CommScope® | SYSTIMAX ULL |  | Fiber trunk cable assembly |  | Discontinued
U4GMPLCCH |  | Base Product | Ultra Low Loss ULL TeraSPEED® MPO(Unpinned) to LC/UPC Ruggedized fanout Cable, 48-Fiber, LSZH, 12 fiber PmP 2.0 mm /B2ca | CommScope® | SYSTIMAX ULL |  | Ruggedized fanout
U4GMPLGCG |  | Base Product | Ultra Low Loss ULL TeraSPEED® MPO(Unpinned) to LC/APC G B Ruggedized fanout Cable, 36-Fiber, LSZH, 12 fiber PmP 2.0 mm /B2ca | CommScope® | SYSTIMAX ULL |  | Ruggedized fanout
U4GMPLUCK |  | Base Product | Ultra Low Loss ULL TeraSPEED® MPO(Unpinned) to LC/UPC Uniboot Ruggedized fanout Cable, 72-Fiber, LSZH, 12 fiber PmP 2.0 mm /B2ca | CommScope® | SYSTIMAX ULL |  | Ruggedized fanout
U4GMPLGCL |  | Base Product | Ultra Low Loss ULL TeraSPEED® MPO(Unpinned) to LC/APC G B Ruggedized fanout Cable, 96-Fiber, LSZH, 12 fiber PmP 2.0 mm /B2ca | CommScope® | SYSTIMAX ULL |  | Ruggedized fanout
U4GMXLACM |  | Base Product | Ultra Low Loss ULL TeraSPEED® MPO(Pinned) to LC/APC Ruggedized fanout Cable, 144-Fiber, LSZH, 12 fiber PmP 2.0 mm /B2ca | CommScope® | SYSTIMAX ULL |  | Ruggedized fanout
U4GMPSCCK |  | Base Product | Ultra Low Loss ULL TeraSPEED® MPO(Unpinned) to SC/UPC Ruggedized fanout Cable, 72-Fiber, LSZH, 12 fiber PmP 2.0 mm /B2ca | CommScope® | SYSTIMAX ULL |  | Ruggedized fanout
U4GMXLUCD |  | Base Product | Ultra Low Loss ULL TeraSPEED® MPO(Pinned) to LC/UPC Uniboot Ruggedized fanout Cable, 12-Fiber, LSZH, 12 fiber PmP 2.0 mm /B2ca | CommScope® | SYSTIMAX ULL |  | Ruggedized fanout
U4VMPLCAM |  | Base Product | Ultra Low Loss OM5 MPO12 Unpinned to LC/UPC 144-Fiber InstaPATCH® 360 Ruggedized Fanout Cable, Low Smoke Zero Halogen | CommScope® | SYSTIMAX InstaPATCH® 360 |  | Ruggedized fanout |  | Discontinued
U4VMPLCCD |  | Base Product | Ultra Low Loss ULL LazrSPEED® 550 OM5 MPO(Unpinned) to LC/UPC Ruggedized fanout Cable, 12-Fiber, LSZH, 12 fiber PmP 2.0 mm /B2ca | CommScope® | SYSTIMAX ULL |  | Ruggedized fanout
U4VMPLCCF |  | Base Product | Ultra Low Loss ULL LazrSPEED® 550 OM5 MPO(Unpinned) to LC/UPC Ruggedized fanout Cable, 24-Fiber, LSZH, 12 fiber PmP 2.0 mm /B2ca | CommScope® | SYSTIMAX ULL |  | Ruggedized fanout
U4GMXSACK |  | Base Product | Ultra Low Loss ULL TeraSPEED® MPO(Pinned) to SC/APC Ruggedized fanout Cable, 72-Fiber, LSZH, 12 fiber PmP 2.0 mm /B2ca | CommScope® | SYSTIMAX ULL |  | Ruggedized fanout
U4VMXLCCD |  | Base Product | Ultra Low Loss ULL LazrSPEED® 550 OM5 MPO(Pinned) to LC/UPC Ruggedized fanout Cable, 12-Fiber, LSZH, 12 fiber PmP 2.0 mm /B2ca | CommScope® | SYSTIMAX ULL |  | Ruggedized fanout
U4VMXSCCK |  | Base Product | Ultra Low Loss ULL LazrSPEED® 550 OM5 MPO(Pinned) to SC/UPC Ruggedized fanout Cable, 72-Fiber, LSZH, 12 fiber PmP 2.0 mm /B2ca | CommScope® | SYSTIMAX ULL |  | Ruggedized fanout
U4VMXLCCF |  | Base Product | Ultra Low Loss ULL LazrSPEED® 550 OM5 MPO(Pinned) to LC/UPC Ruggedized fanout Cable, 24-Fiber, LSZH, 12 fiber PmP 2.0 mm /B2ca | CommScope® | SYSTIMAX ULL |  | Ruggedized fanout
U4XMPLUCG |  | Base Product | Ultra Low Loss ULL LazrSPEED® 550 MPO(Unpinned) to LC/UPC Uniboot Ruggedized fanout Cable, 36-Fiber, LSZH, 12 fiber PmP 2.0 mm /B2ca | CommScope® | SYSTIMAX ULL |  | Ruggedized fanout
U4VMXLCCK |  | Base Product | Ultra Low Loss ULL LazrSPEED® 550 OM5 MPO(Pinned) to LC/UPC Ruggedized fanout Cable, 72-Fiber, LSZH, 12 fiber PmP 2.0 mm /B2ca | CommScope® | SYSTIMAX ULL |  | Ruggedized fanout
U4VMXLUCD |  | Base Product | Ultra Low Loss ULL LazrSPEED® 550 OM5 MPO(Pinned) to LC/UPC Uniboot Ruggedized fanout Cable, 12-Fiber, LSZH, 12 fiber PmP 2.0 mm /B2ca | CommScope® | SYSTIMAX ULL |  | Ruggedized fanout
U4XMPSCCD |  | Base Product | Ultra Low Loss ULL LazrSPEED® 550 MPO(Unpinned) to SC/UPC Ruggedized fanout Cable, 12-Fiber, LSZH, 12 fiber PmP 2.0 mm /B2ca | CommScope® | SYSTIMAX ULL |  | Ruggedized fanout
U4XMXLCCH |  | Base Product | Ultra Low Loss ULL LazrSPEED® 550 MPO(Pinned) to LC/UPC Ruggedized fanout Cable, 48-Fiber, LSZH, 12 fiber PmP 2.0 mm /B2ca | CommScope® | SYSTIMAX ULL |  | Ruggedized fanout
U4XMPLCAK |  | Base Product | Ultra Low Loss OM4 MPO12 Unpinned to LC/UPC 72-Fiber InstaPATCH® 360 Ruggedized Fanout Cable, Low Smoke Zero Halogen | CommScope® | SYSTIMAX InstaPATCH® 360 ¦ SYSTIMAX ULL |  | Ruggedized fanout |  | Discontinued
U4XMPSCCH |  | Base Product | Ultra Low Loss ULL LazrSPEED® 550 MPO(Unpinned) to SC/UPC Ruggedized fanout Cable, 48-Fiber, LSZH, 12 fiber PmP 2.0 mm /B2ca | CommScope® | SYSTIMAX ULL |  | Ruggedized fanout
U4XMXSCCK |  | Base Product | Ultra Low Loss ULL LazrSPEED® 550 MPO(Pinned) to SC/UPC Ruggedized fanout Cable, 72-Fiber, LSZH, 12 fiber PmP 2.0 mm /B2ca | CommScope® | SYSTIMAX ULL |  | Ruggedized fanout
UGGMPMPAF |  | Base Product | Ultra Low Loss (ULL) Singlemode MPO12 (Unpinned) to MPO12 (Unpinned), Fiber Trunk Cable Assembly, 24-Fiber, Plenum | CommScope® | SYSTIMAX ULL |  | Fiber trunk cable assembly
UGGMPMPAL |  | Base Product | Ultra Low Loss (ULL) Singlemode MPO12 (Unpinned) to MPO12 (Unpinned), Fiber Trunk Cable Assembly, 96-Fiber, Plenum | CommScope® | SYSTIMAX ULL |  | Fiber trunk cable assembly
UGGMPMPAM |  | Base Product | Ultra Low Loss (ULL) Singlemode MPO12 (Unpinned) to MPO12 (Unpinned), Fiber Trunk Cable Assembly, 144-Fiber, Plenum | CommScope® | SYSTIMAX ULL |  | Fiber trunk cable assembly
UGGMPMPCD |  | Base Product | Ultra Low Loss ULL TeraSPEED® MPO(Unpinned) to MPO(Unpinned) Pre-terminated Trunk Cable, MPO12, 12-Fiber, Plenum, 12 fiber PmP 2.0 mm Dca | CommScope® | SYSTIMAX ULL |  | Fiber trunk cable assembly
UGGMPUCAH |  | Base Product | Ultra Low Loss (ULL) Singlemode MPO12 (Unpinned) to Unconnectorized, Fiber Trunk Cable Assembly, 48-Fiber, Plenum | CommScope® | SYSTIMAX ULL |  | Fiber trunk cable assembly
UGGMPMXAH |  | Base Product | Ultra Low Loss (ULL) Singlemode MPO12 (Unpinned) to MPO12 (Pinned), Fiber Trunk Cable Assembly, 48-Fiber, Plenum | CommScope® | SYSTIMAX ULL |  | Fiber trunk cable assembly
UGV2X2XBH |  | Base Product | Ultra Low Loss (ULL) OM5 MPO24 (Pinned) to MPO24 (Pinned), Fiber Trunk Cable Assembly, 48-Fiber, Plenum | CommScope® | SYSTIMAX ULL |  | Fiber trunk cable assembly
UGGQPQXQR |  | Base Product | Ultra Low Loss (ULL) TeraSPEED® MPO QSFP (Unpinned) to MPO QSFP (Pinned), Pre-terminated Trunk Cable, MPO8, 16-Fiber, Plenum | CommScope® | SYSTIMAX ULL |  | Fiber trunk cable assembly
UGVMPMPCM |  | Base Product | Ultra Low Loss ULL LazrSPEED® 550 OM5 MPO(Unpinned) to MPO(Unpinned) Pre-terminated Trunk Cable, MPO12, 144-Fiber, Plenum, 12 fiber PmP 2.0 mm Dca | CommScope® | SYSTIMAX ULL |  | Fiber trunk cable assembly
UGV2X2XBM |  | Base Product | Ultra Low Loss (ULL) OM5 MPO24 (Pinned) to MPO24 (Pinned), Fiber Trunk Cable Assembly, 144-Fiber, Plenum | CommScope® | SYSTIMAX ULL |  | Fiber trunk cable assembly
UGGMXMXCK |  | Base Product | Ultra Low Loss ULL TeraSPEED® MPO(Pinned) to MPO(Pinned) Pre-terminated Trunk Cable, MPO12, 72-Fiber, Plenum, 12 fiber PmP 2.0 mm Dca | CommScope® | SYSTIMAX ULL |  | Fiber trunk cable assembly
UGVMPMXAF |  | Base Product | Ultra Low Loss (ULL) OM5 MPO12 (Unpinned) to MPO12 (Pinned), Fiber Trunk Cable Assembly, 24-Fiber, Plenum | CommScope® | SYSTIMAX ULL |  | Fiber trunk cable assembly
UGVMPMXCG |  | Base Product | Ultra Low Loss ULL LazrSPEED® 550 OM5 MPO(Unpinned) to MPO(Pinned) Pre-terminated Trunk Cable, MPO12, 36-Fiber, Plenum, 12 fiber PmP 2.0 mm Dca | CommScope® | SYSTIMAX ULL |  | Fiber trunk cable assembly
UGGMXUCRP |  | Base Product | Ultra Low Loss (ULL) Singlemode, MPO12 Pinned to Unconnectorized, Fiber Trunk Cable Assembly, 288-Fiber, Rollable Ribbon Central Tube, Plenum | CommScope® | SYSTIMAX ULL |  | Fiber trunk cable assembly
UGVMXUCCD |  | Base Product | Ultra Low Loss ULL LazrSPEED® 550 OM5 MPO(Pinned) to Unconnectorized Pre-terminated Trunk Cable, MPO12, 12-Fiber, Plenum, 12 fiber PmP 2.0 mm Dca | CommScope® | SYSTIMAX ULL |  | Fiber trunk cable assembly
UGVMXMXAM |  | Base Product | Ultra Low Loss (ULL) OM5, MPO12 Pinned to MPO12 Pinned, Fiber Trunk Cable Assembly, 144-Fiber, Plenum | CommScope® | SYSTIMAX ULL |  | Fiber trunk cable assembly
UGVQXQXQS |  | Base Product | Ultra Low Loss (ULL) OM5 MPO QSFP (Pinned) to MPO QSFP (Pinned), Pre-terminated Trunk Cable, MPO8, 32-Fiber, Plenum | CommScope® | SYSTIMAX ULL |  | Fiber trunk cable assembly
UGVMXUCCG |  | Base Product | Ultra Low Loss ULL LazrSPEED® 550 OM5 MPO(Pinned) to Unconnectorized Pre-terminated Trunk Cable, MPO12, 36-Fiber, Plenum, 12 fiber PmP 2.0 mm Dca | CommScope® | SYSTIMAX ULL |  | Fiber trunk cable assembly
UGVQXQXQU |  | Base Product | Ultra Low Loss (ULL) OM5, MPO8 QSFP Pinned to MPO8 QSFP Pinned, Fiber Trunk Cable Assembly, 64-Fiber, Plenum | CommScope® | SYSTIMAX ULL |  | Fiber trunk cable assembly
UGVMPMXCD |  | Base Product | Ultra Low Loss ULL LazrSPEED® 550 OM5 MPO(Unpinned) to MPO(Pinned) Pre-terminated Trunk Cable, MPO12, 12-Fiber, Plenum, 12 fiber PmP 2.0 mm Dca | CommScope® | SYSTIMAX ULL |  | Fiber trunk cable assembly
UGX2X2XBM |  | Base Product | Ultra Low Loss (ULL) OM4 MPO24 (Pinned) to MPO24 (Pinned), Fiber Trunk Cable Assembly, 144-Fiber, Plenum | CommScope® | SYSTIMAX ULL |  | Fiber trunk cable assembly
UGXMXMXCK |  | Base Product | Ultra Low Loss ULL LazrSPEED® 550 MPO(Pinned) to MPO(Pinned) Pre-terminated Trunk Cable, MPO12, 72-Fiber, Plenum, 12 fiber PmP 2.0 mm | CommScope® | SYSTIMAX ULL |  | Fiber trunk cable assembly
UGXQXQXQF |  | Base Product | Ultra Low Loss (ULL) OM4 MPO8 QSFP (Pinned) to MPO8 QSFP (Pinned), Fiber Trunk Cable Assembly, 24-Fiber, Plenum | CommScope® | SYSTIMAX ULL |  | Fiber trunk cable assembly
UGXMPMPCG |  | Base Product | Ultra Low Loss ULL LazrSPEED® 550 MPO(Unpinned) to MPO(Unpinned) Pre-terminated Trunk Cable, MPO12, 36-Fiber, Plenum, 12 fiber PmP 2.0 mm Dca | CommScope® | SYSTIMAX ULL |  | Fiber trunk cable assembly
UGXQXQXQR |  | Base Product | Ultra Low Loss (ULL) OM4 MPO8 QSFP (Pinned) to MPO8 QSFP (Pinned), Fiber Trunk Cable Assembly, 16-Fiber, Plenum | CommScope® | SYSTIMAX ULL |  | Fiber trunk cable assembly
UGXQPQXQL |  | Base Product | Ultra Low Loss (ULL) OM4, MPO8 QSFP Unpinned to MPO8 QSFP Pinned, Fiber Trunk Cable Assembly, 96-Fiber, Plenum | CommScope® | SYSTIMAX ULL |  | Fiber trunk cable assembly
UGXMXUCCL |  | Base Product | Ultra Low Loss ULL LazrSPEED® 550 MPO(Pinned) to Unconnectorized Pre-terminated Trunk Cable, MPO12, 96-Fiber, Plenum, 12 fiber PmP 2.0 mm Dca | CommScope® | SYSTIMAX ULL |  | Fiber trunk cable assembly
UJGMPMPCD |  | Base Product | Ultra Low Loss ULL TeraSPEED® MPO(Unpinned) to MPO(Unpinned) Pre-terminated Trunk Cable, MPO12, 12-Fiber, LSZH, 12 fiber PmP 2.0 mm Dca | CommScope® | SYSTIMAX ULL |  | Fiber trunk cable assembly
UJGMPMPDF |  | Base Product | Ultra Low Loss (ULL) Singlemode, MPO12 Unpinned to MPO12 Unpinned, Fiber Trunk Cable Assembly, 24-Fiber, Indoor/outdoor, Low Smoke Zero Halogen/Riser | CommScope® | SYSTIMAX ULL |  | Fiber trunk cable assembly
UJGMPMPDL |  | Base Product | Ultra Low Loss (ULL) Singlemode, MPO12 Unpinned to MPO12 Unpinned, Fiber Trunk Cable Assembly, 96-Fiber, Indoor/Outdoor, Low Smoke Zero Halogen/Riser | CommScope® | SYSTIMAX ULL |  | Fiber trunk cable assembly
UJGMPMXCD |  | Base Product | Ultra Low Loss ULL TeraSPEED® MPO(Unpinned) to MPO(Pinned) Pre-terminated Trunk Cable, MPO12, 12-Fiber, LSZH, 12 fiber PmP 2.0 mm Dca | CommScope® | SYSTIMAX ULL |  | Fiber trunk cable assembly
UJGMPMXCG |  | Base Product | Ultra Low Loss ULL TeraSPEED® MPO(Unpinned) to MPO(Pinned) Pre-terminated Trunk Cable, MPO12, 36-Fiber, LSZH, 12 fiber PmP 2.0 mm Dca | CommScope® | SYSTIMAX ULL |  | Fiber trunk cable assembly
UJGMPMXCK |  | Base Product | Ultra Low Loss ULL TeraSPEED® MPO(Unpinned) to MPO(Pinned) Pre-terminated Trunk Cable, MPO12, 72-Fiber, LSZH, 12 fiber PmP 2.0 mm Dca | CommScope® | SYSTIMAX ULL |  | Fiber trunk cable assembly
UJGMXMXAL |  | Base Product | Ultra Low Loss (ULL) Singlemode MPO12 (Pinned) to MPO12 (Pinned), Fiber Trunk Cable Assembly, 96-Fiber, Low Smoke Zero Halogen (LSZH) | CommScope® | SYSTIMAX ULL |  | Fiber trunk cable assembly
UJGMPUCAF |  | Base Product | Ultra Low Loss (ULL) Singlemode MPO12 (Unpinned) to Unconnectorized, Fiber Trunk Cable Assembly, 24-Fiber, Low Smoke Zero Halogen/Riser | CommScope® | SYSTIMAX ULL |  | Fiber trunk cable assembly
UJGMPUCSV |  | Base Product | Ultra Low Loss Singlemode MPO12 Unpinned to Unconnectorized 432-Fiber Pre-terminated Trunk Cable, Rollable Ribbon Indoor/Outdoor Central Tube, Low Smoke Zero Halogen/Riser | CommScope® | SYSTIMAX ULL |  | Fiber trunk cable assembly
UJGMXMXDF |  | Base Product | Ultra Low Loss (ULL) Singlemode, MPO12 Pinned to MPO12 Pinned, Fiber Trunk Cable Assembly, 24-Fiber, Indoor/Outdoor, Low Smoke Zero Halogen/Riser | CommScope® | SYSTIMAX ULL |  | Fiber trunk cable assembly
UJGMXUCAM |  | Base Product | Ultra Low Loss (ULL) Singlemode, MPO12 Pinned to Unconnectorized, Fiber Trunk Cable Assembly, 144-Fiber, Low Smoke Zero Halogen/Riser | CommScope® | SYSTIMAX ULL |  | Fiber trunk cable assembly
UJV2X2XBL |  | Base Product | Ultra Low Loss (ULL) OM5 MPO24 (Pinned) to MPO24 (Pinned), Fiber Trunk Cable Assembly, 96-Fiber, Low Smoke Zero Halogen (LSZH) | CommScope® | SYSTIMAX ULL |  | Fiber trunk cable assembly
UJGMXUCRV |  | Base Product | Ultra Low Loss (ULL) Singlemode, MPO12 Pinned to Unconnectorized, Fiber Trunk Cable Assembly, 432-Fiber, Rollable Ribbon Central Tube, Low Smoke Zero Halogen/Riser | CommScope® | SYSTIMAX ULL |  | Fiber trunk cable assembly
UJGQXQXBM |  | Base Product | Ultra Low Loss (ULL) Singlemode MPO QSFP (Pinned) to MPO QSFP (Pinned), Pre-terminated Trunk Cable, MPO8, 144-Fiber, Low Smoke Zero Halogen (LSZH)/Riser | CommScope® | SYSTIMAX ULL |  | Fiber trunk cable assembly
UJGQXQXQF |  | Base Product | Ultra Low Loss (ULL) Singlemode, MPO8 QSFP Pinned to MPO8 QSFP Pinned, Fiber Trunk Cable Assembly, 24-Fiber, Low Smoke Zero Halogen | CommScope® | SYSTIMAX ULL |  | Fiber trunk cable assembly
UJVQPQXQH |  | Base Product | Ultra Low Loss (ULL) OM5 MPO QSFP (Unpinned) to MPO QSFP (Pinned), Pre-terminated Trunk Cable, MPO8, 48-Fiber, Low Smoke Zero Halogen (LSZH) | CommScope® | SYSTIMAX ULL |  | Fiber trunk cable assembly
UJX2X2XBK |  | Base Product | Ultra Low Loss (ULL) OM4 MPO24 (Pinned) to MPO24 (Pinned), Fiber Trunk Cable Assembly, 72-Fiber, Low Smoke Zero Halogen (LSZH) | CommScope® | SYSTIMAX ULL |  | Fiber trunk cable assembly
UJX2X2XBM |  | Base Product | Ultra Low Loss (ULL) OM4 MPO24 (Pinned) to MPO24 (Pinned), Fiber Trunk Cable Assembly, 144-Fiber, Low Smoke Zero Halogen (LSZH) | CommScope® | SYSTIMAX ULL |  | Fiber trunk cable assembly
UJVMXMXAF |  | Base Product | Ultra Low Loss (ULL) OM5 MPO12 (Pinned) to MPO12 (Pinned), Fiber Trunk Cable Assembly, 24-Fiber, Low Smoke Zero Halogen (LSZH) | CommScope® | SYSTIMAX ULL |  | Fiber trunk cable assembly
UJVMXMXCK |  | Base Product | Ultra Low Loss ULL LazrSPEED® 550 OM5 MPO(Pinned) to MPO(Pinned) Pre-terminated Trunk Cable, MPO12, 72-Fiber, LSZH, 12 fiber PmP 2.0 mm Dca | CommScope® | SYSTIMAX ULL |  | Fiber trunk cable assembly
UJVQXQXBM |  | Base Product | Ultra Low Loss (ULL) OM5 MPO QSFP (Pinned) to MPO QSFP (Pinned), Pre-terminated Trunk Cable, MPO8, 144-Fiber, Low Smoke Zero Halogen (LSZH)/Riser | CommScope® | SYSTIMAX ULL |  | Fiber trunk cable assembly
UJVMXMXCL |  | Base Product | Ultra Low Loss ULL LazrSPEED® 550 OM5 MPO(Pinned) to MPO(Pinned) Pre-terminated Trunk Cable, MPO12, 96-Fiber, LSZH, 12 fiber PmP 2.0 mm Dca | CommScope® | SYSTIMAX ULL |  | Fiber trunk cable assembly
UJXMPMPCL |  | Base Product | Ultra Low Loss ULL LazrSPEED® 550 MPO(Unpinned) to MPO(Unpinned) Pre-terminated Trunk Cable, MPO12, 96-Fiber, LSZH, 12 fiber PmP 2.0 mm Dca | CommScope® | SYSTIMAX ULL |  | Fiber trunk cable assembly
UJVQPQXQ8 |  | Base Product | Ultra Low Loss (ULL) OM5 MPO8 QSFP (Unpinned) to MPO8 QSFP (Pinned), Fiber Trunk Cable Assembly, 8-Fiber, Low Smoke Zero Halogen | CommScope® | SYSTIMAX ULL |  | Fiber trunk cable assembly
UJXMPMXCD |  | Base Product | Ultra Low Loss ULL LazrSPEED® 550 MPO(Unpinned) to MPO(Pinned) Pre-terminated Trunk Cable, MPO12, 12-Fiber, LSZH, 12 fiber PmP 2.0 mm Dca | CommScope® | SYSTIMAX ULL |  | Fiber trunk cable assembly
UJXMXUCCH |  | Base Product | Ultra Low Loss ULL LazrSPEED® 550 MPO(Pinned) to Unconnectorized Pre-terminated Trunk Cable, MPO12, 48-Fiber, LSZH, 12 fiber PmP 2.0 mm Dca | CommScope® | SYSTIMAX ULL |  | Fiber trunk cable assembly
UJXMPMXCF |  | Base Product | Ultra Low Loss ULL LazrSPEED® 550 MPO(Unpinned) to MPO(Pinned) Pre-terminated Trunk Cable, MPO12, 24-Fiber, LSZH, 12 fiber PmP 2.0 mm Dca | CommScope® | SYSTIMAX ULL |  | Fiber trunk cable assembly
UJXMXMXCK |  | Base Product | Ultra Low Loss ULL LazrSPEED® 550 MPO(Pinned) to MPO(Pinned) Pre-terminated Trunk Cable, MPO12, 72-Fiber, LSZH, 12 fiber PmP 2.0 mm Dca | CommScope® | SYSTIMAX ULL |  | Fiber trunk cable assembly
UKGMPMXDF |  | Base Product | Ultra Low Loss (ULL) Singlemode, MPO12 Unpinned to MPO12 Pinned, Fiber Trunk Cable Assembly, 24-Fiber, Indoor/Outdoor Armored, Low Smoke Zero Halogen/Riser | CommScope® | SYSTIMAX ULL |  | Fiber trunk cable assembly
UJXMXMXCL |  | Base Product | Ultra Low Loss ULL LazrSPEED® 550 MPO(Pinned) to MPO(Pinned) Pre-terminated Trunk Cable, MPO12, 96-Fiber, LSZH, 12 fiber PmP 2.0 mm Dca | CommScope® | SYSTIMAX ULL |  | Fiber trunk cable assembly
UJXQXQXQ8 |  | Base Product | Ultra Low Loss (ULL) OM4 MPO8 QSFP (Pinned) to MPO8 QSFP (Pinned), Fiber Trunk Cable Assembly, 8-Fiber, Low Smoke Zero Halogen (LSZH) | CommScope® | SYSTIMAX ULL |  | Fiber trunk cable assembly
UKGMPUCDF |  | Base Product | Ultra Low Loss Singlemode MPO12 Unpinned to Unconnectorized 24-Fiber Pre-terminated Trunk Cable, Indoor/Outdoor Armored, Low Smoke Zero Halogen/Riser | CommScope® | SYSTIMAX ULL |  | Fiber trunk cable assembly
UJXMXMXAL |  | Base Product | Ultra Low Loss (ULL) OM4 MPO12 (Pinned) to MPO12 (Pinned), Fiber Trunk Cable Assembly, 96-Fiber, Low Smoke Zero Halogen (LSZH) | CommScope® | SYSTIMAX ULL |  | Fiber trunk cable assembly
UJXQPQXQH |  | Base Product | Ultra Low Loss (ULL) OM4 MPO8 QSFP (Unpinned) to MPO8 QSFP (Pinned), Fiber Trunk Cable Assembly, 48-Fiber, Low Smoke Zero Halogen (LSZH) LSZH | CommScope® | SYSTIMAX ULL |  | Fiber trunk cable assembly
UKGMXUCSX |  | Base Product | Ultra Low Loss Singlemode MPO12 Pinned to Unconnectorized 864-Fiber Pre-terminated Trunk Cable, Rollable Ribbon Indoor/Outdoor Armored Central Tube, Low Smoke Zero Halogen/Riser | CommScope® | SYSTIMAX ULL |  | Fiber trunk cable assembly
ULGMPLACM |  | Base Product | Ultra Low Loss ULL TeraSPEED® MPO(Unpinned) to LC/APC Ruggedized fanout Cable, 144-Fiber, Plenum, 12 fiber PmP 2.0 mm Dca | CommScope® | SYSTIMAX ULL |  | Ruggedized fanout
ULGMPLCAF |  | Base Product | Ultra Low Loss Singlemode MPO12 Unpinned to LC/UPC 24-Fiber InstaPATCH® 360 Ruggedized Fanout Cable, Plenum | CommScope® | SYSTIMAX InstaPATCH® 360 |  | Ruggedized fanout
ULGMPLCCH |  | Base Product | Ultra Low Loss ULL TeraSPEED® MPO(Unpinned) to LC/UPC Ruggedized fanout Cable, 48-Fiber, Plenum, 12 fiber PmP 2.0 mm Dca | CommScope® | SYSTIMAX ULL |  | Ruggedized fanout
ULGMPLACD |  | Base Product | Ultra Low Loss ULL TeraSPEED® MPO(Unpinned) to LC/APC Ruggedized fanout Cable, 12-Fiber, Plenum, 12 fiber PmP 2.0 mm Dca | CommScope® | SYSTIMAX ULL |  | Ruggedized fanout
ULGMPLCAG |  | Base Product | Ultra Low Loss Singlemode MPO12 Unpinned to LC/UPC 36-Fiber InstaPATCH® 360 Ruggedized Fanout Cable, Plenum | CommScope® | SYSTIMAX InstaPATCH® 360 |  | Ruggedized fanout
UKVMXUCCG |  | Base Product | Ultra Low Loss (ULL) OM5 MPO12 UPC (pinned) to Unconnectorized Fiber Trunk Cable Assembly, 36-Fiber, Armored Indoor Dual Rated (OFNR/LSZH) | CommScope® | Propel ¦ SYSTIMAX ULL |  | Fiber trunk cable assembly
UKVQZQZTN |  | Base Product | Ultra Low Loss (ULL) OM5 MPO8 APC (pinned) to MPO8 APC (pinned) Fiber Trunk Cable Assembly, 192-Fiber, Armored Indoor Dual Rated (OFNR/LSZH) | CommScope® | Propel ¦ SYSTIMAX ULL |  | Fiber trunk cable assembly
UKVQZQZTR |  | Base Product | Ultra Low Loss (ULL) OM5 MPO8 APC (pinned) to MPO8 APC (pinned) Fiber Trunk Cable Assembly, 16-Fiber, Armored Indoor Dual Rated (OFNR/LSZH) | CommScope® | Propel ¦ SYSTIMAX ULL |  | Fiber trunk cable assembly
UKXMXMXCH |  | Base Product | Ultra Low Loss (ULL) OM4 MPO12 UPC (pinned) to MPO12 UPC (pinned) Fiber Trunk Cable Assembly, 48-Fiber, Armored Indoor Low Smoke Zero Halogen (LSZH) | CommScope® | Propel ¦ SYSTIMAX ULL |  | Fiber trunk cable assembly
UKVQZUCT8 |  | Base Product | Ultra Low Loss (ULL) OM5 MPO8 APC (pinned) to Unconnectorized Fiber Trunk Cable Assembly, 8-Fiber, Armored Indoor Dual Rated (OFNR/LSZH) | CommScope® | Propel ¦ SYSTIMAX ULL |  | Fiber trunk cable assembly
UKGMXMXCK |  | Base Product | Singlemode MPO12 APC (pinned) to MPO12 APC (pinned) Fiber Trunk Cable Assembly, 72-Fiber, Armored Indoor Dual Rated (OFNR/LSZH) | CommScope® | Propel ¦ SYSTIMAX ULL |  | Fiber trunk cable assembly
UKVQZUCTH |  | Base Product | Ultra Low Loss (ULL) OM5 MPO8 APC (pinned) to Unconnectorized Fiber Trunk Cable Assembly, 48-Fiber, Armored Indoor Dual Rated (OFNR/LSZH) | CommScope® | Propel ¦ SYSTIMAX ULL |  | Fiber trunk cable assembly
UKVQXQXTF |  | Base Product | Ultra Low Loss (ULL) OM5 MPO8 UPC (pinned) to MPO8 UPC (pinned) Fiber Trunk Cable Assembly, 24-Fiber, Armored Indoor Dual Rated (OFNR/LSZH) | CommScope® | Propel ¦ SYSTIMAX ULL |  | Fiber trunk cable assembly
UHGQXUCTR |  | Base Product | Singlemode MPO8 APC (pinned) to Unconnectorized Fiber Trunk Cable Assembly, 16-Fiber, Armored Indoor Plenum | CommScope® | Propel ¦ SYSTIMAX ULL |  | Fiber trunk cable assembly
UKVQZUCTL |  | Base Product | Ultra Low Loss (ULL) OM5 MPO8 APC (pinned) to Unconnectorized Fiber Trunk Cable Assembly, 96-Fiber, Armored Indoor Dual Rated (OFNR/LSZH) | CommScope® | Propel ¦ SYSTIMAX ULL |  | Fiber trunk cable assembly
UHGQXUCTS |  | Base Product | Singlemode MPO8 APC (pinned) to Unconnectorized Fiber Trunk Cable Assembly, 32-Fiber, Armored Indoor Plenum | CommScope® | Propel ¦ SYSTIMAX ULL |  | Fiber trunk cable assembly
UKVQZUCTM |  | Base Product | Ultra Low Loss (ULL) OM5 MPO8 APC (pinned) to Unconnectorized Fiber Trunk Cable Assembly, 144-Fiber, Armored Indoor Dual Rated (OFNR/LSZH) | CommScope® | Propel ¦ SYSTIMAX ULL |  | Fiber trunk cable assembly
UKGQXUCTF |  | Base Product | Singlemode MPO8 APC (pinned) to Unconnectorized Fiber Trunk Cable Assembly, 24-Fiber, Armored Indoor Dual Rated (OFNR/LSZH) | CommScope® | Propel ¦ SYSTIMAX ULL |  | Fiber trunk cable assembly
UHGMXUCCH |  | Base Product | Singlemode MPO12 APC (pinned) to Unconnectorized Fiber Trunk Cable Assembly, 48-Fiber, Armored Indoor Plenum | CommScope® | Propel ¦ SYSTIMAX ULL |  | Fiber trunk cable assembly
UHVQZUCTF |  | Base Product | Ultra Low Loss (ULL) OM5 MPO8 APC (pinned) to Unconnectorized Fiber Trunk Cable Assembly, 24-Fiber, Armored Indoor Plenum | CommScope® | Propel ¦ SYSTIMAX ULL |  | Fiber trunk cable assembly
UHXMXMXCN |  | Base Product | Ultra Low Loss (ULL) OM4 MPO12 UPC (pinned) to MPO12 UPC (pinned) Fiber Trunk Cable Assembly, 192-Fiber, Armored Indoor Plenum | CommScope® | Propel ¦ SYSTIMAX ULL |  | Fiber trunk cable assembly
UKVQZUCTR |  | Base Product | Ultra Low Loss (ULL) OM5 MPO8 APC (pinned) to Unconnectorized Fiber Trunk Cable Assembly, 16-Fiber, Armored Indoor Dual Rated (OFNR/LSZH) | CommScope® | Propel ¦ SYSTIMAX ULL |  | Fiber trunk cable assembly
UHXMXUCCG |  | Base Product | Ultra Low Loss (ULL) OM4 MPO12 UPC (pinned) to Unconnectorized Fiber Trunk Cable Assembly, 36-Fiber, Armored Indoor Plenum | CommScope® | Propel ¦ SYSTIMAX ULL |  | Fiber trunk cable assembly
UHGRZRZ8M |  | Base Product | Singlemode MPO16 APC (pinned) to MPO16 APC (pinned), Fiber Trunk Cable Assembly, 144-Fiber, Armored Indoor Plenum | CommScope® | Propel ¦ SYSTIMAX ULL |  | Fiber trunk cable assembly
UHGMXUCCN |  | Base Product | Singlemode MPO12 APC (pinned) to Unconnectorized Fiber Trunk Cable Assembly, 192-Fiber, Armored Indoor Plenum | CommScope® | Propel ¦ SYSTIMAX ULL |  | Fiber trunk cable assembly
UKGMXUCCK |  | Base Product | Singlemode MPO12 APC (pinned) to Unconnectorized Fiber Trunk Cable Assembly, 72-Fiber, Armored Indoor Dual Rated (OFNR/LSZH) | CommScope® | Propel ¦ SYSTIMAX ULL |  | Fiber trunk cable assembly
UHGMXUCCP |  | Base Product | Singlemode MPO12 APC (pinned) to Unconnectorized Fiber Trunk Cable Assembly, 288-Fiber, Armored Indoor Plenum | CommScope® | Propel ¦ SYSTIMAX ULL |  | Fiber trunk cable assembly
UHGRZRZ8R |  | Base Product | Singlemode MPO16 APC (pinned) to MPO16 APC (pinned), Fiber Trunk Cable Assembly, 16-Fiber, Armored Indoor Plenum | CommScope® | Propel ¦ SYSTIMAX ULL |  | Fiber trunk cable assembly
UHVQZUCTS |  | Base Product | Ultra Low Loss (ULL) OM5 MPO8 APC (pinned) to Unconnectorized Fiber Trunk Cable Assembly, 32-Fiber, Armored Indoor Plenum | CommScope® | Propel ¦ SYSTIMAX ULL |  | Fiber trunk cable assembly
UHGQXQXTK |  | Base Product | Singlemode MPO8 APC (pinned) to MPO8 APC (pinned) Fiber Trunk Cable Assembly, 72-Fiber, Armored Indoor Plenum | CommScope® | Propel ¦ SYSTIMAX ULL |  | Fiber trunk cable assembly
UKGRZRZ8H |  | Base Product | Singlemode MPO16 APC (pinned) to MPO16 APC (pinned), Fiber Trunk Cable Assembly, 48-Fiber, Armored Indoor Dual Rated (OFNR/LSZH) | CommScope® | Propel ¦ SYSTIMAX ULL |  | Fiber trunk cable assembly
UHXQZQZTN |  | Base Product | Ultra Low Loss (ULL) OM4 MPO8 APC (pinned) to MPO8 APC (pinned) Fiber Trunk Cable Assembly, 192-Fiber, Armored Indoor Plenum | CommScope® | Propel ¦ SYSTIMAX ULL |  | Fiber trunk cable assembly
UHVRZRZ8H |  | Base Product | Ultra Low Loss (ULL) OM5 MPO16 APC (pinned) to MPO16 APC (pinned), Fiber Trunk Cable Assembly, 48-Fiber, Armored Indoor Plenum | CommScope® | Propel ¦ SYSTIMAX ULL |  | Fiber trunk cable assembly
UKVQXUCTK |  | Base Product | Ultra Low Loss (ULL) OM5 MPO8 UPC (pinned) to Unconnectorized Fiber Trunk Cable Assembly, 72-Fiber, Armored Indoor Dual Rated (OFNR/LSZH) | CommScope® | Propel ¦ SYSTIMAX ULL |  | Fiber trunk cable assembly
UHGQXQXTL |  | Base Product | Singlemode MPO8 APC (pinned) to MPO8 APC (pinned) Fiber Trunk Cable Assembly, 96-Fiber, Armored Indoor Plenum | CommScope® | Propel ¦ SYSTIMAX ULL |  | Fiber trunk cable assembly
UHVRZRZ8N |  | Base Product | Ultra Low Loss (ULL) OM5 MPO16 APC (pinned) to MPO16 APC (pinned), Fiber Trunk Cable Assembly, 192-Fiber, Armored Indoor Plenum | CommScope® | Propel ¦ SYSTIMAX ULL |  | Fiber trunk cable assembly
UKVQXUCTR |  | Base Product | Ultra Low Loss (ULL) OM5 MPO8 UPC (pinned) to Unconnectorized Fiber Trunk Cable Assembly, 16-Fiber, Armored Indoor Dual Rated (OFNR/LSZH) | CommScope® | Propel ¦ SYSTIMAX ULL |  | Fiber trunk cable assembly
UHVRZRZ8R |  | Base Product | Ultra Low Loss (ULL) OM5 MPO16 APC (pinned) to MPO16 APC (pinned), Fiber Trunk Cable Assembly, 16-Fiber, Armored Indoor Plenum | CommScope® | Propel ¦ SYSTIMAX ULL |  | Fiber trunk cable assembly
UKGQXQXTK |  | Base Product | Singlemode MPO8 APC (pinned) to MPO8 APC (pinned) Fiber Trunk Cable Assembly, 72-Fiber, Armored Indoor Dual Rated (OFNR/LSZH) | CommScope® | Propel ¦ SYSTIMAX ULL |  | Fiber trunk cable assembly
UHGRZUC8S |  | Base Product | Singlemode MPO16 APC (pinned) to Unconnectorized, Fiber Trunk Cable Assembly, 32-Fiber, Armored Indoor Plenum | CommScope® | Propel ¦ SYSTIMAX ULL |  | Fiber trunk cable assembly
UHVQXUCT8 |  | Base Product | Ultra Low Loss (ULL) OM5 MPO8 UPC (pinned) to UnterminatedFiber Trunk Cable Assembly, 8-Fiber, Armored Indoor Plenum | CommScope® | Propel ¦ SYSTIMAX ULL |  | Fiber trunk cable assembly
UHXQZUCTN |  | Base Product | Ultra Low Loss (ULL) OM4 MPO8 APC (pinned) to Unconnectorized Fiber Trunk Cable Assembly, 192-Fiber, Armored Indoor Plenum | CommScope® | Propel ¦ SYSTIMAX ULL |  | Fiber trunk cable assembly
UKXRZUC8L |  | Base Product | Ultra Low Loss (ULL) OM4 MPO16 APC (pinned) to Unconnectorized, Fiber Trunk Cable Assembly, 96-Fiber, Armored Indoor Dual Rated (OFNR/LSZH) | CommScope® | Propel ¦ SYSTIMAX ULL |  | Fiber trunk cable assembly
UKGQXQXTR |  | Base Product | Singlemode MPO8 APC (pinned) to MPO8 APC (pinned) Fiber Trunk Cable Assembly, 16-Fiber, Armored Indoor Dual Rated (OFNR/LSZH) | CommScope® | Propel ¦ SYSTIMAX ULL |  | Fiber trunk cable assembly
UKXQXUCT8 |  | Base Product | Ultra Low Loss (ULL) OM4 MPO8 UPC (pinned) to Unconnectorized Fiber Trunk Cable Assembly, 8-Fiber, Armored Indoor Dual Rated (OFNR/LSZH) | CommScope® | Propel ¦ SYSTIMAX ULL |  | Fiber trunk cable assembly
UKVRZUC8S |  | Base Product | Ultra Low Loss (ULL) OM5 MPO16 APC (pinned) to Unconnectorized, Fiber Trunk Cable Assembly, 32-Fiber, Armored Indoor Dual Rated (OFNR/LSZH) | CommScope® | Propel ¦ SYSTIMAX ULL |  | Fiber trunk cable assembly
UHXQXQXTU |  | Base Product | Ultra Low Loss (ULL) OM4 MPO8 UPC (pinned) to MPO8 UPC (pinned) Fiber Trunk Cable Assembly, 64-Fiber, Armored Indoor Plenum | CommScope® | Propel ¦ SYSTIMAX ULL |  | Fiber trunk cable assembly
UHVMXMXCK |  | Base Product | Ultra Low Loss (ULL) OM5 MPO12 UPC (pinned) to MPO12 UPC (pinned) Fiber Trunk Cable Assembly, 72-Fiber, Armored Indoor Plenum | CommScope® | Propel ¦ SYSTIMAX ULL |  | Fiber trunk cable assembly
UKXQXUCTK |  | Base Product | Ultra Low Loss (ULL) OM4 MPO8 UPC (pinned) to Unconnectorized Fiber Trunk Cable Assembly, 72-Fiber, Armored Indoor Dual Rated (OFNR/LSZH) | CommScope® | Propel ¦ SYSTIMAX ULL |  | Fiber trunk cable assembly
UKXQXUCTL |  | Base Product | Ultra Low Loss (ULL) OM4 MPO8 UPC (pinned) to Unconnectorized Fiber Trunk Cable Assembly, 96-Fiber, Armored Indoor Dual Rated (OFNR/LSZH) | CommScope® | Propel ¦ SYSTIMAX ULL |  | Fiber trunk cable assembly
UHVQXUCTU |  | Base Product | Ultra Low Loss (ULL) OM5 MPO8 UPC (pinned) to UnterminatedFiber Trunk Cable Assembly, 64-Fiber, Armored Indoor Plenum | CommScope® | Propel ¦ SYSTIMAX ULL |  | Fiber trunk cable assembly
UKVMXMXCG |  | Base Product | Ultra Low Loss (ULL) OM5 MPO12 UPC (pinned) to MPO12 UPC (pinned) Fiber Trunk Cable Assembly, 36-Fiber, Armored Indoor Dual Rated (OFNR/LSZH) | CommScope® | Propel ¦ SYSTIMAX ULL |  | Fiber trunk cable assembly
UKXQZUCTR |  | Base Product | Ultra Low Loss (ULL) OM4 MPO8 APC (pinned) to Unconnectorized Fiber Trunk Cable Assembly, 16-Fiber, Armored Indoor Dual Rated (OFNR/LSZH) | CommScope® | Propel ¦ SYSTIMAX ULL |  | Fiber trunk cable assembly
UKVMXMXCH |  | Base Product | Ultra Low Loss (ULL) OM5 MPO12 UPC (pinned) to MPO12 UPC (pinned) Fiber Trunk Cable Assembly, 48-Fiber, Armored Indoor Dual Rated (OFNR/LSZH) | CommScope® | Propel ¦ SYSTIMAX ULL |  | Fiber trunk cable assembly
UKXRZRZ8L |  | Base Product | Ultra Low Loss (ULL) OM4 MPO16 APC (pinned) to MPO16 APC (pinned), Fiber Trunk Cable Assembly, 96-Fiber, Armored Indoor Dual Rated (OFNR/LSZH) | CommScope® | Propel ¦ SYSTIMAX ULL |  | Fiber trunk cable assembly
UKVMXMXCM |  | Base Product | Ultra Low Loss (ULL) OM5 MPO12 UPC (pinned) to MPO12 UPC (pinned) Fiber Trunk Cable Assembly, 144-Fiber, Armored Indoor Dual Rated (OFNR/LSZH) | CommScope® | Propel ¦ SYSTIMAX ULL |  | Fiber trunk cable assembly
UKVMXMXCN |  | Base Product | Ultra Low Loss (ULL) OM5 MPO12 UPC (pinned) to MPO12 UPC (pinned) Fiber Trunk Cable Assembly, 192-Fiber, Armored Indoor Dual Rated (OFNR/LSZH) | CommScope® | Propel ¦ SYSTIMAX ULL |  | Fiber trunk cable assembly
UHXRZUC8L |  | Base Product | Ultra Low Loss (ULL) OM4 MPO16 APC (pinned) to Unconnectorized, Fiber Trunk Cable Assembly, 96-Fiber, Armored Indoor Plenum | CommScope® | Propel ¦ SYSTIMAX ULL |  | Fiber trunk cable assembly
UKXRZRZ8Q |  | Base Product | Ultra Low Loss (ULL) OM4 MPO16 APC (pinned) to MPO16 APC (pinned), Fiber Trunk Cable Assembly, 128-Fiber, Armored Indoor Dual Rated (OFNR/LSZH) | CommScope® | Propel ¦ SYSTIMAX ULL |  | Fiber trunk cable assembly
UKXRZRZ8S |  | Base Product | Ultra Low Loss (ULL) OM4 MPO16 APC (pinned) to MPO16 APC (pinned), Fiber Trunk Cable Assembly, 32-Fiber, Armored Indoor Dual Rated (OFNR/LSZH) | CommScope® | Propel ¦ SYSTIMAX ULL |  | Fiber trunk cable assembly
CJXMPMPAD |  | Base Product | Ultra Low Loss (ULL) Method C, OM4 MPO12 (Unpinned) to MPO12 (Unpinned), Fiber Trunk Cable Assembly, 12-Fiber, Low Smoke Zero Halogen (LSZH) | CommScope® | SYSTIMAX ULL |  | Fiber trunk cable assembly
ARGQPLUJ8 |  | Base Product | Ultra Low Loss (ULL) Singlemode, MPO8 Unpinned to LC/UPC Uniboot, 8-Fiber Array Cord, Low Smoke Zero Halogen (LSZH)/Riser | CommScope® | SYSTIMAX ULL |  | Fiber array cable assembly
760248382 | MPA-NCLCJ50005M-NS | Variant | MPO Fanout Cable, polarity A, 12 fiber MPO (unpinned) to LC duplex, Plenum 3mm SM, 5m, with 36" breakout | CommScope® | MPOptimate® | MPA | Fiber fanout cable assembly
760248383 | MPA-NCLCJ50006M-NS | Variant | MPO Fanout Cable, polarity A, 12 fiber MPO (unpinned) to LC duplex, Plenum 3mm SM, 6m, with 36" breakout | CommScope® | MPOptimate® | MPA | Fiber fanout cable assembly
760248386 | MPA-NCLCJ50010M-NS | Variant | MPO Fanout Cable, polarity A, 12 fiber MPO (unpinned) to LC duplex, Plenum 3mm SM, 10m, with 36" breakout | CommScope® | MPOptimate® | MPA | Fiber fanout cable assembly
ULXQXQXBF |  | Base Product | Ultra Low Loss (ULL) OM4 MPO8 (Pinned) to MPO8 (Pinned), Ruggedized fanout Cable, 24-Fiber, Plenum | CommScope® | SYSTIMAX ULL |  | Ruggedized fanout
UJG2XMERY |  | Base Product | Ultra Low Loss (ULL) Singlemode MPO24 (pinned) to MPO12 (Unpinned) Pre-terminated Trunk Cable, 1728-Fiber, 12-Fiber Rollable Ribbon Central Tube, Low Smoke Zero Halogen (LSZH)/Riser | CommScope® | SYSTIMAX ULL |  | Fiber trunk cable assembly
ULGMPLUCP |  | Base Product | Ultra Low Loss ULL TeraSPEED® MPO(Unpinned) to LC/UPC Uniboot Ruggedized fanout Cable, 288-Fiber, Plenum, 12 fiber PmP 2.0 mm Dca | CommScope® | SYSTIMAX ULL |  | Ruggedized fanout
UNGMXLUCP |  | Base Product | Ultra Low Loss ULL TeraSPEED® MPO(Pinned) to LC/UPC Uniboot Ruggedized fanout Cable, 288-Fiber, LSZH, 12 fiber PmP 2.0 mm Dca | CommScope® | SYSTIMAX ULL |  | Ruggedized fanout
UJGRXRXBP |  | Base Product | Ultra Low Loss (ULL) Singlemode MPO16 (Pinned) to MPO16 (Pinned), Fiber Trunk Cable Assembly, 288-Fiber, Low Smoke Zero Halogen/Riser | CommScope® | SYSTIMAX ULL |  | Fiber trunk cable assembly
UKGMPMPCK |  | Base Product | Ultra Low Loss, Singlemode MPO12 APC (unpinned) to MPO12 APC (unpinned) Fiber Trunk Cable Assembly, 72-Fiber, Armored Indoor Dual Rated (OFNR/LSZH) | CommScope® | SYSTIMAX ULL |  | Fiber trunk cable assembly
UKXMPMXCL |  | Base Product | Ultra Low Loss (ULL) Multimode OM4 MPO12 (Unpinned) to MPO12 (Pinned), Armored Pre-terminated Trunk Cable, 96-Fiber, Low Smoke Zero Halogen (LSZH) | CommScope® | SYSTIMAX ULL |  | Fiber trunk cable assembly
UHXMPMXCG |  | Base Product | Ultra Low Loss (ULL), OM4 MPO (Unpinned) to MPO (Pinned), InstaPATCH® 360 Armored Pre-terminated Trunk Cable, 36-Fiber, Plenum | CommScope® | SYSTIMAX InstaPATCH® 360 |  | Fiber trunk cable assembly
A3XMXMPCL |  | Base Product | OM4 MPO-12 (Pinned) to MPO-12 (Unpinned), Pre-terminated Trunk Cable, 96-Fiber, LSZH B2ca, Method A | CommScope® |  |  | Fiber trunk cable assembly
C3GMPMPCD |  | Base Product | Description: Ultra Low Loss ULL TeraSPEED® MPO(Unpinned) to MPO(Unpinned) Pre-terminated Trunk Cable, MPO12, 12-Fiber, LSZH, 12 fiber PmP 2.0 mm /B2ca, Method C | CommScope® |  |  | Fiber trunk cable assembly
ARGRPQP7R |  | Base Product | Ultra Low Loss (ULL) Singlemode G.657.A2, 1X2, MPO16 (Non-Pinned) to MPO8 (Non-Pinned), 16-Fiber, Conversion Array, Dual Rated (OFNR/LSZH), Method A | CommScope® | Propel ¦ SYSTIMAX ULL |  | Fiber conversion array cable assembly
UGGMWMWAD |  | Base Product | Ultra Low Loss (ULL) Singlemode MPO12 Female with Push-Pull Boot to MPO12 Female with Push-Pull Boot, Fiber Trunk Cable Assembly, 12-Fiber, Plenum | CommScope® | SYSTIMAX ULL |  | Fiber trunk cable assembly
AGGMYMWAD |  | Base Product | Singlemode MPO12 Male with Push-Pull Boot to MPO12 Female with Push-Pull boot, Fiber Trunk Cable Assembly, 12-Fiber, Method A, Plenum | CommScope® |  |  | Fiber trunk cable assembly
URXQVQPF8 |  | Base Product | Ultra Low Loss (ULL) OM4 MPO APC (Non-Pinned) to MPO (Non-Pinned), Fiber Trunk Cable Assembly, 8-Fiber, Dual Rated (OFNR/LSZH) | CommScope® | Propel ¦ SYSTIMAX ULL |  | Fiber conversion array cable assembly
AQGMYMWGD |  | Base Product | Ultra Low Loss (ULL) Singlemode MPO12 Push-Pull (Pinned) to MPO12 Push-Pull (Unpinned), Fiber Extension Cable Assembly, 12-Fiber, Plenum. Method A | CommScope® | SYSTIMAX ULL |  | Fiber array cable assembly
URGRXQP7R |  | Base Product | Ultra Low Loss (ULL) Singlemode G.657.A2, 1X2, MPO16 (Pinned) to MPO8 (Non-Pinned), 16-Fiber, Conversion Array, LSZH | CommScope® | Propel ¦ SYSTIMAX ULL |  | Fiber conversion array cable assembly
URV2PRVBH |  | Base Product | Ultra Low Loss (ULL) OM5, 2X3, MPO24 (Non-Pinned) to MPO16 Multimode APC (Non-Pinned), 48-Fiber, Conversion Array, LSZH | CommScope® | Propel ¦ SYSTIMAX ULL |  | Fiber conversion array cable assembly
UGGQPUCTH |  | Base Product | Ultra Low Loss (ULL) Singlemode MPO8 (Non-Pinned) to unconnectorized, Fiber Trunk Cable Assembly, 48-Fiber, Plenum | CommScope® | Propel ¦ SYSTIMAX ULL |  | Fiber trunk cable assembly
UGXQXUCTF |  | Base Product | Ultra Low Loss (ULL) OM4 MPO8 (Pinned) to unconnectorized, Fiber Trunk Cable Assembly, 24-Fiber, Plenum | CommScope® | Propel ¦ SYSTIMAX ULL |  | Fiber trunk cable assembly
U3XQPUCTU |  | Base Product | Ultra Low Loss (ULL) OM4 MPO8 (Non-Pinned) to unconnectorized, Fiber Trunk Cable Assembly, 64-Fiber, LZSH B2ca | CommScope® | Propel ¦ SYSTIMAX ULL |  | Fiber trunk cable assembly
U3XQXQXT8 |  | Base Product | Ultra Low Loss (ULL) OM4 MPO8 (Pinned) to MPO8 (Pinned), Fiber Trunk Cable Assembly, 8-Fiber, LZSH B2ca | CommScope® | Propel ¦ SYSTIMAX ULL |  | Fiber trunk cable assembly
U3GQXUCTM |  | Base Product | Ultra Low Loss (ULL) Singlemode MPO8 (Pinned) to unconnectorized, Fiber Trunk Cable Assembly, 144-Fiber, LZSH B2ca | CommScope® | Propel ¦ SYSTIMAX ULL |  | Fiber trunk cable assembly
UGVQXUCTU |  | Base Product | Ultra Low Loss (ULL) OM5 MPO8 (Pinned) to unconnectorized, Fiber Trunk Cable Assembly,64-Fiber, Plenum | CommScope® | Propel ¦ SYSTIMAX ULL |  | Fiber trunk cable assembly
UJGQXQXTR |  | Base Product | Ultra Low Loss (ULL) Singlemode MPO8 (Pinned) to MPO8 (Pinned), Fiber Trunk Cable Assembly, 16-Fiber, Dual Rated (OFNR/LSZH) | CommScope® | Propel ¦ SYSTIMAX ULL |  | Fiber trunk cable assembly
UGGQPUCTN |  | Base Product | Ultra Low Loss (ULL) Singlemode MPO8 (Non-Pinned) to unconnectorized, Fiber Trunk Cable Assembly, 192-Fiber, Plenum | CommScope® | Propel ¦ SYSTIMAX ULL |  | Fiber trunk cable assembly
U3GQXUCTR |  | Base Product | Ultra Low Loss (ULL) Singlemode MPO8 (Pinned) to unconnectorized, Fiber Trunk Cable Assembly, 16-Fiber, LZSH B2ca | CommScope® | Propel ¦ SYSTIMAX ULL |  | Fiber trunk cable assembly
U3XQXQXTL |  | Base Product | Ultra Low Loss (ULL) OM4 MPO8 (Pinned) to MPO8 (Pinned), Fiber Trunk Cable Assembly, 96-Fiber, LZSH B2ca | CommScope® | Propel ¦ SYSTIMAX ULL |  | Fiber trunk cable assembly
UJXQPUCTN |  | Base Product | Ultra Low Loss (ULL) OM4 MPO8 (Non-Pinned) to unconnectorized, Fiber Trunk Cable Assembly, 192-Fiber, Dual Rated (OFNR/LSZH) | CommScope® | Propel ¦ SYSTIMAX ULL |  | Fiber trunk cable assembly
UQVQPQXF8 |  | Base Product | Ultra Low Loss (ULL) OM5 MPO8 (Non-Pinned) to MPO8 (Pinned), Fiber Array Cable Assembly, 8-Fiber, Plenum | CommScope® | Propel ¦ SYSTIMAX ULL |  | Fiber array cable assembly
UGXQPQXTK |  | Base Product | Ultra Low Loss (ULL) OM4 MPO8 (Non-Pinned) to MPO8 (Pinned), Fiber Trunk Cable Assembly, 72-Fiber, Plenum | CommScope® | Propel ¦ SYSTIMAX ULL |  | Fiber trunk cable assembly
U3XQXQXTN |  | Base Product | Ultra Low Loss (ULL) OM4 MPO8 (Pinned) to MPO8 (Pinned), Fiber Trunk Cable Assembly, 192-Fiber, LZSH B2ca | CommScope® | Propel ¦ SYSTIMAX ULL |  | Fiber trunk cable assembly
UJXQPUCTR |  | Base Product | Ultra Low Loss (ULL) OM4 MPO8 (Non-Pinned) to unconnectorized, Fiber Trunk Cable Assembly, 16-Fiber, Dual Rated (OFNR/LSZH) | CommScope® | Propel ¦ SYSTIMAX ULL |  | Fiber trunk cable assembly
UJGQXUCTH |  | Base Product | Ultra Low Loss (ULL) Singlemode MPO8 (Pinned) to unconnectorized, Fiber Trunk Cable Assembly, 48-Fiber, Dual Rated (OFNR/LSZH) | CommScope® | Propel ¦ SYSTIMAX ULL |  | Fiber trunk cable assembly
U3VQPQXTF |  | Base Product | Ultra Low Loss (ULL) OM5 MPO8 (Non-Pinned) to MPO8 (Pinned), Fiber Trunk Cable Assembly, 24-Fiber, LZSH B2ca | CommScope® | Propel ¦ SYSTIMAX ULL |  | Fiber trunk cable assembly
UGGQPUCTU |  | Base Product | Ultra Low Loss (ULL) Singlemode MPO8 (Non-Pinned) to unconnectorized, Fiber Trunk Cable Assembly, 64-Fiber, Plenum | CommScope® | Propel ¦ SYSTIMAX ULL |  | Fiber trunk cable assembly
U3VQPQXTH |  | Base Product | Ultra Low Loss (ULL) OM5 MPO8 (Non-Pinned) to MPO8 (Pinned), Fiber Trunk Cable Assembly, 48-Fiber, LZSH B2ca | CommScope® | Propel ¦ SYSTIMAX ULL |  | Fiber trunk cable assembly
U3XQXQXTS |  | Base Product | Ultra Low Loss (ULL) OM4 MPO8 (Pinned) to MPO8 (Pinned), Fiber Trunk Cable Assembly,32-Fiber, LZSH B2ca | CommScope® | Propel ¦ SYSTIMAX ULL |  | Fiber trunk cable assembly
UJGQPQXTH |  | Base Product | Ultra Low Loss (ULL) Singlemode MPO8 (Non-Pinned) to MPO8 (Pinned), Fiber Trunk Cable Assembly, 48-Fiber, Dual Rated (OFNR/LSZH) | CommScope® | Propel ¦ SYSTIMAX ULL |  | Fiber trunk cable assembly
U3VQXQXTS |  | Base Product | Ultra Low Loss (ULL) OM5 MPO8 (Pinned) to MPO8 (Pinned), Fiber Trunk Cable Assembly, 32-Fiber, LZSH B2ca | CommScope® | Propel ¦ SYSTIMAX ULL |  | Fiber trunk cable assembly
U3XQXUCT8 |  | Base Product | Ultra Low Loss (ULL) OM4 MPO8 (Pinned) to unconnectorized, Fiber Trunk Cable Assembly, 8-Fiber, LZSH B2ca | CommScope® | Propel ¦ SYSTIMAX ULL |  | Fiber trunk cable assembly
UQXQPLUF8 |  | Base Product | Ultra Low Loss (ULL) OM4 MPO8 (Non-Pinned) to LC/UPC Uniboot, Fiber Array Cable Assembly, 8-Fiber, Plenum | CommScope® | Propel ¦ SYSTIMAX ULL |  | Fiber array cable assembly
UGVQPUCTS |  | Base Product | Ultra Low Loss (ULL) OM5 MPO8 (Non-Pinned) to unconnectorized, Fiber Trunk Cable Assembly, 32-Fiber, Plenum | CommScope® | Propel ¦ SYSTIMAX ULL |  | Fiber trunk cable assembly
UJGQXUCTM |  | Base Product | Ultra Low Loss (ULL) Singlemode MPO8 (Pinned) to unconnectorized, Fiber Trunk Cable Assembly, 144-Fiber, Dual Rated (OFNR/LSZH) | CommScope® | Propel ¦ SYSTIMAX ULL |  | Fiber trunk cable assembly
U3VQPQXTR |  | Base Product | Ultra Low Loss (ULL) OM5 MPO8 (Non-Pinned) to MPO8 (Pinned), Fiber Trunk Cable Assembly, 16-Fiber, LZSH B2ca | CommScope® | Propel ¦ SYSTIMAX ULL |  | Fiber trunk cable assembly
UJXQXQXTH |  | Base Product | Ultra Low Loss (ULL) OM4 MPO8 (Pinned) to MPO8 (Pinned), Fiber Trunk Cable Assembly, 48-Fiber, Dual Rated (OFNR/LSZH) | CommScope® | Propel ¦ SYSTIMAX ULL |  | Fiber trunk cable assembly
UGGQXQXTS |  | Base Product | Ultra Low Loss (ULL) Singlemode MPO8 (Pinned) to MPO8 (Pinned), Fiber Trunk Cable Assembly,32-Fiber, Plenum | CommScope® | Propel ¦ SYSTIMAX ULL |  | Fiber trunk cable assembly
U3XQXUCTR |  | Base Product | Ultra Low Loss (ULL) OM4 MPO8 (Pinned) to unconnectorized, Fiber Trunk Cable Assembly, 16-Fiber, LZSH B2ca | CommScope® | Propel ¦ SYSTIMAX ULL |  | Fiber trunk cable assembly
UGGQXQXTU |  | Base Product | Ultra Low Loss (ULL) Singlemode MPO8 (Pinned) to MPO8 (Pinned), Fiber Trunk Cable Assembly,64-Fiber, Plenum | CommScope® | Propel ¦ SYSTIMAX ULL |  | Fiber trunk cable assembly
U3XQXUCTS |  | Base Product | Ultra Low Loss (ULL) OM4 MPO8 (Pinned) to unconnectorized, Fiber Trunk Cable Assembly,32-Fiber, LZSH B2ca | CommScope® | Propel ¦ SYSTIMAX ULL |  | Fiber trunk cable assembly
UJGQXUCTS |  | Base Product | Ultra Low Loss (ULL) Singlemode MPO8 (Pinned) to unconnectorized, Fiber Trunk Cable Assembly,32-Fiber, Dual Rated (OFNR/LSZH) | CommScope® | Propel ¦ SYSTIMAX ULL |  | Fiber trunk cable assembly
U3GQPUCTR |  | Base Product | Ultra Low Loss (ULL) Singlemode MPO8 (Non-Pinned) to unconnectorized, Fiber Trunk Cable Assembly, 16-Fiber, LZSH B2ca | CommScope® | Propel ¦ SYSTIMAX ULL |  | Fiber trunk cable assembly
UJGQXUCTU |  | Base Product | Ultra Low Loss (ULL) Singlemode MPO8 (Pinned) to unconnectorized, Fiber Trunk Cable Assembly,64-Fiber, Dual Rated (OFNR/LSZH) | CommScope® | Propel ¦ SYSTIMAX ULL |  | Fiber trunk cable assembly
UJXQXQXTN |  | Base Product | Ultra Low Loss (ULL) OM4 MPO8 (Pinned) to MPO8 (Pinned), Fiber Trunk Cable Assembly, 192-Fiber, Dual Rated (OFNR/LSZH) | CommScope® | Propel ¦ SYSTIMAX ULL |  | Fiber trunk cable assembly
URGQPUCF8 |  | Base Product | Ultra Low Loss (ULL) Singlemode MPO8 (Non-Pinned) to unconnectorized, Fiber Array Cable Assembly, 8-Fiber, Dual Rated (OFNR/LSZH) | CommScope® | Propel ¦ SYSTIMAX ULL |  | Fiber array cable assembly
UJVQPQXTH |  | Base Product | Ultra Low Loss (ULL) OM5 MPO8 (Non-Pinned) to MPO8 (Pinned), Fiber Trunk Cable Assembly, 48-Fiber, Dual Rated (OFNR/LSZH) | CommScope® | Propel ¦ SYSTIMAX ULL |  | Fiber trunk cable assembly
U3GQXQXTF |  | Base Product | Ultra Low Loss (ULL) Singlemode MPO8 (Pinned) to MPO8 (Pinned), Fiber Trunk Cable Assembly, 24-Fiber, LZSH B2ca | CommScope® | Propel ¦ SYSTIMAX ULL |  | Fiber trunk cable assembly
UJVQXUCTN |  | Base Product | Ultra Low Loss (ULL) OM5 MPO8 (Pinned) to unconnectorized, Fiber Trunk Cable Assembly, 192-Fiber, Dual Rated (OFNR/LSZH) | CommScope® | Propel ¦ SYSTIMAX ULL |  | Fiber trunk cable assembly
U3XQPQXTK |  | Base Product | Ultra Low Loss (ULL) OM4 MPO8 (Non-Pinned) to MPO8 (Pinned), Fiber Trunk Cable Assembly, 72-Fiber, LZSH B2ca | CommScope® | Propel ¦ SYSTIMAX ULL |  | Fiber trunk cable assembly
URVQPLUF8 |  | Base Product | Ultra Low Loss (ULL) OM5 MPO8 (Non-Pinned) to LC/UPC Uniboot, Fiber Array Cable Assembly, 8-Fiber, Dual Rated (OFNR/LSZH) | CommScope® | Propel ¦ SYSTIMAX ULL |  | Fiber array cable assembly
U3XQPQXTM |  | Base Product | Ultra Low Loss (ULL) OM4 MPO8 (Non-Pinned) to MPO8 (Pinned), Fiber Trunk Cable Assembly, 144-Fiber, LZSH B2ca | CommScope® | Propel ¦ SYSTIMAX ULL |  | Fiber trunk cable assembly
U3GQXQXTL |  | Base Product | Ultra Low Loss (ULL) Singlemode MPO8 (Pinned) to MPO8 (Pinned), Fiber Trunk Cable Assembly, 96-Fiber, LZSH B2ca | CommScope® | Propel ¦ SYSTIMAX ULL |  | Fiber trunk cable assembly
UGXQPUCTR |  | Base Product | Ultra Low Loss (ULL) OM4 MPO8 (Non-Pinned) to unconnectorized, Fiber Trunk Cable Assembly, 16-Fiber, Plenum | CommScope® | Propel ¦ SYSTIMAX ULL |  | Fiber trunk cable assembly
UJXQXUCTL |  | Base Product | Ultra Low Loss (ULL) OM4 MPO8 (Pinned) to unconnectorized, Fiber Trunk Cable Assembly, 96-Fiber, Dual Rated (OFNR/LSZH) | CommScope® | Propel ¦ SYSTIMAX ULL |  | Fiber trunk cable assembly
URVQPUCF8 |  | Base Product | Ultra Low Loss (ULL) OM5 MPO8 (Non-Pinned) to unconnectorized, Fiber Array Cable Assembly, 8-Fiber, Dual Rated (OFNR/LSZH) | CommScope® | Propel ¦ SYSTIMAX ULL |  | Fiber array cable assembly
U3GQXQXTN |  | Base Product | Ultra Low Loss (ULL) Singlemode MPO8 (Pinned) to MPO8 (Pinned), Fiber Trunk Cable Assembly, 192-Fiber, LZSH B2ca | CommScope® | Propel ¦ SYSTIMAX ULL |  | Fiber trunk cable assembly
UJGQXQXTF |  | Base Product | Ultra Low Loss (ULL) Singlemode MPO8 (Pinned) to MPO8 (Pinned), Fiber Trunk Cable Assembly, 24-Fiber, Dual Rated (OFNR/LSZH) | CommScope® | Propel ¦ SYSTIMAX ULL |  | Fiber trunk cable assembly
UGGQPQXTU |  | Base Product | Ultra Low Loss (ULL) Singlemode MPO8 (Non-Pinned) to MPO8 (Pinned), Fiber Trunk Cable Assembly, 64-Fiber, Plenum | CommScope® | Propel ¦ SYSTIMAX ULL |  | Fiber trunk cable assembly
UJXQXUCTN |  | Base Product | Ultra Low Loss (ULL) OM4 MPO8 (Pinned) to unconnectorized, Fiber Trunk Cable Assembly, 192-Fiber, Dual Rated (OFNR/LSZH) | CommScope® | Propel ¦ SYSTIMAX ULL |  | Fiber trunk cable assembly
UJXQPQXTK |  | Base Product | Ultra Low Loss (ULL) OM4 MPO8 (Non-Pinned) to MPO8 (Pinned), Fiber Trunk Cable Assembly, 72-Fiber, Dual Rated (OFNR/LSZH) | CommScope® | Propel ¦ SYSTIMAX ULL |  | Fiber trunk cable assembly
UGVQPQXTH |  | Base Product | Ultra Low Loss (ULL) OM5 MPO8 (Non-Pinned) to MPO8 (Pinned), Fiber Trunk Cable Assembly, 48-Fiber, Plenum | CommScope® | Propel ¦ SYSTIMAX ULL |  | Fiber trunk cable assembly
UGGQPUCTF |  | Base Product | Ultra Low Loss (ULL) Singlemode MPO8 (Non-Pinned) to unconnectorized, Fiber Trunk Cable Assembly, 24-Fiber, Plenum | CommScope® | Propel ¦ SYSTIMAX ULL |  | Fiber trunk cable assembly
U3XQPUCTH |  | Base Product | Ultra Low Loss (ULL) OM4 MPO8 (Non-Pinned) to unconnectorized, Fiber Trunk Cable Assembly, 48-Fiber, LZSH B2ca | CommScope® | Propel ¦ SYSTIMAX ULL |  | Fiber trunk cable assembly
UGXQXQXTL |  | Base Product | Ultra Low Loss (ULL) OM4 MPO8 (Pinned) to MPO8 (Pinned), Fiber Trunk Cable Assembly, 96-Fiber, Plenum | CommScope® | Propel ¦ SYSTIMAX ULL |  | Fiber trunk cable assembly
UGXQXQXTR |  | Base Product | Ultra Low Loss (ULL) OM4 MPO8 (Pinned) to MPO8 (Pinned), Fiber Trunk Cable Assembly, 16-Fiber, Plenum | CommScope® | Propel ¦ SYSTIMAX ULL |  | Fiber trunk cable assembly
URVMPMPUD |  | Base Product | Ultra Low Loss (ULL) OM4 MPO12 (Non-pinned) to MPO12 (Non-pinned), Fiber Array Cable Assembly, 12-Fiber, Dual Rated (OFNR/LSZH) | CommScope® | Propel ¦ SYSTIMAX ULL |  | Fiber array cable assembly
AJGMPMPCN |  | Base Product | Ultra Low Loss ULL TeraSPEED® MPO(unpinned) to MPO(unpinned) Pre-terminated Trunk Cable with grommet for Q3000, MPO12, 192-Fiber, Dual Rated (LSZH/OFNR), 12 fiber PmP 2.0 mm B2ca | CommScope® |  |  | Fiber trunk cable assembly
AQGQPLCJ8 |  | Base Product | Ultra Low Loss Singlemode MPO8 Unpinned to LC/UPC 8-Fiber Plenum Array Cord | CommScope® | SYSTIMAX ULL |  | Fiber array cable assembly
FJWMPUCAD |  | Base Product | Singlemode MPO (Non-Pinned) to Unconnectorized InstaPATCH® 360 Pre-terminated Trunk Cable, 12-Fiber, Low Smoke Zero Halogen | CommScope® | SYSTIMAX InstaPATCH® 360 |  | Fiber trunk cable assembly
UGGQXUCZ8 |  | Base Product | Hybrid Ultra Low Loss (ULL) Singlemode G.657.A2 MPO8 (Pinned) to Unconnectorized , 4 Pair 16AWG Constellation Trunk Cable Assembly, 8-Fiber, Plenum | CommScope® | SYSTIMAX ULL |  | Hybrid cable assembly ¦ 4-pair
AQV2P2PHF |  | Base Product | OM5 MPO24 (Unpinned) to MPO24 (Unpinned), Fiber Patch Cord, 24-Fiber, Method A, Plenum | CommScope® |  |  | Fiber array cable assembly
ULVQXLUTS |  | Base Product | Ultra Low Loss ULL OM5 MPO8 UPC pinned to LC/UPC Uniboot Ruggedized fanout Cable, 32-Fiber, Plenum, 8 fiber PmP 2.0 mm | CommScope® | Propel ¦ SYSTIMAX ULL |  | Ruggedized fanout
UNGQXLUTS |  | Base Product | Singlemode MPO8 APC pinned to LC/UPC Uniboot Ruggedized fanout Cable, 32-Fiber, Dual Rated (OFNR/LSZH), 8 fiber PmP 2.0 mm | CommScope® | Propel ¦ SYSTIMAX ULL |  | Ruggedized fanout
U4VQXLUTL |  | Base Product | Ultra Low Loss ULL OM5 MPO8 UPC pinned to LC/UPC Uniboot Ruggedized fanout Cable, 96-Fiber, LSZH, 8 fiber PmP 2.0 mm /B2ca | CommScope® | Propel ¦ SYSTIMAX ULL |  | Ruggedized fanout
U4VQXLUTN |  | Base Product | Ultra Low Loss ULL OM5 MPO8 UPC pinned to LC/UPC Uniboot Ruggedized fanout Cable, 192-Fiber, LSZH, 8 fiber PmP 2.0 mm /B2ca | CommScope® | Propel ¦ SYSTIMAX ULL |  | Ruggedized fanout
U4XQZLUTL |  | Base Product | Ultra Low Loss ULL OM4 MPO8 APC pinned to LC/UPC Uniboot Ruggedized fanout Cable, 96-Fiber, LSZH, 8 fiber PmP 2.0 mm /B2ca | CommScope® | Propel ¦ SYSTIMAX ULL |  | Ruggedized fanout
UNVQPLUTF |  | Base Product | Ultra Low Loss ULL OM5 MPO8 UPC non-pinned to LC/UPC Uniboot Ruggedized fanout Cable, 24-Fiber, Dual Rated (OFNR/LSZH), 8 fiber PmP 2.0 mm | CommScope® | Propel ¦ SYSTIMAX ULL |  | Ruggedized fanout
U4GQPLUTF |  | Base Product | Singlemode MPO8 APC non-pinned to LC/UPC Uniboot Ruggedized fanout Cable, 24-Fiber, LSZH, 8 fiber PmP 2.0 mm /B2ca | CommScope® | Propel ¦ SYSTIMAX ULL |  | Ruggedized fanout
UNVQPLUTH |  | Base Product | Ultra Low Loss ULL OM5 MPO8 UPC non-pinned to LC/UPC Uniboot Ruggedized fanout Cable, 48-Fiber, Dual Rated (OFNR/LSZH), 8 fiber PmP 2.0 mm | CommScope® | Propel ¦ SYSTIMAX ULL |  | Ruggedized fanout
ULVQPLUTH |  | Base Product | Ultra Low Loss ULL OM5 MPO8 UPC non-pinned to LC/UPC Uniboot Ruggedized fanout Cable, 48-Fiber, Plenum, 8 fiber PmP 2.0 mm | CommScope® | Propel ¦ SYSTIMAX ULL |  | Ruggedized fanout
UNVQPLUTK |  | Base Product | Ultra Low Loss ULL OM5 MPO8 UPC non-pinned to LC/UPC Uniboot Ruggedized fanout Cable, 72-Fiber, Dual Rated (OFNR/LSZH), 8 fiber PmP 2.0 mm | CommScope® | Propel ¦ SYSTIMAX ULL |  | Ruggedized fanout
ULXQPLUTR |  | Base Product | Ultra Low Loss ULL OM4 MPO8 UPC non-pinned to LC/UPC Uniboot Ruggedized fanout Cable, 16-Fiber, Plenum, 8 fiber PmP 2.0 mm | CommScope® | Propel ¦ SYSTIMAX ULL |  | Ruggedized fanout
UNXQPLUTL |  | Base Product | Ultra Low Loss ULL OM4 MPO8 UPC non-pinned to LC/UPC Uniboot Ruggedized fanout Cable, 96-Fiber, Dual Rated (OFNR/LSZH), 8 fiber PmP 2.0 mm | CommScope® | Propel ¦ SYSTIMAX ULL |  | Ruggedized fanout
UNVQPLUTL |  | Base Product | Ultra Low Loss ULL OM5 MPO8 UPC non-pinned to LC/UPC Uniboot Ruggedized fanout Cable, 96-Fiber, Dual Rated (OFNR/LSZH), 8 fiber PmP 2.0 mm | CommScope® | Propel ¦ SYSTIMAX ULL |  | Ruggedized fanout
UNVQPLUTU |  | Base Product | Ultra Low Loss ULL OM5 MPO8 UPC non-pinned to LC/UPC Uniboot Ruggedized fanout Cable, 64-Fiber, Dual Rated (OFNR/LSZH), 8 fiber PmP 2.0 mm | CommScope® | Propel ¦ SYSTIMAX ULL |  | Ruggedized fanout
U4GQPLUTS |  | Base Product | Singlemode MPO8 APC non-pinned to LC/UPC Uniboot Ruggedized fanout Cable, 32-Fiber, LSZH, 8 fiber PmP 2.0 mm /B2ca | CommScope® | Propel ¦ SYSTIMAX ULL |  | Ruggedized fanout
ULXQVLUTK |  | Base Product | Ultra Low Loss ULL OM4 MPO8 APC non-pinned to LC/UPC Uniboot Ruggedized fanout Cable, 72-Fiber, Plenum, 8 fiber PmP 2.0 mm | CommScope® | Propel ¦ SYSTIMAX ULL |  | Ruggedized fanout
U4GQPLUTU |  | Base Product | Singlemode MPO8 APC non-pinned to LC/UPC Uniboot Ruggedized fanout Cable, 64-Fiber, LSZH, 8 fiber PmP 2.0 mm /B2ca | CommScope® | Propel ¦ SYSTIMAX ULL |  | Ruggedized fanout
U4VQPLUTR |  | Base Product | Ultra Low Loss ULL OM5 MPO8 UPC non-pinned to LC/UPC Uniboot Ruggedized fanout Cable, 8-Fiber, LSZH, 8 fiber PmP 2.0 mm /B2ca | CommScope® | Propel ¦ SYSTIMAX ULL |  | Ruggedized fanout
ULVQVLUTL |  | Base Product | Ultra Low Loss ULL OM5 MPO8 APC non-pinned to LC/UPC Uniboot Ruggedized fanout Cable, 96-Fiber, Plenum, 8 fiber PmP 2.0 mm | CommScope® | Propel ¦ SYSTIMAX ULL |  | Ruggedized fanout
U4VQPLUTU |  | Base Product | Ultra Low Loss ULL OM5 MPO8 UPC non-pinned to LC/UPC Uniboot Ruggedized fanout Cable, 8-Fiber, LSZH, 8 fiber PmP 2.0 mm /B2ca | CommScope® | Propel ¦ SYSTIMAX ULL |  | Ruggedized fanout
UNVQVLUTS |  | Base Product | Ultra Low Loss ULL OM5 MPO8 APC non-pinned to LC/UPC Uniboot Ruggedized fanout Cable, 32-Fiber, Dual Rated (OFNR/LSZH), 8 fiber PmP 2.0 mm | CommScope® | Propel ¦ SYSTIMAX ULL |  | Ruggedized fanout
UNXQVLUTL |  | Base Product | Ultra Low Loss ULL OM4 MPO8 APC non-pinned to LC/UPC Uniboot Ruggedized fanout Cable, 96-Fiber, Dual Rated (OFNR/LSZH), 8 fiber PmP 2.0 mm | CommScope® | Propel ¦ SYSTIMAX ULL |  | Ruggedized fanout
U4XQVLUTU |  | Base Product | Ultra Low Loss ULL OM4 MPO8 APC non-pinned to LC/UPC Uniboot Ruggedized fanout Cable, 64-Fiber, LSZH, 8 fiber PmP 2.0 mm /B2ca | CommScope® | Propel ¦ SYSTIMAX ULL |  | Ruggedized fanout
U4VQVLUTL |  | Base Product | Ultra Low Loss ULL OM5 MPO8 APC non-pinned to LC/UPC Uniboot Ruggedized fanout Cable, 96-Fiber, LSZH, 8 fiber PmP 2.0 mm /B2ca | CommScope® | Propel ¦ SYSTIMAX ULL |  | Ruggedized fanout
ULVQVLUTU |  | Base Product | Ultra Low Loss ULL OM5 MPO8 APC non-pinned to LC/UPC Uniboot Ruggedized fanout Cable, 64-Fiber, Plenum, 8 fiber PmP 2.0 mm | CommScope® | Propel ¦ SYSTIMAX ULL |  | Ruggedized fanout
UNXQXLUTF |  | Base Product | Ultra Low Loss ULL OM4 MPO8 UPC pinned to LC/UPC Uniboot Ruggedized fanout Cable, 24-Fiber, Dual Rated (OFNR/LSZH), 8 fiber PmP 2.0 mm | CommScope® | Propel ¦ SYSTIMAX ULL |  | Ruggedized fanout
U4VQVLUTM |  | Base Product | Ultra Low Loss ULL OM5 MPO8 APC non-pinned to LC/UPC Uniboot Ruggedized fanout Cable, 144-Fiber, LSZH, 8 fiber PmP 2.0 mm /B2ca | CommScope® | Propel ¦ SYSTIMAX ULL |  | Ruggedized fanout
ULVQXLUT8 |  | Base Product | Ultra Low Loss ULL OM5 MPO8 UPC pinned to LC/UPC Uniboot Ruggedized fanout Cable, 8-Fiber, Plenum, 8 fiber PmP 2.0 mm | CommScope® | Propel ¦ SYSTIMAX ULL |  | Ruggedized fanout
UNVQXLUTR |  | Base Product | Ultra Low Loss ULL OM5 MPO8 UPC pinned to LC/UPC Uniboot Ruggedized fanout Cable, 16-Fiber, Dual Rated (OFNR/LSZH), 8 fiber PmP 2.0 mm | CommScope® | Propel ¦ SYSTIMAX ULL |  | Ruggedized fanout
UNVQXLUTU |  | Base Product | Ultra Low Loss ULL OM5 MPO8 UPC pinned to LC/UPC Uniboot Ruggedized fanout Cable, 64-Fiber, Dual Rated (OFNR/LSZH), 8 fiber PmP 2.0 mm | CommScope® | Propel ¦ SYSTIMAX ULL |  | Ruggedized fanout
ULXQXLUTM |  | Base Product | Ultra Low Loss ULL OM4 MPO8 UPC pinned to LC/UPC Uniboot Ruggedized fanout Cable, 144-Fiber, Plenum, 8 fiber PmP 2.0 mm | CommScope® | Propel ¦ SYSTIMAX ULL |  | Ruggedized fanout
ULVQXLUTL |  | Base Product | Ultra Low Loss ULL OM5 MPO8 UPC pinned to LC/UPC Uniboot Ruggedized fanout Cable, 96-Fiber, Plenum, 8 fiber PmP 2.0 mm | CommScope® | Propel ¦ SYSTIMAX ULL |  | Ruggedized fanout
ULXQXLUTS |  | Base Product | Ultra Low Loss ULL OM4 MPO8 UPC pinned to LC/UPC Uniboot Ruggedized fanout Cable, 32-Fiber, Plenum, 8 fiber PmP 2.0 mm | CommScope® | Propel ¦ SYSTIMAX ULL |  | Ruggedized fanout
ULXQXLUTU |  | Base Product | Ultra Low Loss ULL OM4 MPO8 UPC pinned to LC/UPC Uniboot Ruggedized fanout Cable, 64-Fiber, Plenum, 8 fiber PmP 2.0 mm | CommScope® | Propel ¦ SYSTIMAX ULL |  | Ruggedized fanout
UHGMXMXCD |  | Base Product | Singlemode MPO12 APC (pinned) to MPO12 APC (pinned) Fiber Trunk Cable Assembly, 12-Fiber, Armored Indoor Plenum | CommScope® | Propel ¦ SYSTIMAX ULL |  | Fiber trunk cable assembly
URXRVQP7R |  | Base Product | Ultra Low Loss OM4, 16F MM APC MPO (Unpinned) to 8F MPO (Unpinned), Fiber Extension Cable Assembly, 16-Fiber, Dual rate (LSZH/RISER) | CommScope® | Propel |  | Fiber array cable assembly
ARGRPRG7R |  | Base Product | Ultra Low Loss (ULL) Singlemode G.657.A2 MPO16 UPC (Non-Pinned) to MPO16 (Non-Pinned), Fiber Array Cable Assembly, 16-Fiber, Dual Rated (OFNR/LSZH) | CommScope® | Propel ¦ SYSTIMAX ULL |  | Fiber array cable assembly
UGVRZRZ8Q |  | Base Product | Ultra Low Loss (ULL) OM5 MPO16 APC (Pinned) to MPO16 APC (Pinned), Fiber Trunk Cable Assembly, 128-Fiber, Plenum | CommScope® | Propel ¦ SYSTIMAX ULL |  | Fiber trunk cable assembly
U3XQVQZTK |  | Base Product | Ultra Low Loss (ULL) OM4 MPO8 APC (Non-Pinned) to MPO8 APC (Pinned), Fiber Trunk Cable Assembly, 72-Fiber, LSZH B2ca | CommScope® | Propel ¦ SYSTIMAX ULL |  | Fiber trunk cable assembly
UJXRZUC8N |  | Base Product | Ultra Low Loss (ULL) OM4 MPO16 APC (Pinned) to Unconnectorized, Fiber Trunk Cable Assembly, 192-Fiber, Dual Rated (OFNR/LSZH) | CommScope® | Propel ¦ SYSTIMAX ULL |  | Fiber trunk cable assembly
UGVQVQZTR |  | Base Product | Ultra Low Loss (ULL) OM5 MPO8 APC (Non-Pinned) to MPO8 APC (Pinned), Fiber Trunk Cable Assembly, 16-Fiber, Plenum | CommScope® | Propel ¦ SYSTIMAX ULL |  | Fiber trunk cable assembly
UGXQZQZTS |  | Base Product | Ultra Low Loss (ULL) OM4 MPO8 APC (Pinned) to MPO8 APC (Pinned), Fiber Trunk Cable Assembly, 32-Fiber, Plenum | CommScope® | Propel ¦ SYSTIMAX ULL |  | Fiber trunk cable assembly
UJGRXUC8M |  | Base Product | Ultra Low Loss (ULL) Singlemode G.657.A2 MPO16 (Pinned) to Unconnectorized, Fiber Trunk Cable Assembly, 144-Fiber, Dual Rated (OFNR/LSZH) | CommScope® | Propel ¦ SYSTIMAX ULL |  | Fiber trunk cable assembly
UQXRZUC7R |  | Base Product | Ultra Low Loss (ULL) OM4 MPO16 APC (Pinned) to Unconnectorized, Fiber Array Cable Assembly, 16-Fiber, Plenum | CommScope® | Propel ¦ SYSTIMAX ULL |  | Fiber array cable assembly
U3VQZQZTL |  | Base Product | Ultra Low Loss (ULL) OM5 MPO8 APC (Pinned) to MPO8 APC (Pinned), Fiber Trunk Cable Assembly, 96-Fiber, LSZH B2ca | CommScope® | Propel ¦ SYSTIMAX ULL |  | Fiber trunk cable assembly
UGXQZUCTF |  | Base Product | Ultra Low Loss (ULL) OM4 MPO8 APC (Pinned) to Unconnectorized, Fiber Trunk Cable Assembly, 24-Fiber, Plenum | CommScope® | Propel ¦ SYSTIMAX ULL |  | Fiber trunk cable assembly
U3XQVQZTR |  | Base Product | Ultra Low Loss (ULL) OM4 MPO8 APC (Non-Pinned) to MPO8 APC (Pinned), Fiber Trunk Cable Assembly, 16-Fiber, LSZH B2ca | CommScope® | Propel ¦ SYSTIMAX ULL |  | Fiber trunk cable assembly
UJVQZUCTN |  | Base Product | Ultra Low Loss (ULL) OM5 MPO APC (Pinned) to Unconnectorized, Fiber Trunk Cable Assembly, 192-Fiber, Dual Rated (OFNR/LSZH) | CommScope® | Propel ¦ SYSTIMAX ULL |  | Fiber trunk cable assembly
UGVRZUC8M |  | Base Product | Ultra Low Loss (ULL) OM5 MPO16 APC (Pinned) to Unconnectorized, Fiber Trunk Cable Assembly, 144-Fiber, Plenum | CommScope® | Propel ¦ SYSTIMAX ULL |  | Fiber trunk cable assembly
UJGRXUC8S |  | Base Product | Ultra Low Loss (ULL) Singlemode G.657.A2 MPO16 (Pinned) to Unconnectorized, Fiber Trunk Cable Assembly, 32-Fiber, Dual Rated (OFNR/LSZH) | CommScope® | Propel ¦ SYSTIMAX ULL |  | Fiber trunk cable assembly
URGRPUC7R |  | Base Product | Ultra Low Loss (ULL) Singlemode G.657.A2 MPO16 (Non-Pinned) to Unconnectorized, Fiber Array Cable Assembly, 16-Fiber, Dual Rated (OFNR/LSZH) | CommScope® | Propel ¦ SYSTIMAX ULL |  | Fiber array cable assembly
U3XQVUCTF |  | Base Product | Ultra Low Loss (ULL) OM4 MPO8 APC (Non-Pinned) to Unconnectorized, Fiber Trunk Cable Assembly, 24-Fiber, LSZH B2ca | CommScope® | Propel ¦ SYSTIMAX ULL |  | Fiber trunk cable assembly
U3VQZUCTF |  | Base Product | Ultra Low Loss (ULL) OM5 MPO8 APC (Pinned) to Unconnectorized, Fiber Trunk Cable Assembly, 24-Fiber, LSZH B2ca | CommScope® | Propel ¦ SYSTIMAX ULL |  | Fiber trunk cable assembly
UGVRZUC8Q |  | Base Product | Ultra Low Loss (ULL) OM5 MPO16 APC (Pinned) to Unconnectorized, Fiber Trunk Cable Assembly, 128-Fiber, Plenum | CommScope® | Propel ¦ SYSTIMAX ULL |  | Fiber trunk cable assembly
U3VQZUCTH |  | Base Product | Ultra Low Loss (ULL) OM5 MPO8 APC (Pinned) to Unconnectorized, Fiber Trunk Cable Assembly, 48-Fiber, LSZH B2ca | CommScope® | Propel ¦ SYSTIMAX ULL |  | Fiber trunk cable assembly
UGVQVUCTM |  | Base Product | Ultra Low Loss (ULL) OM5 MPO8 APC (Non-Pinned) to Unconnectorized, Fiber Trunk Cable Assembly, 144-Fiber, Plenum | CommScope® | Propel ¦ SYSTIMAX ULL |  | Fiber trunk cable assembly
UJVRZRZ8M |  | Base Product | Ultra Low Loss (ULL) OM5 MPO16 (Pinned) to MPO16 (Pinned), Fiber Trunk Cable Assembly, 144-Fiber, Dual Rated (OFNR/LSZH) | CommScope® | Propel ¦ SYSTIMAX ULL |  | Fiber trunk cable assembly
URVQVLUF8 |  | Base Product | Ultra Low Loss (ULL) OM5 MPO APC (Non-Pinned) to LC/UPC Uniboot, Fiber Array Cable Assembly, 8-Fiber, Dual Rated (OFNR/LSZH) | CommScope® | Propel ¦ SYSTIMAX ULL |  | Fiber array cable assembly
U3XRZUC8Q |  | Base Product | Ultra Low Loss (ULL) OM4 MPO16 APC (Pinned) to Unconnectorized, Fiber Trunk Cable Assembly, 128-Fiber, LSZH B2ca | CommScope® | Propel ¦ SYSTIMAX ULL |  | Fiber trunk cable assembly
UJVQVQZTK |  | Base Product | Ultra Low Loss (ULL) OM5 MPO APC (Non-Pinned) to MPO APC (Pinned), Fiber Trunk Cable Assembly, 72-Fiber, Dual Rated (OFNR/LSZH) | CommScope® | Propel ¦ SYSTIMAX ULL |  | Fiber trunk cable assembly
UJXQZQZTL |  | Base Product | Ultra Low Loss (ULL) OM4 MPO APC (Pinned) to MPO APC (Pinned), Fiber Trunk Cable Assembly, 96-Fiber, Dual Rated (OFNR/LSZH) | CommScope® | Propel ¦ SYSTIMAX ULL |  | Fiber trunk cable assembly
UGXQVQZTF |  | Base Product | Ultra Low Loss (ULL) OM4 MPO8 APC (Non-Pinned) to MPO8 APC (Pinned), Fiber Trunk Cable Assembly, 24-Fiber, Plenum | CommScope® | Propel ¦ SYSTIMAX ULL |  | Fiber trunk cable assembly
UJVRZRZ8U |  | Base Product | Ultra Low Loss (ULL) OM5 MPO16 (Pinned) to MPO16 (Pinned), Fiber Trunk Cable Assembly, 64-Fiber, Dual Rated (OFNR/LSZH) | CommScope® | Propel ¦ SYSTIMAX ULL |  | Fiber trunk cable assembly
U3GRXUC8S |  | Base Product | Ultra Low Loss (ULL) Singlemode G.657.A2 MPO16 (Pinned) to Unconnectorized, Fiber Trunk Cable Assembly, 32-Fiber, LSZH B2ca | CommScope® | Propel ¦ SYSTIMAX ULL |  | Fiber trunk cable assembly
UGVQZQZTK |  | Base Product | Ultra Low Loss (ULL) OM5 MPO8 APC (Pinned) to MPO8 APC (Pinned), Fiber Trunk Cable Assembly, 72-Fiber, Plenum | CommScope® | Propel ¦ SYSTIMAX ULL |  | Fiber trunk cable assembly
UJVRZUC8L |  | Base Product | Ultra Low Loss (ULL) OM5 MPO16 (Pinned) to Unconnectorized, Fiber Trunk Cable Assembly, 96-Fiber, Dual Rated (OFNR/LSZH) | CommScope® | Propel ¦ SYSTIMAX ULL |  | Fiber trunk cable assembly
UGXRZRZ8Q |  | Base Product | Ultra Low Loss (ULL) OM4 MPO16 APC (Pinned) to MPO16 APC (Pinned), Fiber Trunk Cable Assembly, 128-Fiber, Plenum | CommScope® | Propel ¦ SYSTIMAX ULL |  | Fiber trunk cable assembly
UGXQVUCTL |  | Base Product | Ultra Low Loss (ULL) OM4 MPO8 APC (Non-Pinned) to Unconnectorized, Fiber Trunk Cable Assembly, 96-Fiber, Plenum | CommScope® | Propel ¦ SYSTIMAX ULL |  | Fiber trunk cable assembly
U3VRZUC8N |  | Base Product | Ultra Low Loss (ULL) OM5 MPO16 APC (Pinned) to Unconnectorized, Fiber Trunk Cable Assembly, 192-Fiber, LSZH B2ca | CommScope® | Propel ¦ SYSTIMAX ULL |  | Fiber trunk cable assembly
UJVQVUCTU |  | Base Product | Ultra Low Loss (ULL) OM5 MPO APC (Non-Pinned) to Unconnectorized, Fiber Trunk Cable Assembly, 64-Fiber, Dual Rated (OFNR/LSZH) | CommScope® | Propel ¦ SYSTIMAX ULL |  | Fiber trunk cable assembly
UJXRZRZ8L |  | Base Product | Ultra Low Loss (ULL) OM4 MPO16 APC (Pinned) to MPO16 APC (Pinned), Fiber Trunk Cable Assembly, 96-Fiber, Dual Rated (OFNR/LSZH) | CommScope® | Propel ¦ SYSTIMAX ULL |  | Fiber trunk cable assembly
U3XQZUCTK |  | Base Product | Ultra Low Loss (ULL) OM4 MPO8 APC (Pinned) to Unconnectorized, Fiber Trunk Cable Assembly, 72-Fiber, LSZH B2ca | CommScope® | Propel ¦ SYSTIMAX ULL |  | Fiber trunk cable assembly
UGXQVUCTS |  | Base Product | Ultra Low Loss (ULL) OM4 MPO8 APC (Non-Pinned) to Unconnectorized, Fiber Trunk Cable Assembly, 32-Fiber, Plenum | CommScope® | Propel ¦ SYSTIMAX ULL |  | Fiber trunk cable assembly
U3VQVUCTL |  | Base Product | Ultra Low Loss (ULL) OM5 MPO8 APC (Non-Pinned) to Unconnectorized, Fiber Trunk Cable Assembly, 96-Fiber, LSZH B2ca | CommScope® | Propel ¦ SYSTIMAX ULL |  | Fiber trunk cable assembly
U3VQVUCTM |  | Base Product | Ultra Low Loss (ULL) OM5 MPO8 APC (Non-Pinned) to Unconnectorized, Fiber Trunk Cable Assembly, 144-Fiber, LSZH B2ca | CommScope® | Propel ¦ SYSTIMAX ULL |  | Fiber trunk cable assembly
UQVRZRZ7R |  | Base Product | Ultra Low Loss (ULL) OM5 MPO16 APC (Pinned) to MPO16 APC (Pinned), Fiber Array Cable Assembly, 16-Fiber, Plenum | CommScope® | Propel ¦ SYSTIMAX ULL |  | Fiber array cable assembly
U3VQVUCTN |  | Base Product | Ultra Low Loss (ULL) OM5 MPO8 APC (Non-Pinned) to Unconnectorized, Fiber Trunk Cable Assembly, 192-Fiber, LSZH B2ca | CommScope® | Propel ¦ SYSTIMAX ULL |  | Fiber trunk cable assembly
U3VQVUCTR |  | Base Product | Ultra Low Loss (ULL) OM5 MPO8 APC (Non-Pinned) to Unconnectorized, Fiber Trunk Cable Assembly, 16-Fiber, LSZH B2ca | CommScope® | Propel ¦ SYSTIMAX ULL |  | Fiber trunk cable assembly
U3VQVUCTS |  | Base Product | Ultra Low Loss (ULL) OM5 MPO8 APC (Non-Pinned) to Unconnectorized, Fiber Trunk Cable Assembly, 32-Fiber, LSZH B2ca | CommScope® | Propel ¦ SYSTIMAX ULL |  | Fiber trunk cable assembly
UGVRZRZ8L |  | Base Product | Ultra Low Loss (ULL) OM5 MPO16 APC (Pinned) to MPO16 APC (Pinned), Fiber Trunk Cable Assembly, 96-Fiber, Plenum | CommScope® | Propel ¦ SYSTIMAX ULL |  | Fiber trunk cable assembly
UJXQVUCTF |  | Base Product | Ultra Low Loss (ULL) OM4 MPO APC (Non-Pinned) to Unconnectorized, Fiber Trunk Cable Assembly, 24-Fiber, Dual Rated (OFNR/LSZH) | CommScope® | Propel ¦ SYSTIMAX ULL |  | Fiber trunk cable assembly
UJVQZQZTN |  | Base Product | Ultra Low Loss (ULL) OM5 MPO APC (Pinned) to MPO APC (Pinned), Fiber Trunk Cable Assembly, 192-Fiber, Dual Rated (OFNR/LSZH) | CommScope® | Propel ¦ SYSTIMAX ULL |  | Fiber trunk cable assembly
UJVQZQZTU |  | Base Product | Ultra Low Loss (ULL) OM5 MPO APC (Pinned) to MPO APC (Pinned), Fiber Trunk Cable Assembly, 64-Fiber, Dual Rated (OFNR/LSZH) | CommScope® | Propel ¦ SYSTIMAX ULL |  | Fiber trunk cable assembly
UJGRXRX8R |  | Base Product | Ultra Low Loss (ULL) Singlemode G.657.A2 MPO16 (Pinned) to MPO16 (Pinned), Fiber Trunk Cable Assembly, 16-Fiber, Dual Rated (OFNR/LSZH) | CommScope® | Propel ¦ SYSTIMAX ULL |  | Fiber trunk cable assembly
UGVQVQZTK |  | Base Product | Ultra Low Loss (ULL) OM5 MPO8 APC (Non-Pinned) to MPO8 APC (Pinned), Fiber Trunk Cable Assembly, 72-Fiber, Plenum | CommScope® | Propel ¦ SYSTIMAX ULL |  | Fiber trunk cable assembly
UQXRVLU7R |  | Base Product | Ultra Low Loss (ULL) OM4 MPO16 APC (Non-Pinned) to LC/UPC Uniboot, Fiber Array Cable Assembly, 16-Fiber, Plenum | CommScope® | Propel ¦ SYSTIMAX ULL |  | Fiber array cable assembly
URX2DMPAH |  | Base Product | Ultra Low Loss (ULL) OM4, 3X4, MPO24 (Non-Pinned - QSFP-DD) to MPO12 (Non-Pinned), 48-Fiber, Conversion Array, LSZH | CommScope® | Propel ¦ SYSTIMAX ULL |  | Fiber conversion array cable assembly
UQV2P2EBH |  | Base Product | Ultra Low Loss (ULL) OM5 , 2X3, MPO24 (Non-Pinned) to MPO24 (Non-Pinned-QSFP), 48-Fiber, Conversion Array, Plenum | CommScope® | Propel ¦ SYSTIMAX ULL |  | Fiber conversion array cable assembly
UQV2PRVBH |  | Base Product | Ultra Low Loss (ULL) OM5, 2X3, MPO24 (Non-Pinned) to MPO16 Multimode APC (Non-Pinned), 48-Fiber, Conversion Array, Plenum | CommScope® | Propel ¦ SYSTIMAX ULL |  | Fiber conversion array cable assembly
URX2EMPAH |  | Base Product | Ultra Low Loss (ULL) OM4, 3X4, MPO24 (Non-Pinned - QSFP) to MPO12 (Non-Pinned), 48-Fiber, Conversion Array, LSZH | CommScope® | Propel ¦ SYSTIMAX ULL |  | Fiber conversion array cable assembly
UQG2P2EBH |  | Base Product | Ultra Low Loss (ULL) Singlemode G.657.A2, 2X3, MPO24 (Non-Pinned) to MPO24 (Non-Pinned-QSFP), 48-Fiber, Conversion Array, Plenum | CommScope® | Propel ¦ SYSTIMAX ULL |  | Fiber conversion array cable assembly
UJGMPUCRY |  | Base Product | Ultra Low Loss ULL TeraSPEED® MPO (Unpinned) to Unconnectorized Pre-terminated Trunk Cable, MPO12, 1728-Fiber, LSZH/Riser, 12-fiber Rollable Ribbon Central Tube | CommScope® |  |  | Fiber trunk cable assembly
UNVMXLUCF |  | Base Product | Ultra Low Loss ULL LazrSPEED® 550 OM5 MPO(Pinned) to LC/UPC Uniboot Ruggedized fanout Cable, 24-Fiber, LSZH, 12 fiber PmP 2.0 mm Dca | CommScope® | SYSTIMAX ULL |  | Ruggedized fanout
UNVMPLCCG |  | Base Product | Ultra Low Loss ULL LazrSPEED® 550 OM5 MPO(Unpinned) to LC/UPC Ruggedized fanout Cable, 36-Fiber, LSZH, 12 fiber PmP 2.0 mm Dca | CommScope® | SYSTIMAX ULL |  | Ruggedized fanout
UNXMPLCCM |  | Base Product | Ultra Low Loss ULL LazrSPEED® 550 MPO(Unpinned) to LC/UPC Ruggedized fanout Cable, 144-Fiber, LSZH, 12 fiber PmP 2.0 mm Dca | CommScope® | SYSTIMAX ULL |  | Ruggedized fanout
UNVMXSCCL |  | Base Product | Ultra Low Loss ULL LazrSPEED® 550 OM5 MPO(Pinned) to SC/UPC Ruggedized fanout Cable, 96-Fiber, LSZH, 12 fiber PmP 2.0 mm Dca | CommScope® | SYSTIMAX ULL |  | Ruggedized fanout
UNVMXSCCM |  | Base Product | Ultra Low Loss ULL LazrSPEED® 550 OM5 MPO(Pinned) to SC/UPC Ruggedized fanout Cable, 144-Fiber, LSZH, 12 fiber PmP 2.0 mm Dca | CommScope® | SYSTIMAX ULL |  | Ruggedized fanout
UNXMXSCCK |  | Base Product | Ultra Low Loss ULL LazrSPEED® 550 MPO(Pinned) to SC/UPC Ruggedized fanout Cable, 72-Fiber, LSZH, 12 fiber PmP 2.0 mm Dca | CommScope® | SYSTIMAX ULL |  | Ruggedized fanout
UQGMPLCGD |  | Base Product | Ultra Low Loss (ULL) Singlemode MPO12 (Unpinned) to LC/UPC, Fiber Extension Cable Assembly, 12-Fiber, Plenum | CommScope® | SYSTIMAX ULL |  | Fiber array cable assembly
UNXMXLUCK |  | Base Product | Ultra Low Loss ULL LazrSPEED® 550 MPO(Pinned) to LC/UPC Uniboot Ruggedized fanout Cable, 72-Fiber, LSZH, 12 fiber PmP 2.0 mm Dca | CommScope® | SYSTIMAX ULL |  | Ruggedized fanout
UQGQPLUJ8 |  | Base Product | Ultra Low Loss (ULL) Singlemode MPO8 (Unpinned) to LC/UPC Uniboot, Fiber Extension Cable Assembly, 8-Fiber, Plenum | CommScope® | SYSTIMAX ULL |  | Fiber array cable assembly
UQGQPQPJ8 |  | Base Product | Ultra Low Loss (ULL) TeraSpeed® MPO/8 (Unpinned) to MPO/8 (Unpinned), 8-Fiber, Plenum | CommScope® | SYSTIMAX ULL |  | Fiber array cable assembly
UQV2XLCHF |  | Base Product | Ultra Low Loss (ULL) LazrSPEED® 550 WideBand OM5 MPO/24 (Pinned) to LC/UPC, 24-Fiber, Plenum | CommScope® | SYSTIMAX ULL |  | Fiber array cable assembly
UNXMXSCCF |  | Base Product | Ultra Low Loss ULL LazrSPEED® 550 MPO(Pinned) to SC/UPC Ruggedized fanout Cable, 24-Fiber, LSZH, 12 fiber PmP 2.0 mm Dca | CommScope® | SYSTIMAX ULL |  | Ruggedized fanout
UQV2XLUHF |  | Base Product | Ultra Low Loss OM5 MPO24 Pinned to LC/UPC Uniboot 24-Fiber Plenum Array Cord | CommScope® | SYSTIMAX ULL |  | Fiber array cable assembly
UQVQXQXJ8 |  | Base Product | Ultra Low Loss (ULL) OM5 MPO8 (Pinned) to MPO8 (Pinned), Fiber Extension Cable Assembly, 8-Fiber, Plenum | CommScope® | SYSTIMAX ULL |  | Fiber array cable assembly
UQVMFMFGD |  | Base Product | Ultra Low Loss (ULL) OM5 MPO12 (Unpinned) Polarity and Gender Changeable, Fiber Extension Cable Assembly, 12-Fiber , Plenum | CommScope® | SYSTIMAX ULL |  | Fiber array cable assembly
URGMPLUHF |  | Base Product | Ultra Low Loss Singlemode MPO12 Unpinned to LC/UPC Uniboot 24-Fiber Low Smoke Zero Halogen Riser Array Cord | CommScope® | SYSTIMAX ULL |  | Fiber array cable assembly
URGMPMXGD |  | Base Product | Ultra Low Loss (ULL) Singlemode MPO12 (Unpinned) to MPO12 (Pinned), Fiber Extension Cable Assembly, 12-Fiber, Low Smoke Zero Halogen | CommScope® | SYSTIMAX ULL |  | Fiber array cable assembly
UQXQPQXJ8 |  | Base Product | Ultra Low Loss (ULL) OM4 MPO8 (Unpinned) to MPO8 (Pinned), Fiber Extension Cable Assembly, 8-Fiber, Plenum | CommScope® | SYSTIMAX ULL |  | Fiber array cable assembly
UQXMPLCGD |  | Base Product | Ultra Low Loss (ULL) OM4 MPO12 (Unpinned) to LC/UPC, Fiber Extension Cable Assembly, 12-Fiber, Plenum | CommScope® | SYSTIMAX ULL |  | Fiber array cable assembly
UQVMPMXGD |  | Base Product | Ultra Low Loss (ULL) OM5 MPO12 (Unpinned) to MPO12 (Pinned), Fiber Extension Cable Assembly, 12-Fiber, Plenum | CommScope® | SYSTIMAX ULL |  | Fiber array cable assembly
URGQPQXJ8 |  | Base Product | Ultra Low Loss (ULL) Singlemode MPO8 (Unpinned) to MPO8 (Pinned), Fiber Extension Cable Assembly, 8-Fiber, Low Smoke Zero Halogen | CommScope® | SYSTIMAX ULL |  | Fiber array cable assembly
UQXQFQFJ8 |  | Base Product | Ultra Low Loss (ULL) OM4 unpinned MPO-08 Polarity and Gender Changeable Patchcord, Plenum | CommScope® | SYSTIMAX ULL |  | Fiber array cable assembly
URGQXLCJ8 |  | Base Product | Ultra Low Loss Singlemode MPO8 Pinned to LC/UPC 8-Fiber Low Smoke Zero Halogen Array Cord | CommScope® | SYSTIMAX ULL |  | Fiber array cable assembly
URVMPLUGD |  | Base Product | Ultra Low Loss OM5 MPO12 Unpinned to LC/UPC Uniboot 12-Fiber Low Smoke Zero Halogen/Riser Array Cord | CommScope® | SYSTIMAX ULL |  | Fiber array cable assembly
URVQPMXHF |  | Base Product | Ultra Low Loss OM5, MPO8 QSFP (Unpinned) to MPO12 (Pinned), Fiber Extension Cable Assembly, 24-Fiber, Low Smoke Zero Halogen | CommScope® | SYSTIMAX ULL |  | Fiber array cable assembly
URV2PLUHF |  | Base Product | Ultra Low Loss OM5 MPO24 Unpinned to LC/UPC Uniboot 24-Fiber Low Smoke Zero Halogen/Riser Array Cord | CommScope® | SYSTIMAX ULL |  | Fiber array cable assembly
URVMPMXGD |  | Base Product | Ultra Low Loss (ULL) OM5 MPO12 (Unpinned) to MPO12 (Pinned), Fiber Extension Cable Assembly, 12-Fiber, Low Smoke Zero Halogen | CommScope® | SYSTIMAX ULL |  | Fiber array cable assembly
URV2C2XHF |  | Base Product | Ultra Low Loss (ULL) OM5, MPO24 (Unpinned) to MPO24 (Pinned), 24-Fiber, Low Smoke Zero Halogen (LSZH) Patchcord | CommScope® | SYSTIMAX ULL |  | Fiber array cable assembly
URXQXQXJ8 |  | Base Product | Ultra Low Loss (ULL) OM4 MPO8 (Pinned) to MPO8 (Pinned), Fiber Extension Cable Assembly, 8-Fiber, Low Smoke Zero Halogen | CommScope® | SYSTIMAX ULL |  | Fiber array cable assembly
A3XMXMXAF |  | Base Product | OM4 MPO12 (Pinned) to MPO12 (Pinned), Fiber Trunk Cable Assembly, 24-Fiber, B2ca, Method A, Low Smoke Zero Halogen | CommScope® |  |  | Fiber trunk cable assembly |  | Discontinued
A3GMXMXAF |  | Base Product | Singlemode MPO12 (Pinned) to MPO12 (Pinned), Fiber Trunk Cable Assembly, 24-Fiber, B2ca, Method A, Low Smoke Zero Halogen | CommScope® |  |  | Fiber trunk cable assembly |  | Discontinued
A3XMXMXAH |  | Base Product | OM4 MPO12 (Pinned) to MPO12 (Pinned), Fiber Trunk Cable Assembly, 48-Fiber, B2ca, Method A, Low Smoke Zero Halogen | CommScope® |  |  | Fiber trunk cable assembly |  | Discontinued
A3XMXMXAK |  | Base Product | OM4 MPO12 (Pinned) to MPO12 (Pinned), Fiber Trunk Cable Assembly, 72-Fiber, B2ca, Method A, Low Smoke Zero Halogen | CommScope® |  |  | Fiber trunk cable assembly |  | Discontinued
A3XMXUCCD |  | Base Product | Ultra Low Loss ULL LazrSPEED® 550 MPO(Pinned) to Unconnectorized Pre-terminated Trunk Cable, MPO12, 12-Fiber, LSZH, 12 fiber PmP 2.0 mm /B2ca, Method A | CommScope® |  |  | Fiber trunk cable assembly
AGGMPMPCF |  | Base Product | Ultra Low Loss ULL TeraSPEED® MPO(Unpinned) to MPO(Unpinned) Pre-terminated Trunk Cable, MPO12, 24-Fiber, Plenum, 12 fiber PmP 2.0 mm Dca, Method A | CommScope® |  |  | Fiber trunk cable assembly
AGGMPMPCH |  | Base Product | Ultra Low Loss ULL TeraSPEED® MPO(Unpinned) to MPO(Unpinned) Pre-terminated Trunk Cable, MPO12, 48-Fiber, Plenum, 12 fiber PmP 2.0 mm Dca, Method A | CommScope® |  |  | Fiber trunk cable assembly
AGGMXMPAD |  | Base Product | Singlemode MPO12 (Pinned) to MPO12 (Unpinned), Fiber Trunk Cable Assembly, 12-Fiber, Method A, Plenum | CommScope® |  |  | Fiber trunk cable assembly
AGGMPMPCM |  | Base Product | Ultra Low Loss ULL TeraSPEED® MPO(Unpinned) to MPO(Unpinned) Pre-terminated Trunk Cable, MPO12, 144-Fiber, Plenum, 12 fiber PmP 2.0 mm Dca, Method A | CommScope® |  |  | Fiber trunk cable assembly
AGGMPMPAH |  | Base Product | Singlemode MPO12 (Unpinned) to MPO12 (Unpinned), Fiber Trunk Cable Assembly, 48-Fiber, Method A, Plenum | CommScope® |  |  | Fiber trunk cable assembly
AGGMXMXCK |  | Base Product | Ultra Low Loss ULL TeraSPEED® MPO(Pinned) to MPO(Pinned) Pre-terminated Trunk Cable, MPO12, 72-Fiber, Plenum, 12 fiber PmP 2.0 mm Dca, Method A | CommScope® |  |  | Fiber trunk cable assembly
AGX2P2PBF |  | Base Product | OM4 MPO24 (Unpinned) to MPO24 (Unpinned), Fiber Trunk Cable Assembly, 24-Fiber, Method A, Plenum | CommScope® |  |  | Fiber trunk cable assembly
AGGMXMXCD |  | Base Product | Ultra Low Loss ULL TeraSPEED® MPO(Pinned) to MPO(Pinned) Pre-terminated Trunk Cable, MPO12, 12-Fiber, Plenum, 12 fiber PmP 2.0 mm Dca, Method A | CommScope® |  |  | Fiber trunk cable assembly
AGGMXMXCF |  | Base Product | Ultra Low Loss ULL TeraSPEED® MPO(Pinned) to MPO(Pinned) Pre-terminated Trunk Cable, MPO12, 24-Fiber, Plenum, 12 fiber PmP 2.0 mm Dca, Method A | CommScope® |  |  | Fiber trunk cable assembly
AGXMPMXCD |  | Base Product | Ultra Low Loss ULL LazrSPEED® 550 MPO(Unpinned) to MPO(Pinned) Pre-terminated Trunk Cable, MPO12, 12-Fiber, Plenum, 12 fiber PmP 2.0 mm Dca, Method A | CommScope® |  |  | Fiber trunk cable assembly
AGXMXMXAL |  | Base Product | OM4 MPO12 (Pinned) to MPO12 (Pinned), Fiber Trunk Cable Assembly, 96-Fiber, Method A, Plenum | CommScope® |  |  | Fiber trunk cable assembly
AGXMPMPAM |  | Base Product | OM4 MPO12 (Unpinned) to MPO12 (Unpinned), Fiber Trunk Cable Assembly, 144-Fiber, Method A, Plenum | CommScope® |  |  | Fiber trunk cable assembly
AGXMPMPCD |  | Base Product | Ultra Low Loss ULL LazrSPEED® 550 MPO(Unpinned) to MPO(Unpinned) Pre-terminated Trunk Cable, MPO12, 12-Fiber, Plenum, 12 fiber PmP 2.0 mm Dca, Method A | CommScope® |  |  | Fiber trunk cable assembly
AGXMXMXAD |  | Base Product | OM4 MPO12 (Pinned) to MPO12 (Pinned), Fiber Trunk Cable Assembly, 12-Fiber, Method A, Plenum | CommScope® |  |  | Fiber trunk cable assembly
AGXMPMPAD |  | Base Product | OM4 MPO12 (Unpinned) to MPO12 (Unpinned), Fiber Trunk Cable Assembly, 12-Fiber, Method A, Plenum | CommScope® |  |  | Fiber trunk cable assembly
AGXMXMXAG |  | Base Product | OM4 MPO12 (Pinned) to MPO12 (Pinned), Fiber Trunk Cable Assembly, 36-Fiber, Method A, Plenum | CommScope® |  |  | Fiber trunk cable assembly
AJGMPMPAF |  | Base Product | Singlemode MPO12 (Unpinned) to MPO12 (Unpinned), Fiber Trunk Cable Assembly, 24-Fiber, Method A, Low Smoke Zero Halogen | CommScope® |  |  | Fiber trunk cable assembly
AGXMXMXAK |  | Base Product | OM4 MPO12 (Pinned) to MPO12 (Pinned), Fiber Trunk Cable Assembly, 72-Fiber, Method A, Plenum | CommScope® |  |  | Fiber trunk cable assembly
AJGMPMPAH |  | Base Product | Singlemode MPO12 (Unpinned) to MPO12 (Unpinned), Fiber Trunk Cable Assembly 48-Fiber, Method A, Low Smoke Zero Halogen | CommScope® |  |  | Fiber trunk cable assembly
AJGMPMXCK |  | Base Product | Ultra Low Loss ULL TeraSPEED® MPO(Unpinned) to MPO(Pinned) Pre-terminated Trunk Cable, MPO12, 72-Fiber, LSZH, 12 fiber PmP 2.0 mm Dca, Method A | CommScope® |  |  | Fiber trunk cable assembly
AJXMPMPAD |  | Base Product | OM4 MPO12 (Unpinned) to MPO12 (Unpinned), Fiber Trunk Cable Assembly, 12-Fiber, Method A, Low Smoke Zero Halogen | CommScope® |  |  | Fiber trunk cable assembly
AJGMXMXCH |  | Base Product | Ultra Low Loss ULL TeraSPEED® MPO(Pinned) to MPO(Pinned) Pre-terminated Trunk Cable, MPO12, 48-Fiber, LSZH, 12 fiber PmP 2.0 mm Dca, Method A | CommScope® |  |  | Fiber trunk cable assembly
AJGMXMPAF |  | Base Product | Singlemode MPO12 (Pinned) to MPO12 (Unpinned), Fiber Trunk Cable Assembly, 24-Fiber, Method A, Low Smoke Zero Halogen | CommScope® |  |  | Fiber trunk cable assembly
F4XMXLCAK |  | Base Product | OM4 MPO (Pinned) to LC/UPC, InstaPATCH® 360 Ruggedized Fanout Cable, 72-Fiber, Low Smoke Zero Halogen B2ca | CommScope® | SYSTIMAX InstaPATCH® 360 |  | Ruggedized fanout |  | Discontinued
F4ZMXSCAK |  | Base Product | OM3 MPO (Pinned) to SC/UPC, InstaPATCH® 360 Ruggedized Fanout Cable, 72-Fiber, Low Smoke Zero Halogen B2ca | CommScope® | SYSTIMAX InstaPATCH® 360 |  | Ruggedized fanout |  | Discontinued
F4XMXSCAG |  | Base Product | OM4 MPO (Pinned) to SC/UPC, InstaPATCH® 360 Ruggedized Fanout Cable, 36-Fiber, Low Smoke Zero Halogen B2ca | CommScope® | SYSTIMAX InstaPATCH® 360 |  | Ruggedized fanout |  | Discontinued
F4ZMXLCAH |  | Base Product | OM3 MPO (Pinned) to LC/UPC, InstaPATCH® 360 Ruggedized Fanout Cable, 48-Fiber, Low Smoke Zero Halogen B2ca | CommScope® | SYSTIMAX InstaPATCH® 360 |  | Ruggedized fanout |  | Discontinued
F4ZMPSCAF |  | Base Product | OM3 MPO (Unpinned) to SC/UPC, InstaPATCH® 360 Ruggedized Fanout Cable, 24-Fiber, Low Smoke Zero Halogen B2ca | CommScope® | SYSTIMAX InstaPATCH® 360 |  | Ruggedized fanout |  | Discontinued
FGXMPMPAL |  | Base Product | OM4 MPO (Unpinned) to MPO (Unpinned), InstaPATCH® 360 Pre-terminated Trunk Cable, 96-Fiber, Plenum | CommScope® | SYSTIMAX InstaPATCH® 360 |  | Fiber trunk cable assembly
FGWMPMXAG |  | Base Product | Singlemode MPO (Unpinned) to MPO (Pinned), InstaPATCH® 360 Pre-terminated Trunk Cable, 36-Fiber, Plenum | CommScope® | SYSTIMAX InstaPATCH® 360 |  | Fiber trunk cable assembly
FGXMPMXAF |  | Base Product | OM4 MPO (Unpinned) to MPO (Pinned), InstaPATCH® 360 Pre-terminated Trunk Cable, 24-Fiber, Plenum | CommScope® | SYSTIMAX InstaPATCH® 360 |  | Fiber trunk cable assembly
FGXMPMXAH |  | Base Product | LazrSPEED® 550 MPO (Unpinned) to MPO (Pinned), InstaPATCH® 360 Pre-terminated Extension Cable, 48-Fiber, Plenum | CommScope® | SYSTIMAX InstaPATCH® 360 |  | Fiber trunk cable assembly
FGZMPMXAM |  | Base Product | OM3 MPO (Unpinned) to MPO (Pinned), InstaPATCH® 360 Pre-terminated Trunk Cable, 144-Fiber, Plenum | CommScope® | SYSTIMAX InstaPATCH® 360 |  | Fiber trunk cable assembly
FGZMXMXAD |  | Base Product | OM3 MPO (Pinned) to MPO (Pinned), InstaPATCH® 360 Pre-terminated Trunk Cable, 12-Fiber, Plenum | CommScope® | SYSTIMAX InstaPATCH® 360 |  | Fiber trunk cable assembly
FGZMPMPAD |  | Base Product | OM3 MPO (Unpinned) to MPO (Unpinned), InstaPATCH® 360 Pre-terminated Trunk Cable, 12-Fiber, Plenum | CommScope® | SYSTIMAX InstaPATCH® 360 |  | Fiber trunk cable assembly
FHWMPMPAM |  | Base Product | Singlemode MPO (Unpinned) to MPO (Unpinned), InstaPATCH® 360 Armored Pre-terminated Trunk Cable, 144-Fiber, Plenum | CommScope® | SYSTIMAX InstaPATCH® 360 |  | Fiber trunk cable assembly |  | Discontinued
ULGMPLACG |  | Base Product | Ultra Low Loss ULL TeraSPEED® MPO(Unpinned) to LC/APC Ruggedized fanout Cable, 36-Fiber, Plenum, 12 fiber PmP 2.0 mm Dca | CommScope® | SYSTIMAX ULL |  | Ruggedized fanout
ULGMPSCCL |  | Base Product | Ultra Low Loss ULL TeraSPEED® MPO(Unpinned) to SC/UPC Ruggedized fanout Cable, 96-Fiber, Plenum, 12 fiber PmP 2.0 mm Dca | CommScope® | SYSTIMAX ULL |  | Ruggedized fanout
ULGMPLCCM |  | Base Product | Ultra Low Loss ULL TeraSPEED® MPO(Unpinned) to LC/UPC Ruggedized fanout Cable, 144-Fiber, Plenum, 12 fiber PmP 2.0 mm Dca | CommScope® | SYSTIMAX ULL |  | Ruggedized fanout
ULGMXLACD |  | Base Product | Ultra Low Loss ULL TeraSPEED® MPO(Pinned) to LC/APC Ruggedized fanout Cable, 12-Fiber, Plenum, 12 fiber PmP 2.0 mm Dca | CommScope® | SYSTIMAX ULL |  | Ruggedized fanout
ULGMPSCCF |  | Base Product | Ultra Low Loss ULL TeraSPEED® MPO(Unpinned) to SC/UPC Ruggedized fanout Cable, 24-Fiber, Plenum, 12 fiber PmP 2.0 mm Dca | CommScope® | SYSTIMAX ULL |  | Ruggedized fanout
ULGMPLFCG |  | Base Product | Ultra Low Loss ULL TeraSPEED® MPO(Unpinned) to LC/UPC G B Ruggedized fanout Cable, 36-Fiber, Plenum, 12 fiber PmP 2.0 mm Dca | CommScope® | SYSTIMAX ULL |  | Ruggedized fanout
ULGMXLCCH |  | Base Product | Ultra Low Loss ULL TeraSPEED® MPO(Pinned) to LC/UPC Ruggedized fanout Cable, 48-Fiber, Plenum, 12 fiber PmP 2.0 mm Dca | CommScope® | SYSTIMAX ULL |  | Ruggedized fanout
ULGMXLACK |  | Base Product | Ultra Low Loss ULL TeraSPEED® MPO(Pinned) to LC/APC Ruggedized fanout Cable, 72-Fiber, Plenum, 12 fiber PmP 2.0 mm Dca | CommScope® | SYSTIMAX ULL |  | Ruggedized fanout
ULGMPSACD |  | Base Product | Ultra Low Loss ULL TeraSPEED® MPO(Unpinned) to SC/APC Ruggedized fanout Cable, 12-Fiber, Plenum, 12 fiber PmP 2.0 mm Dca | CommScope® | SYSTIMAX ULL |  | Ruggedized fanout
ULGMXLGCD |  | Base Product | Ultra Low Loss ULL TeraSPEED® MPO(Pinned) to LC/APC G B Ruggedized fanout Cable, 12-Fiber, Plenum, 12 fiber PmP 2.0 mm Dca | CommScope® | SYSTIMAX ULL |  | Ruggedized fanout
ULGMXLUCH |  | Base Product | Ultra Low Loss ULL TeraSPEED® MPO(Pinned) to LC/UPC Uniboot Ruggedized fanout Cable, 48-Fiber, Plenum, 12 fiber PmP 2.0 mm Dca | CommScope® | SYSTIMAX ULL |  | Ruggedized fanout
ULGMXSACK |  | Base Product | Ultra Low Loss ULL TeraSPEED® MPO(Pinned) to SC/APC Ruggedized fanout Cable, 72-Fiber, Plenum, 12 fiber PmP 2.0 mm Dca | CommScope® | SYSTIMAX ULL |  | Ruggedized fanout
ULVMPLUCH |  | Base Product | Ultra Low Loss ULL LazrSPEED® 550 OM5 MPO(Unpinned) to LC/UPC Uniboot Ruggedized fanout Cable, 48-Fiber, Plenum, 12 fiber PmP 2.0 mm Dca | CommScope® | SYSTIMAX ULL |  | Ruggedized fanout
ULGMXLUCM |  | Base Product | Ultra Low Loss ULL , TeraSPEED® MPO(Pinned) to LC/UPC Uniboot Ruggedized fanout Cable, 144-Fiber, Plenum, 12 fiber PmP 2.0 mm Dca | CommScope® | SYSTIMAX ULL |  | Ruggedized fanout
ULVMPLUCL |  | Base Product | Ultra Low Loss ULL LazrSPEED® 550 OM5 MPO(Unpinned) to LC/UPC Uniboot Ruggedized fanout Cable, 96-Fiber, Plenum, 12 fiber PmP 2.0 mm Dca | CommScope® | SYSTIMAX ULL |  | Ruggedized fanout
ULVMPLCCK |  | Base Product | Ultra Low Loss ULL LazrSPEED® 550 OM5 MPO(Unpinned) to LC/UPC Ruggedized fanout Cable, 72-Fiber, Plenum, 12 fiber PmP 2.0 mm Dca | CommScope® | SYSTIMAX ULL |  | Ruggedized fanout
ULVMPSCCM |  | Base Product | Ultra Low Loss ULL LazrSPEED® 550 OM5 MPO(Unpinned) to SC/UPC Ruggedized fanout Cable, 144-Fiber, Plenum, 12 fiber PmP 2.0 mm Dca | CommScope® | SYSTIMAX ULL |  | Ruggedized fanout
ULVMPLCCL |  | Base Product | Ultra Low Loss ULL LazrSPEED® 550 OM5 MPO(Unpinned) to LC/UPC Ruggedized fanout Cable, 96-Fiber, Plenum, 12 fiber PmP 2.0 mm Dca | CommScope® | SYSTIMAX ULL |  | Ruggedized fanout
ULVMPSCCD |  | Base Product | Ultra Low Loss ULL LazrSPEED® 550 OM5 MPO(Unpinned) to SC/UPC Ruggedized fanout Cable, 12-Fiber, Plenum, 12 fiber PmP 2.0 mm Dca | CommScope® | SYSTIMAX ULL |  | Ruggedized fanout
ULVMPLCCM |  | Base Product | Ultra Low Loss ULL LazrSPEED® 550 OM5 MPO(Unpinned) to LC/UPC Ruggedized fanout Cable, 144-Fiber, Plenum, 12 fiber PmP 2.0 mm Dca | CommScope® | SYSTIMAX ULL |  | Ruggedized fanout
ULVMPSCCG |  | Base Product | Ultra Low Loss ULL LazrSPEED® 550 OM5 MPO(Unpinned) to SC/UPC Ruggedized fanout Cable, 36-Fiber, Plenum, 12 fiber PmP 2.0 mm Dca | CommScope® | SYSTIMAX ULL |  | Ruggedized fanout
ULXMPSCCD |  | Base Product | Ultra Low Loss ULL LazrSPEED® 550 MPO(Unpinned) to SC/UPC Ruggedized fanout Cable, 12-Fiber, Plenum, 12 fiber PmP 2.0 mm Dca | CommScope® | SYSTIMAX ULL |  | Ruggedized fanout
ULVMPSCCH |  | Base Product | Ultra Low Loss ULL LazrSPEED® 550 OM5 MPO(Unpinned) to SC/UPC Ruggedized fanout Cable, 48-Fiber, Plenum, 12 fiber PmP 2.0 mm Dca | CommScope® | SYSTIMAX ULL |  | Ruggedized fanout
ULXMPLCCL |  | Base Product | Ultra Low Loss ULL LazrSPEED® 550 MPO(Unpinned) to LC/UPC Ruggedized fanout Cable, 96-Fiber, Plenum, 12 fiber PmP 2.0 mm Dca | CommScope® | SYSTIMAX ULL |  | Ruggedized fanout
ULXMPSCCF |  | Base Product | Ultra Low Loss ULL LazrSPEED® 550 MPO(Unpinned) to SC/UPC Ruggedized fanout Cable, 24-Fiber, Plenum, 12 fiber PmP 2.0 mm Dca | CommScope® | SYSTIMAX ULL |  | Ruggedized fanout
ULXMPLCCM |  | Base Product | Ultra Low Loss ULL LazrSPEED® 550 MPO(Unpinned) to LC/UPC Ruggedized fanout Cable, 144-Fiber, Plenum, 12 fiber PmP 2.0 mm Dca | CommScope® | SYSTIMAX ULL |  | Ruggedized fanout
ULXMPSCCM |  | Base Product | Ultra Low Loss ULL LazrSPEED® 550 MPO(Unpinned) to SC/UPC Ruggedized fanout Cable, 144-Fiber, Plenum, 12 fiber PmP 2.0 mm Dca | CommScope® | SYSTIMAX ULL |  | Ruggedized fanout
ULXMPLUCK |  | Base Product | Ultra Low Loss ULL LazrSPEED® 550 MPO(Unpinned) to LC/UPC Uniboot Ruggedized fanout Cable, 72-Fiber, Plenum, 12 fiber PmP 2.0 mm Dca | CommScope® | SYSTIMAX ULL |  | Ruggedized fanout
UNGMPLCAF |  | Base Product | Ultra Low Loss Singlemode MPO12 Unpinned to LC/UPC 24-Fiber InstaPATCH® 360 Ruggedized Fanout Cable, Low Smoke Zero Halogen | CommScope® | SYSTIMAX InstaPATCH® 360 |  | Ruggedized fanout
UNGMPLGCM |  | Base Product | Ultra Low Loss ULL TeraSPEED® MPO(Unpinned) to LC/APC G B Ruggedized fanout Cable, 144-Fiber, LSZH, 12 fiber PmP 2.0 mm Dca | CommScope® | SYSTIMAX ULL |  | Ruggedized fanout
UNGMPLCAL |  | Base Product | Ultra Low Loss Singlemode MPO12 Unpinned to LC/UPC 96-Fiber InstaPATCH® 360 Ruggedized Fanout Cable, Low Smoke Zero Halogen | CommScope® | SYSTIMAX InstaPATCH® 360 |  | Ruggedized fanout
UNGMXLFCK |  | Base Product | Ultra Low Loss ULL TeraSPEED® MPO(Pinned) to LC/UPC G B Ruggedized fanout Cable, 72-Fiber, LSZH, 12 fiber PmP 2.0 mm Dca | CommScope® | SYSTIMAX ULL |  | Ruggedized fanout
UNGMPSCCM |  | Base Product | Ultra Low Loss ULL TeraSPEED® MPO(Unpinned) to SC/UPC Ruggedized fanout Cable, 144-Fiber, LSZH, 12 fiber PmP 2.0 mm Dca | CommScope® | SYSTIMAX ULL |  | Ruggedized fanout
UNGMXLCCG |  | Base Product | Ultra Low Loss ULL TeraSPEED® MPO(Pinned) to LC/UPC Ruggedized fanout Cable, 36-Fiber, LSZH, 12 fiber PmP 2.0 mm Dca | CommScope® | SYSTIMAX ULL |  | Ruggedized fanout
UNGMPLFCM |  | Base Product | Ultra Low Loss ULL TeraSPEED® MPO(Unpinned) to LC/UPC G B Ruggedized fanout Cable, 144-Fiber, LSZH, 12 fiber PmP 2.0 mm Dca | CommScope® | SYSTIMAX ULL |  | Ruggedized fanout
UNGMXLGCM |  | Base Product | Ultra Low Loss ULL TeraSPEED® MPO(Pinned) to LC/APC G B Ruggedized fanout Cable, 144-Fiber, LSZH, 12 fiber PmP 2.0 mm Dca | CommScope® | SYSTIMAX ULL |  | Ruggedized fanout
UNGMPLUCK |  | Base Product | Ultra Low Loss ULL TeraSPEED® MPO(Unpinned) to LC/UPC Uniboot Ruggedized fanout Cable, 72-Fiber, LSZH, 12 fiber PmP 2.0 mm Dca | CommScope® | SYSTIMAX ULL |  | Ruggedized fanout
UNGMPLUCL |  | Base Product | Ultra Low Loss ULL TeraSPEED® MPO(Unpinned) to LC/UPC Uniboot Ruggedized fanout Cable, 96-Fiber, LSZH, 12 fiber PmP 2.0 mm Dca | CommScope® | SYSTIMAX ULL |  | Ruggedized fanout
UNGMPLGCF |  | Base Product | Ultra Low Loss ULL TeraSPEED® MPO(Unpinned) to LC/APC G B Ruggedized fanout Cable, 24-Fiber, LSZH, 12 fiber PmP 2.0 mm Dca | CommScope® | SYSTIMAX ULL |  | Ruggedized fanout
UNGMXLGCF |  | Base Product | Ultra Low Loss ULL TeraSPEED® MPO(Pinned) to LC/APC G B Ruggedized fanout Cable, 24-Fiber, LSZH, 12 fiber PmP 2.0 mm Dca | CommScope® | SYSTIMAX ULL |  | Ruggedized fanout
UNGMXLUCH |  | Base Product | Ultra Low Loss ULL TeraSPEED® MPO(Pinned) to LC/UPC Uniboot Ruggedized fanout Cable, 48-Fiber, LSZH, 12 fiber PmP 2.0 mm Dca | CommScope® | SYSTIMAX ULL |  | Ruggedized fanout
UNGMPLCCM |  | Base Product | Ultra Low Loss ULL TeraSPEED® MPO(Unpinned) to LC/UPC Ruggedized fanout Cable, 144-Fiber, LSZH, 12 fiber PmP 2.0 mm Dca | CommScope® | SYSTIMAX ULL |  | Ruggedized fanout
UNGMXSACG |  | Base Product | Ultra Low Loss ULL TeraSPEED® MPO(Pinned) to SC/APC Ruggedized fanout Cable, 36-Fiber, LSZH, 12 fiber PmP 2.0 mm Dca | CommScope® | SYSTIMAX ULL |  | Ruggedized fanout
UNGMXLACM |  | Base Product | Ultra Low Loss ULL TeraSPEED® MPO(Pinned) to LC/APC Ruggedized fanout Cable, 144-Fiber, LSZH, 12 fiber PmP 2.0 mm Dca | CommScope® | SYSTIMAX ULL |  | Ruggedized fanout
UNGMXLGCK |  | Base Product | Ultra Low Loss ULL TeraSPEED® MPO(Pinned) to LC/APC G B Ruggedized fanout Cable, 72-Fiber, LSZH, 12 fiber PmP 2.0 mm Dca | CommScope® | SYSTIMAX ULL |  | Ruggedized fanout
UNGMXSCCD |  | Base Product | Ultra Low Loss ULL TeraSPEED® MPO(Pinned) to SC/UPC Ruggedized fanout Cable, 12-Fiber, LSZH, 12 fiber PmP 2.0 mm Dca | CommScope® | SYSTIMAX ULL |  | Ruggedized fanout
UNGMXSACF |  | Base Product | Ultra Low Loss ULL TeraSPEED® MPO(Pinned) to SC/APC Ruggedized fanout Cable, 24-Fiber, LSZH, 12 fiber PmP 2.0 mm Dca | CommScope® | SYSTIMAX ULL |  | Ruggedized fanout
UNGMXSCCK |  | Base Product | Ultra Low Loss ULL TeraSPEED® MPO(Pinned) to SC/UPC Ruggedized fanout Cable, 72-Fiber, LSZH, 12 fiber PmP 2.0 mm Dca | CommScope® | SYSTIMAX ULL |  | Ruggedized fanout
UNVMPSCCG |  | Base Product | Ultra Low Loss ULL LazrSPEED® 550 OM5 MPO(Unpinned) to SC/UPC Ruggedized fanout Cable, 36-Fiber, LSZH, 12 fiber PmP 2.0 mm Dca | CommScope® | SYSTIMAX ULL |  | Ruggedized fanout
UNVMPSCCK |  | Base Product | Ultra Low Loss ULL LazrSPEED® 550 OM5 MPO(Unpinned) to SC/UPC Ruggedized fanout Cable, 72-Fiber, LSZH, 12 fiber PmP 2.0 mm Dca | CommScope® | SYSTIMAX ULL |  | Ruggedized fanout
URX2X2XHF |  | Base Product | Ultra Low Loss (ULL) OM4 MPO/24 (Pinned) to MPO/24 (Pinned), 24-Fiber, Low Smoke Zero Halogen (LSZH) / Riser | CommScope® | SYSTIMAX ULL |  | Fiber array cable assembly
URXMPMXGD |  | Base Product | Ultra Low Loss (ULL) OM4 MPO12 (Unpinned) to MPO12 (Pinned), Fiber Extension Cable Assembly, 12-Fiber, Low Smoke Zero Halogen | CommScope® | SYSTIMAX ULL |  | Fiber array cable assembly
URXMXLCGD |  | Base Product | Ultra Low Loss (ULL) OM4 MPO12 (Pinned) to LC/UPC, Fiber Extension Cable Assembly, 12-Fiber, Low Smoke Zero Halogen | CommScope® | SYSTIMAX ULL |  | Fiber array cable assembly
A3GMPMXCL |  | Base Product | Ultra Low Loss ULL TeraSPEED® MPO(Unpinned) to MPO(Pinned) Pre-terminated Trunk Cable, MPO12, 96-Fiber, LSZH, 12 fiber PmP 2.0 mm /B2ca, Method A | CommScope® |  |  | Fiber trunk cable assembly
A3GMXMXAH |  | Base Product | Singlemode MPO12 (Pinned) to MPO12 (Pinned), Fiber Trunk Cable Assembly, 48-Fiber, B2ca, Method A, Low Smoke Zero Halogen | CommScope® |  |  | Fiber trunk cable assembly |  | Discontinued
A3GMXUCCH |  | Base Product | Ultra Low Loss ULL TeraSPEED® MPO(Pinned) to Unconnectorized Pre-terminated Trunk Cable, MPO12, 48-Fiber, LSZH, 12 fiber PmP 2.0 mm /B2ca, Method A | CommScope® |  |  | Fiber trunk cable assembly
A3XMPMPAL |  | Base Product | OM4 MPO12 (Unpinned) to MPO12 (Unpinned), Fiber Trunk Cable Assembly, 96-Fiber, B2ca, Method A, Low Smoke Zero Halogen | CommScope® |  |  | Fiber trunk cable assembly |  | Discontinued
A3GMPMXCG |  | Base Product | Ultra Low Loss ULL TeraSPEED® MPO(Unpinned) to MPO(Pinned) Pre-terminated Trunk Cable, MPO12, 36-Fiber, LSZH, 12 fiber PmP 2.0 mm /B2ca, Method A | CommScope® |  |  | Fiber trunk cable assembly
A3GMXUCCL |  | Base Product | Ultra Low Loss ULL TeraSPEED® MPO(Pinned) to Unconnectorized Pre-terminated Trunk Cable, MPO12, 96-Fiber, LSZH, 12 fiber PmP 2.0 mm /B2ca, Method A | CommScope® |  |  | Fiber trunk cable assembly
AJX2P2PBH |  | Base Product | OM4 MPO24 (Unpinned) to MPO24 (Unpinned), Fiber Trunk Cable Assembly, 48-Fiber, Method A, Low Smoke Zero Halogen | CommScope® |  |  | Fiber trunk cable assembly
AJXMPMPCH |  | Base Product | Ultra Low Loss ULL LazrSPEED® 550 MPO(Unpinned) to MPO(Unpinned) Pre-terminated Trunk Cable, MPO12, 48-Fiber, LSZH, 12 fiber PmP 2.0 mm Dca, Method A | CommScope® |  |  | Fiber trunk cable assembly
AJXMPMXCM |  | Base Product | Ultra Low Loss ULL LazrSPEED® 550 MPO(Unpinned) to MPO(Pinned) Pre-terminated Trunk Cable, MPO12, 144-Fiber, LSZH, 12 fiber PmP 2.0 mm Dca, Method A | CommScope® |  |  | Fiber trunk cable assembly
AJXMXMPAD |  | Base Product | OM4 MPO12 (Pinned) to MPO12 (Unpinned), Fiber Trunk Cable Assembly, 12-Fiber, Method A, Low Smoke Zero Halogen | CommScope® |  |  | Fiber trunk cable assembly
AJXMPMPCM |  | Base Product | Ultra Low Loss ULL LazrSPEED® 550 MPO(Unpinned) to MPO(Unpinned) Pre-terminated Trunk Cable, MPO12, 144-Fiber, LSZH, 12 fiber PmP 2.0 mm Dca, Method A | CommScope® |  |  | Fiber trunk cable assembly
AJXMXMXCL |  | Base Product | Ultra Low Loss ULL LazrSPEED® 550 MPO(Pinned) to MPO(Pinned) Pre-terminated Trunk Cable, MPO12, 96-Fiber, LSZH, 12 fiber PmP 2.0 mm Dca, Method A | CommScope® |  |  | Fiber trunk cable assembly
AQGMXMXGD |  | Base Product | Singlemode MPO12 (Pinned) to MPO12 (Pinned), Fiber Patch Cord, 12-Fiber, Method A, Plenum | CommScope® |  |  | Fiber array cable assembly
AJXMXMXAL |  | Base Product | OM4 MPO-12 (Pinned) to MPO-12 (Pinned), Pre-terminated Trunk Cable, 96-Fiber, LSZH, Method A | CommScope® |  |  | Fiber trunk cable assembly
AJXMPMXCF |  | Base Product | Ultra Low Loss ULL LazrSPEED® 550 MPO(Unpinned) to MPO(Pinned) Pre-terminated Trunk Cable, MPO12, 24-Fiber, LSZH, 12 fiber PmP 2.0 mm Dca, Method A | CommScope® |  |  | Fiber trunk cable assembly
AJXMXMPAK |  | Base Product | OM4 MPO12 (Pinned) to MPO12 (Unpinned), Fiber Trunk Cable Assembly, 72-Fiber, Method A, Low Smoke Zero Halogen | CommScope® |  |  | Fiber trunk cable assembly
AJXMXUCCG |  | Base Product | Ultra Low Loss ULL LazrSPEED® 550 MPO(Pinned) to Unconnectorized Pre-terminated Trunk Cable, MPO12, 36-Fiber, LSZH, 12 fiber PmP 2.0 mm Dca, Method A | CommScope® |  |  | Fiber trunk cable assembly
AJXMXUCCH |  | Base Product | Ultra Low Loss ULL LazrSPEED® 550 MPO(Pinned) to Unconnectorized Pre-terminated Trunk Cable, MPO12, 48-Fiber, LSZH, 12 fiber PmP 2.0 mm Dca, Method A | CommScope® |  |  | Fiber trunk cable assembly
AJXMXUCCL |  | Base Product | Ultra Low Loss ULL LazrSPEED® 550 MPO(Pinned) to Unconnectorized Pre-terminated Trunk Cable, MPO12, 96-Fiber, LSZH, 12 fiber PmP 2.0 mm Dca, Method A | CommScope® |  |  | Fiber trunk cable assembly
F3VMPMPAF |  | Base Product | OM5 MPO (Unpinned) to MPO (Unpinned), InstaPATCH® 360 Pre-terminated Trunk Cable, 24-Fiber, Low Smoke Zero Halogen B2ca | CommScope® | SYSTIMAX InstaPATCH® 360 |  | Fiber trunk cable assembly
F3VMPMPAH |  | Base Product | OM5 MPO (Unpinned) to MPO (Unpinned), InstaPATCH® 360 Pre-terminated Trunk Cable, 48-Fiber, Low Smoke Zero Halogen B2ca | CommScope® | SYSTIMAX InstaPATCH® 360 |  | Fiber trunk cable assembly |  | Discontinued
F3VMPMPAK |  | Base Product | OM5 MPO (Unpinned) to MPO (Unpinned), InstaPATCH® 360 Pre-terminated Trunk Cable, 72-Fiber, Low Smoke Zero Halogen B2ca | CommScope® | SYSTIMAX InstaPATCH® 360 |  | Fiber trunk cable assembly |  | Discontinued
F3WMPMPAD |  | Base Product | Singlemode MPO (Unpinned) to MPO (Unpinned), InstaPATCH® 360 Pre-terminated Trunk Cable, 12-Fiber, Low Smoke Zero Halogen B2ca | CommScope® | SYSTIMAX InstaPATCH® 360 |  | Fiber trunk cable assembly
F3VMPMPAM |  | Base Product | OM5 MPO (Unpinned) to MPO (Unpinned), InstaPATCH® 360 Pre-terminated Trunk Cable, 144-Fiber, Low Smoke Zero Halogen B2ca | CommScope® | SYSTIMAX InstaPATCH® 360 |  | Fiber trunk cable assembly |  | Discontinued
F3ZMPMXAF |  | Base Product | OM3 MPO (Unpinned) to MPO (Pinned), InstaPATCH® 360 Pre-terminated Trunk Cable, 24-Fiber, Low Smoke Zero Halogen B2ca | CommScope® | SYSTIMAX InstaPATCH® 360 |  | Fiber trunk cable assembly |  | Discontinued
F3XMPMPAD |  | Base Product | OM4 MPO (Unpinned) to MPO (Unpinned), InstaPATCH® 360 Pre-terminated Trunk Cable, 12-Fiber, Low Smoke Zero Halogen B2ca | CommScope® | SYSTIMAX InstaPATCH® 360 |  | Fiber trunk cable assembly
F3ZMPMXAK |  | Base Product | OM3 MPO (Unpinned) to MPO (Pinned), InstaPATCH® 360 Pre-terminated Trunk Cable, 72-Fiber, Low Smoke Zero Halogen B2ca | CommScope® | SYSTIMAX InstaPATCH® 360 |  | Fiber trunk cable assembly |  | Discontinued
F4WMXLCAD |  | Base Product | Singlemode MPO (Pinned) to LC/UPC, InstaPATCH® 360 Ruggedized Fanout Cable, 12-Fiber, Low Smoke Zero Halogen B2ca | CommScope® | SYSTIMAX InstaPATCH® 360 |  | Ruggedized fanout |  | Discontinued
F4WMPLCAF |  | Base Product | Singlemode MPO (Unpinned) to LC/UPC, InstaPATCH® 360 Ruggedized Fanout Cable, 24-Fiber, Low Smoke Zero Halogen B2ca | CommScope® | SYSTIMAX InstaPATCH® 360 |  | Ruggedized fanout |  | Discontinued
F4WMPLCAG |  | Base Product | Singlemode MPO (Unpinned) to LC/UPC, InstaPATCH® 360 Ruggedized Fanout Cable, 36-Fiber, Low Smoke Zero Halogen B2ca | CommScope® | SYSTIMAX InstaPATCH® 360 |  | Ruggedized fanout |  | Discontinued
F4WMXLCAG |  | Base Product | Singlemode MPO (Pinned) to LC/UPC, InstaPATCH® 360 Ruggedized Fanout Cable, 36-Fiber, Low Smoke Zero Halogen B2ca | CommScope® | SYSTIMAX InstaPATCH® 360 |  | Ruggedized fanout |  | Discontinued
F4WMXSCAF |  | Base Product | Singlemode MPO (Pinned) to SC/UPC, InstaPATCH® 360 Ruggedized Fanout Cable, 24-Fiber, Low Smoke Zero Halogen B2ca | CommScope® | SYSTIMAX InstaPATCH® 360 |  | Ruggedized fanout |  | Discontinued
F4WMPSCAG |  | Base Product | Singlemode MPO (Unpinned) to SC/UPC, InstaPATCH® 360 Ruggedized Fanout Cable, 36-Fiber, Low Smoke Zero Halogen B2ca | CommScope® | SYSTIMAX InstaPATCH® 360 |  | Ruggedized fanout |  | Discontinued
F4WMXSCAG |  | Base Product | Singlemode MPO (Pinned) to SC/UPC, InstaPATCH® 360 Ruggedized Fanout Cable, 36-Fiber, Low Smoke Zero Halogen B2ca | CommScope® | SYSTIMAX InstaPATCH® 360 |  | Ruggedized fanout |  | Discontinued
F4XMXSCAK |  | Base Product | OM4 MPO (Pinned) to SC/UPC, InstaPATCH® 360 Ruggedized Fanout Cable, 72-Fiber, Low Smoke Zero Halogen B2ca | CommScope® | SYSTIMAX InstaPATCH® 360 |  | Ruggedized fanout |  | Discontinued
F4XMXLCAG |  | Base Product | OM4 MPO (Pinned) to LC/UPC, InstaPATCH® 360 Ruggedized Fanout Cable, 36-Fiber, Low Smoke Zero Halogen B2ca | CommScope® | SYSTIMAX InstaPATCH® 360 |  | Ruggedized fanout |  | Discontinued
F4WMPSCAK |  | Base Product | Singlemode MPO (Unpinned) to SC/UPC, InstaPATCH® 360 Ruggedized Fanout Cable, 72-Fiber, Low Smoke Zero Halogen B2ca | CommScope® | SYSTIMAX InstaPATCH® 360 |  | Ruggedized fanout |  | Discontinued
F4WMXSCAH |  | Base Product | Singlemode MPO (Pinned) to SC/UPC, InstaPATCH® 360 Ruggedized Fanout Cable, 48-Fiber, Low Smoke Zero Halogen B2ca | CommScope® | SYSTIMAX InstaPATCH® 360 |  | Ruggedized fanout |  | Discontinued
F4ZMPSCAK |  | Base Product | OM3 MPO (Unpinned) to SC/UPC, InstaPATCH® 360 Ruggedized Fanout Cable, 72-Fiber, Low Smoke Zero Halogen B2ca | CommScope® | SYSTIMAX InstaPATCH® 360 |  | Ruggedized fanout |  | Discontinued
UHGMXMXAD |  | Base Product | Ultra Low Loss (ULL) Singlemode MPO12 (Pinned) to MPO12 (Pinned) Armored Pre-terminated Trunk Cable, 12-Fiber, Plenum | CommScope® | SYSTIMAX ULL |  | Fiber trunk cable assembly |  | Discontinued
UHXMXMXAH |  | Base Product | Ultra Low Loss (ULL) Multimode OM4 MPO12 (Pinned) to MPO12 (Pinned), Armored Pre-terminated Trunk Cable, 48-Fiber, Plenum | CommScope® | SYSTIMAX ULL |  | Fiber trunk cable assembly
UHVMXMXAH |  | Base Product | Ultra Low Loss (ULL) Multimode OM5 MPO12 (Pinned) to MPO12 (Pinned), Armored Pre-terminated Trunk Cable, 48-Fiber, Plenum | CommScope® | SYSTIMAX ULL |  | Fiber trunk cable assembly |  | Discontinued
UHVMXUCAF |  | Base Product | Ultra Low Loss (ULL) Multimode OM5 MPO12 (Pinned) to Unconnectorized, Armored Pre-terminated Trunk Cable, 24-Fiber, Plenum | CommScope® | SYSTIMAX ULL |  | Fiber trunk cable assembly
UHVMXUCAG |  | Base Product | Ultra Low Loss (ULL) Multimode OM5 MPO12 (Pinned) to Unconnectorized, Armored Pre-terminated Trunk Cable, 36-Fiber, Plenum | CommScope® | SYSTIMAX ULL |  | Fiber trunk cable assembly
UHVMXUCAL |  | Base Product | Ultra Low Loss (ULL) Multimode OM5 MPO12 (Pinned) to Unconnectorized, Armored Pre-terminated Trunk Cable, 96-Fiber, Plenum | CommScope® | SYSTIMAX ULL |  | Fiber trunk cable assembly
UHVMPMXAF |  | Base Product | Ultra Low Loss (ULL) Multimode OM5 MPO12 (Unpinned) to MPO12 (Pinned), Armored Pre-terminated Trunk Cable, 24-Fiber, Plenum | CommScope® | SYSTIMAX ULL |  | Fiber trunk cable assembly
UHVMPMXAM |  | Base Product | Ultra Low Loss (ULL) Multimode OM5 MPO12 (Unpinned) to MPO12 (Pinned), Armored Pre-terminated Trunk Cable, 144-Fiber, Plenum | CommScope® | SYSTIMAX ULL |  | Fiber trunk cable assembly
UHGMXMXAK |  | Base Product | Ultra Low Loss (ULL) Singlemode MPO12 (Pinned) to MPO12 (Pinned), Armored Pre-terminated Trunk Cable, 72-Fiber, Plenum | CommScope® | SYSTIMAX InstaPATCH® 360 |  | Fiber trunk cable assembly
UHGMXUCAH |  | Base Product | Ultra Low Loss (ULL) Singlemode MPO12 (Pinned) to Unconnectorized, Armored Pre-terminated Trunk Cable, 48-Fiber, Plenum | CommScope® | SYSTIMAX InstaPATCH® 360 |  | Fiber trunk cable assembly
UKVMXUCAG |  | Base Product | Ultra Low Loss (ULL) Multimode OM5 MPO12 (Pinned) to Unconnectorized, Armored Pre-terminated Trunk Cable, 36-Fiber, Low Smoke Zero Halogen (LSZH) | CommScope® | SYSTIMAX ULL |  | Fiber trunk cable assembly
UKVMPMXAM |  | Base Product | Ultra Low Loss (ULL) Multimode OM5 MPO12 (Unpinned) to MPO12 (Pinned), Armored Pre-terminated Trunk Cable, 144-Fiber, Low Smoke Zero Halogen (LSZH) | CommScope® | SYSTIMAX ULL |  | Fiber trunk cable assembly
UKGMXUCAF |  | Base Product | Ultra Low Loss (ULL) Singlemode MPO12 (Pinned) to Unconnectorized, Armored Pre-terminated Trunk Cable, 24-Fiber, Low Smoke Zero Halogen (LSZH) | CommScope® | SYSTIMAX ULL |  | Fiber trunk cable assembly |  | Discontinued
UKGMPMXAD |  | Base Product | Ultra Low Loss (ULL) Singlemode MPO12 (Unpinned) to MPO12 (Pinned), Armored Pre-terminated Trunk Cable, 12-Fiber, Low Smoke Zero Halogen (LSZH) | CommScope® | SYSTIMAX ULL |  | Fiber trunk cable assembly |  | Discontinued
UKGMPMXAF |  | Base Product | Ultra Low Loss (ULL) Singlemode MPO12 (Unpinned) to MPO12 (Pinned), Armored Pre-terminated Trunk Cable, 24-Fiber, Low Smoke Zero Halogen (LSZH) | CommScope® | SYSTIMAX ULL |  | Fiber trunk cable assembly |  | Discontinued
1920721-3 | OCJ-L2-03MASHA-S2 | Variant of OCJ | Fiber Optic Patch Cord, Duplex, Singlemode, LC/APC to SC/APC, yellow, 3 m |  |  | OCJ | Fiber patch cord ¦ duplex
2-1920721-0 | OCJ-L2-20MASHA-S2 | Variant of OCJ | Fiber Optic Patch Cord, Duplex, Singlemode, LC/APC to SC/APC, yellow, 20 m |  |  | OCJ | Fiber patch cord ¦ duplex
2-1920606-5 | OCJ-L1-25MASHA-L1 | Variant of OCJ | Fiber Optic Patch Cord, Duplex, Singlemode, LC/UPC to LC/UPC, yellow, 25 m |  |  | OCJ | Fiber patch cord ¦ duplex
2-2055582-0 | OCJ-L1-20MASHA-S2 | Variant of OCJ | Fiber Optic Patch Cord, Duplex, Singlemode, LC/UPC to SC/APC, yellow, 20 m |  |  | OCJ | Fiber patch cord ¦ duplex
2-2105032-0 |  | Variant of 2105032 | Fiber Optic Patch Cord, Duplex, Singlemode, LC/UPC to SC/UPC, yellow, 20 m | CommScope® |  | 210 | Fiber patch cord ¦ duplex
2055253-3 | OCJ-S2-03MASIA-S2 | Variant of OCJ | Fiber Optic Patch Cord, Simplex, Singlemode, SC/APC to SC/APC, yellow, 3 m |  |  | OCJ | Fiber patch cord ¦ simplex
2055457-3 | OCJ-S1-03MASIA-S3 | Variant of OCJ | Fiber Optic Patch Cord, Simplex, Singlemode, SC/UPC to SC/APC 9°, yellow, 3 m |  |  | OCJ | Fiber patch cord ¦ simplex
2055253-1 | OCJ-S2-01MASIA-S2 | Variant of OCJ | Fiber Optic Patch Cord, Simplex, Singlemode, SC/APC to SC/APC, yellow, 1 m |  |  | OCJ | Fiber patch cord ¦ simplex
2055664-2 | OCJ-S3-02MASEN-S3 | Variant of OCJ | Fiber Optic Patch Cord, Simplex, Singlemode, SC/APC 9° to SC/APC 9°, white, 2 m |  |  | OCJ | Fiber patch cord ¦ simplex
2105032-3 |  | Variant of 2105032 | Fiber Optic Patch Cord, Duplex, Singlemode, LC/UPC to SC/UPC, yellow, 3 m | CommScope® |  | 210 | Fiber patch cord ¦ duplex
2105067-5 |  | Variant of 2105067 | Fiber Optic Patch Cord, Duplex, Multimode, LC/UPC to SC/UPC, aqua, 5 m | CommScope® |  | 210 | Fiber patch cord ¦ duplex
2160872-2 | OCJ-SF-02MASIA-SG | Variant of OCJ | Fiber Optic Patch Cord, Simplex, Singlemode, SC/UPC to SC/APC, yellow, 2 m |  |  | OCJ | Fiber patch cord ¦ simplex
300001715505 | FPCFY-SPSC/PLC-P-7M | Variant of FPCFY | Fiber Optic Patch Cord, Simplex, Singlemode, SC/UPC to LC/UPC, yellow, 7 m |  |  | FPCFY | Fiber patch cord ¦ simplex
300001744072 | FPC2Y-SPSC/APSC-P-9M | Variant of FPC2Y | Fiber Optic Patch Cord, Duplex, Singlemode, SC/UPC to SC/APC, yellow, 9 m |  |  | FPC2Y | Fiber patch cord ¦ duplex
300001767862 | FPCMY-APSC/PLC-P-9M | Variant of FPCMY | Fiber Optic Patch Cord, Simplex, Singlemode, SC/APC to LC/UPC, yellow, 9 m |  |  | FPCMY | Fiber patch cord ¦ simplex
320000100980 | FPCFY-APSC/PSC-P-6M | Variant of FPCFY | Fiber Optic Patch Cord, 1.7 mm simplex, RBR, singlemode, SC/APC-SC/UPC, 6 m, yellow |  |  | FPCFY | Fiber patch cord ¦ simplex
1427430 | FPCMY-APSC/APLC-P-2M | Variant of FPCMY | Fiber Optic Patch Cord, Simplex, Singlemode, SC/APC to LC/APC, yellow, 2 m |  |  | FPCMY | Fiber patch cord ¦ simplex
2105092-2 |  | Variant of 2105092 | Fiber Optic Patch Cord, Duplex, OS2, SC/UPC to SC/UPC, LSZH & OFNR, yellow, 2 m | CommScope® |  | 210 | Fiber patch cord ¦ duplex
FPCA-EEYP |  | Variant of FPCA | Fiber Optic Patch Cord, singlemode, 1.2 mm OFNP jacket, SC/APC-SC/APC, yellow |  |  | FPCA | Fiber patch cord ¦ simplex
UDGSNSNK2 |  | Base Product | Ultra Low Loss (ULL) Singlemode, SN/UPC to SN/UPC, 2-Fiber, Ruggedized Fanout Cable Plenum | CommScope® | SYSTIMAX ULL | UDG | Ruggedized fanout
UFGSNLUK2 |  | Base Product | Ultra Low Loss (ULL) Singlemode, SN/UPC to LC/UPC Uniboot, 2-Fiber, Jumper Fanout Cable LSZH | CommScope® | SYSTIMAX ULL | UFG | Fiber patch cord ¦ duplex
2105085 |  | Base Product | Fiber Optic Patch Cord, Simplex, 0.9mm, LSZH, Multimode OM3, SC/UPC to SC/UPC, Aqua | CommScope® |  | 210 | Fiber patch cord ¦ simplex
FPCA-EKYP |  | Variant of FPCA | Fiber Optic Patch Cord, singlemode, 1.2 mm OFNP jacket, SC/APC-LC/UPC yellow |  |  | FPCA | Fiber patch cord ¦ simplex
FPCC |  | Base Product | Fiber Optic Patch Cord, Duplex, Singlemode, 1.2 mm OFNP and LSZH jacket | CommScope® |  | FPCC | Fiber patch cord ¦ duplex
AFGLFSFL1 |  | Base Product | Fiber Patch Cord, Singlemode G.657.A2, Grade B, LC/UPC to SC/UPC, Simplex, 1.6 mm LSZH jacket | CommScope® |  | AFG | Fiber patch cord ¦ simplex
FDWL2LC21 |  | Base Product | Singlemode LC/UPC Keyed Yellow to LC/UPC Fiber Patch Cord, 1.6 mm Simplex, Plenum | CommScope® | SYSTIMAX InstaPATCH® 360 | FDW | Fiber patch cord ¦ simplex
FDWL2L221 |  | Base Product | Singlemode LC/UPC Keyed Yellow to LC/UPC Keyed Yellow Fiber Patch Cord, 1.6 mm Simplex, Plenum | CommScope® | SYSTIMAX InstaPATCH® 360 | FDW | Fiber patch cord ¦ simplex
FDWL3SC21 |  | Base Product | Singlemode LC/UPC Keyed Blue to SC/UPC Fiber Patch Cord, 1.6 mm Simplex, Plenum | CommScope® | SYSTIMAX InstaPATCH® 360 | FDW | Fiber patch cord ¦ simplex
FDWL5L521 |  | Base Product | Singlemode LC/UPC Keyed Orange to LC/UPC Keyed Orange Fiber Patch Cord, 1.6 mm Simplex, Plenum | CommScope® | SYSTIMAX InstaPATCH® 360 | FDW | Fiber patch cord ¦ simplex
FDWL9SC42 |  | Base Product | Singlemode LC/UPC Keyed Rose to SC/UPC Fiber Patch Cord, 1.6 mm Duplex, Plenum | CommScope® | SYSTIMAX InstaPATCH® 360 | FDW | Fiber patch cord ¦ duplex
FDWL7SC21 |  | Base Product | Singlemode LC/UPC Keyed Brown to SC/UPC Fiber Patch Cord, 1.6 mm Simplex, Plenum | CommScope® | SYSTIMAX InstaPATCH® 360 | FDW | Fiber patch cord ¦ simplex
FDWL7SC42 |  | Base Product | Singlemode LC/UPC Keyed Brown to SC/UPC Fiber Patch Cord, 1.6 mm Duplex, Plenum | CommScope® | SYSTIMAX InstaPATCH® 360 | FDW | Fiber patch cord ¦ duplex
FDWL6SC21 |  | Base Product | Singlemode LC/UPC Keyed Slate to SC/UPC Fiber Patch Cord, 1.6 mm Simplex, Plenum | CommScope® | SYSTIMAX InstaPATCH® 360 | FDW | Fiber patch cord ¦ simplex
FDWL9LC42 |  | Base Product | Singlemode LC/UPC Keyed Rose to LC/UPC Fiber Patch Cord, 1.6 mm Duplex, Plenum | CommScope® | SYSTIMAX InstaPATCH® 360 | FDW | Fiber patch cord ¦ duplex
FDWLCSC21 |  | Base Product | Singlemode LC/UPC to SC/UPC, Fiber Patch Cord, 1.6 mm Simplex, Plenum | CommScope® | SYSTIMAX InstaPATCH® 360 | FDW | Fiber patch cord ¦ simplex
FDXKFKF42 |  | Base Product | LazrSPEED® 550 LC/UPC to LC/UPC, Fiber Patch Cord, 1.6 mm Duplex, Plenum, White (AC) Locking Clip | CommScope® | SYSTIMAX InstaPATCH® 360 | FDX | Fiber patch cord ¦ duplex
FDXL2SC42 |  | Base Product | OM4 LC/UPC Keyed Yellow to SC/UPC Fiber Patch Cord, 1.6 mm Duplex, Plenum | CommScope® | SYSTIMAX InstaPATCH® 360 | FDX | Fiber patch cord ¦ duplex
FDXL1L142 |  | Base Product | OM4 LC/UPC Keyed Red to LC/UPC Keyed Red Fiber Patch Cord, 1.6 mm Duplex, Plenum | CommScope® | SYSTIMAX InstaPATCH® 360 | FDX | Fiber patch cord ¦ duplex
FDXL3L342 |  | Base Product | OM4 LC/UPC Keyed Blue to LC/UPC Keyed Blue Fiber Patch Cord, 1.6 mm Duplex, Plenum | CommScope® | SYSTIMAX InstaPATCH® 360 | FDX | Fiber patch cord ¦ duplex
FDXL4LC21 |  | Base Product | OM4 LC/UPC Keyed Green to LC/UPC Fiber Patch Cord, 1.6 mm Simplex, Plenum | CommScope® | SYSTIMAX InstaPATCH® 360 | FDX | Fiber patch cord ¦ simplex
FDXL2LC42 |  | Base Product | OM4 LC/UPC Keyed Yellow to LC/UPC Fiber Patch Cord, 1.6 mm Duplex, Plenum | CommScope® | SYSTIMAX InstaPATCH® 360 | FDX | Fiber patch cord ¦ duplex
FDXL8SC21 |  | Base Product | OM4 LC/UPC Keyed Aqua to SC/UPC Fiber Patch Cord, 1.6 mm Simplex, Plenum | CommScope® | SYSTIMAX InstaPATCH® 360 | FDX | Fiber patch cord ¦ simplex
FDXL9L921 |  | Base Product | OM4 LC/UPC Keyed Rose to LC/UPC Keyed Rose Fiber Patch Cord, 1.6 mm Simplex, Plenum | CommScope® | SYSTIMAX InstaPATCH® 360 | FDX | Fiber patch cord ¦ simplex
FEWL2SC42 |  | Base Product | Singlemode LC/UPC Keyed Yellow to SC/UPC Fiber Patch Cord, 1.6 mm Duplex, Riser | CommScope® | SYSTIMAX InstaPATCH® 360 | FEW | Fiber patch cord ¦ duplex
FEWL4SC42 |  | Base Product | Singlemode LC/UPC Keyed Green to SC/UPC Fiber Patch Cord, 1.6 mm Duplex, Riser | CommScope® | SYSTIMAX InstaPATCH® 360 | FEW | Fiber patch cord ¦ duplex
FEWL8SC21 |  | Base Product | Singlemode LC/UPC Keyed Aqua to SC/UPC Fiber Patch Cord, 1.6 mm Simplex, Riser | CommScope® | SYSTIMAX InstaPATCH® 360 | FEW | Fiber patch cord ¦ simplex
FEWL7LC42 |  | Base Product | Singlemode LC/UPC Keyed Brown to LC/UPC Fiber Patch Cord, 1.6 mm Duplex, Riser | CommScope® | SYSTIMAX InstaPATCH® 360 | FEW | Fiber patch cord ¦ duplex
FEWL6LC21 |  | Base Product | Singlemode LC/UPC Keyed Slate to LC/UPC Fiber Patch Cord, 1.6 mm Simplex, Riser | CommScope® | SYSTIMAX InstaPATCH® 360 | FEW | Fiber patch cord ¦ simplex
FEWL8SC42 |  | Base Product | Singlemode LC/UPC Keyed Aqua to SC/UPC Fiber Patch Cord, 1.6 mm Duplex, Riser | CommScope® | SYSTIMAX InstaPATCH® 360 | FEW | Fiber patch cord ¦ duplex
FEWLCSA42 |  | Base Product | Singlemode LC/UPC to SC/APC, Fiber Patch Cord, 1.6 mm Duplex, Riser | CommScope® | SYSTIMAX InstaPATCH® 360 | FEW | Fiber patch cord ¦ duplex
FEWSCSA21 |  | Base Product | Singlemode SC/UPC to SC/APC, Fiber Patch Cord, 1.6 mm Simplex, Riser | CommScope® | SYSTIMAX InstaPATCH® 360 | FEW | Fiber patch cord ¦ simplex
FEWLCSC21 |  | Base Product | Singlemode LC/UPC to SC/UPC, Fiber Patch Cord, 1.6 mm Simplex, Riser | CommScope® | SYSTIMAX InstaPATCH® 360 | FEW | Fiber patch cord ¦ simplex
FEXL2L242 |  | Base Product | OM4 LC/UPC Keyed Yellow to LC/UPC Keyed Yellow Fiber Patch Cord, 1.6 mm Duplex, Riser | CommScope® | SYSTIMAX InstaPATCH® 360 | FEX | Fiber patch cord ¦ duplex
FEWSCLA42 |  | Base Product | Singlemode SC/UPC to LC/APC, Fiber Patch Cord, 1.6 mm Duplex, Riser | CommScope® | SYSTIMAX InstaPATCH® 360 | FEW | Fiber patch cord ¦ duplex
FEXL5LC21 |  | Base Product | OM4 LC/UPC Keyed Orange to LC/UPC Fiber Patch Cord, 1.6 mm Simplex, Riser | CommScope® | SYSTIMAX InstaPATCH® 360 | FEX | Fiber patch cord ¦ simplex
FEXL1SC42 |  | Base Product | OM4 LC/UPC Keyed Red to SC/UPC Fiber Patch Cord, 1.6 mm Duplex, Riser | CommScope® | SYSTIMAX InstaPATCH® 360 | FEX | Fiber patch cord ¦ duplex
FEXL4LC21 |  | Base Product | OM4 LC/UPC Keyed Green to LC/UPC Fiber Patch Cord, 1.6 mm Simplex, Riser | CommScope® | SYSTIMAX InstaPATCH® 360 | FEX | Fiber patch cord ¦ simplex
FEXL2LC42 |  | Base Product | OM4 LC/UPC Keyed Yellow to LC/UPC Fiber Patch Cord, 1.6 mm Duplex, Riser | CommScope® | SYSTIMAX InstaPATCH® 360 | FEX | Fiber patch cord ¦ duplex
FEXL3LC42 |  | Base Product | OM4 LC/UPC Keyed Blue to LC/UPC Fiber Patch Cord, 1.6 mm Duplex, Riser | CommScope® | SYSTIMAX InstaPATCH® 360 | FEX | Fiber patch cord ¦ duplex
FEXL2SC21 |  | Base Product | OM4 LC/UPC Keyed Yellow to SC/UPC Fiber Patch Cord, 1.6 mm Simplex, Riser | CommScope® | SYSTIMAX InstaPATCH® 360 | FEX | Fiber patch cord ¦ simplex
FEXL6SC21 |  | Base Product | OM4 LC/UPC Keyed Slate to SC/UPC Fiber Patch Cord, 1.6 mm Simplex, Riser | CommScope® | SYSTIMAX InstaPATCH® 360 | FEX | Fiber patch cord ¦ simplex
FEXL6L621 |  | Base Product | OM4 LC/UPC Keyed Slate to LC/UPC Keyed Slate Fiber Patch Cord, 1.6 mm Simplex, Riser | CommScope® | SYSTIMAX InstaPATCH® 360 | FEX | Fiber patch cord ¦ simplex
FEXL9LC21 |  | Base Product | OM4 LC/UPC Keyed Rose to LC/UPC Fiber Patch Cord, 1.6 mm Simplex, Riser | CommScope® | SYSTIMAX InstaPATCH® 360 | FEX | Fiber patch cord ¦ simplex
FEXLCSC21 |  | Base Product | OM4 LC/UPC to SC/UPC Fiber Patch Cord, 1.6 mm Simplex, Riser | CommScope® | SYSTIMAX InstaPATCH® 360 | FEX | Fiber patch cord ¦ simplex
FEXLVLC21 |  | Base Product | OM4 LC/UPC Keyed Violet to LC/UPC Fiber Patch Cord, 1.6 mm simplex, riser | CommScope® | SYSTIMAX InstaPATCH® 360 | FEX | Fiber patch cord ¦ simplex
FEXLVLV42 |  | Base Product | LazrSPEED® 550 LC/UPC Keyed Violet to LC/UPC Keyed Violet, Fiber Patch Cord, 1.6 mm duplex, riser | CommScope® | SYSTIMAX InstaPATCH® 360 | FEX | Fiber patch cord ¦ duplex
FFWSCSC42 |  | Base Product | Singlemode SC/UPC to SC/UPC, Fiber Patch Cord, 1.6 mm Duplex, Low Smoke Zero Halogen (LSZH) | CommScope® | SYSTIMAX InstaPATCH® 360 | FFW | Fiber patch cord ¦ duplex
FFWLCSC21 |  | Base Product | TeraSPEED® LC/UPC to SC/UPC, Fiber Patch Cord, 1.6 mm Simplex, LSZH | CommScope® | SYSTIMAX InstaPATCH® 360 | FFW | Fiber patch cord ¦ simplex
1859794 |  | Base Product | Fiber Optic Patch Cord, OM3, LC/UPC to LC/UPC duplex, 3.0 mm LSZH & OFNR, Aqua | CommScope® |  | 185 | Fiber patch cord ¦ duplex
FPCTW |  | Base Product | Fiber Optic Patch Cord, 1.7 mm dual zip, singlemode, RBR, blue | CommScope® |  | FPCT | Fiber patch cord ¦ duplex
FPCDY |  | Base Product | Fiber Optic Patch Cord, 2.0 mm simplex, yellow, RBR | CommScope® |  | FPCD | Fiber patch cord ¦ simplex
FPCRS |  | Base Product | Fiber Optic Patch Cord, Simplex, plenum, 2mm, yellow | CommScope® |  | FPCR | Fiber patch cord ¦ simplex
CB9468-000 | OCJ-S3-03MASEN-S3 | Variant of OCJ | Fiber Optic Patch Cord, Simplex, Singlemode, SC/APC 9° to SC/APC 9°, white, 3 m |  |  | OCJ | Fiber patch cord ¦ simplex
FPC2Y-SDLC-P-1.4M |  | Variant of FPC2Y | Fiber Optic Patch Cord, Duplex, Singlemode, LC/UPC to LC/UPC, yellow, 1.4 m |  |  | FPC2Y | Fiber patch cord ¦ duplex
FPC2Y-SPSC-P-30M |  | Variant of FPC2Y | Fiber Optic Patch Cord, Duplex, Singlemode, SC/UPC to SC/UPC, yellow, 30 m |  |  | FPC2Y | Fiber patch cord ¦ duplex
FPC2Y-SDLC-P-2.3M |  | Variant of FPC2Y | Fiber Optic Patch Cord, Duplex, Singlemode, LC/UPC to LC/UPC, yellow, 2.3 m |  |  | FPC2Y | Fiber patch cord ¦ duplex
FPCF-APLC-S-3M |  | Variant of FPCF | Fiber Optic Patch Cord, Simplex, Singlemode, LC/APC to LC/APC, yellow, 3 m |  |  | FPCF | Fiber patch cord ¦ simplex
FPCFW-APSC-P-2M |  | Variant of FPCFW | Fiber Optic Patch Cord, Simplex, Singlemode, SC/APC to SC/APC, blue, 2 m |  |  | FPCFW | Fiber patch cord ¦ simplex
FPCDY-SPSC-P-5M |  | Variant of FPCDY | Fiber Optic Patch Cord, Simplex, Singlemode, SC/UPC to SC/UPC, yellow, 5 m |  |  | FPCDY | Fiber patch cord ¦ simplex
FPCDY-SPSC-P-11M |  | Variant of FPCDY | Fiber Optic Patch Cord, Simplex, Singlemode, SC/UPC to SC/UPC, yellow, 11 m |  |  | FPCDY | Fiber patch cord ¦ simplex
1-1920675-0 | OCJ-L1-10MASIA-S3 | Variant of OCJ | Fiber Optic Patch Cord, Simplex, Singlemode, LC/UPC to SC/APC 9°, yellow, 10 m |  |  | OCJ | Fiber patch cord ¦ simplex
1-1920779-0 | OCJ-L2-10MASIA-L2 | Variant of OCJ | Fiber Optic Patch Cord, Simplex, Singlemode, LC/APC to LC/APC, yellow, 10 m |  |  | OCJ | Fiber patch cord ¦ simplex
1-1920533-5 | OCJ-L1-15MASIA-S2 | Variant of OCJ | Fiber Optic Patch Cord, Simplex, Singlemode, LC/UPC to SC/APC, yellow, 15 m |  |  | OCJ | Fiber patch cord ¦ simplex
1-2055372-5 | OCJ-L1-15MASIA-L2 | Variant of OCJ | Fiber Optic Patch Cord, Simplex, Singlemode, LC/UPC to LC/APC, yellow, 15 m |  |  | OCJ | Fiber patch cord ¦ simplex
1-2105067-5 |  | Variant of 2105067 | Fiber Optic Patch Cord, Duplex, Multimode, LC/UPC to SC/UPC, aqua, 15 m | CommScope® |  | 210 | Fiber patch cord ¦ duplex
1443807 | FPC2Y-SPSC/PLC-P-2M | Variant of FPC2Y | Fiber Optic Patch Cord, Duplex, Singlemode, SC/UPC to LC/UPC, yellow, 2 m |  |  | FPC2Y | Fiber patch cord ¦ duplex
1448471 | FPC2Y-SPSC/DLC-P-1.8M | Variant of FPC2Y | Fiber Optic Patch Cord, Duplex, Singlemode, SC/UPC to LC/UPC, yellow, 1.8 m |  |  | FPC2Y | Fiber patch cord ¦ duplex
1446785 | FPC2Y-SPSC/DLC-P-1.2M | Variant of FPC2Y | Fiber Optic Patch Cord, Duplex, Singlemode, SC/UPC to LC/UPC, yellow, 1.2 m |  |  | FPC2Y | Fiber patch cord ¦ duplex
1451182 | FPC2Y-APSC/DLC-P-1.4M | Variant of FPC2Y | Fiber Optic Patch Cord, Duplex, Singlemode, SC/APC to LC/UPC, yellow, 1.4 m |  |  | FPC2Y | Fiber patch cord ¦ duplex
1458274 | FPC2Y-SPSC/PLC-P-1M | Variant of FPC2Y | Fiber Optic Patch Cord, Duplex, Singlemode, SC/UPC to LC/UPC, yellow, 1 m |  |  | FPC2Y | Fiber patch cord ¦ duplex
1451708 | FPC2Y-APSC/DLC-P-1.2M | Variant of FPC2Y | Fiber Optic Patch Cord, Duplex, Singlemode, SC/APC to LC/UPC, yellow, 1.2 m |  |  | FPC2Y | Fiber patch cord ¦ duplex
1446173 | FPC2Y-SPSC/PLC-P-5M | Variant of FPC2Y | Fiber Optic Patch Cord, Duplex, Singlemode, SC/UPC to LC/UPC, yellow, 5 m |  |  | FPC2Y | Fiber patch cord ¦ duplex
1467363 | FPC2Y-SPSC/DLC-P-2.1M | Variant of FPC2Y | Fiber Optic Patch Cord, Duplex, Singlemode, SC/UPC to LC/UPC, yellow, 2.1 m |  |  | FPC2Y | Fiber patch cord ¦ duplex
1467342 | FPCDY-SPSC/PLC-P-1M | Variant of FPCDY | Fiber Optic Patch Cord, Simplex, Singlemode, SC/UPC to LC/UPC, yellow, 1 m |  |  | FPCDY | Fiber patch cord ¦ simplex
1664627 | FPCFW-APSC/PLC-P-3M | Variant of FPCFW | Fiber Optic Patch Cord, Simplex, Singlemode, SC/APC to LC/UPC, blue, 3 m |  |  | FPCFW | Fiber patch cord ¦ simplex
1675701 | FPC2Y-APSC/PLC-P-4M | Variant of FPC2Y | Fiber Optic Patch Cord, Duplex, Singlemode, SC/APC to LC/UPC, yellow, 4 m |  |  | FPC2Y | Fiber patch cord ¦ duplex
FSWLCLCWF |  | Base Product | TeraSPEED® LC/UPC to LC/UPC, Distribution Cable, 24-Fiber, Plenum | CommScope® | SYSTIMAX InstaPATCH® 360 |  | Fiber distribution cable assembly
760246010 | OCP-EC-02MASEN-XX-(12COL) | Variant of OCP | Fiber Optic Pigtail, 12 fibers, Singlemode, LSH/APC to Stub, 0.9 mm diameter, multicolor, 2 m |  |  | OCP | Fiber pigtail ¦ multi-fiber
760242789 | OCP-LF-02MASEN-XX-(12COL) | Variant of OCP | Fiber Optic Pigtail, 12 fibers, Singlemode, LC/UPC to Stub, 0.9 mm diameter, multicolor, 2m |  |  | OCP | Fiber pigtail ¦ multi-fiber
2160852-2 | OCP-LF-02MASEN-XX | Variant of OCP | Fiber Optic Pigtail, Simplex, Singlemode, LC/UPC to Stub, 0.9 mm diameter, 2 m, semi-tight cable |  |  | OCP | Fiber pigtail ¦ jacketed
760243038 | OCP-SH-02MASEN-XX | Variant of OCP | Fiber Optic Pigtail, Simplex, Singlemode, SC/APC to Stub, 0.9 mm diameter, 2 m, semi-tight cable |  |  | OCP | Fiber pigtail ¦ unjacketed
760251756 | OCP-EC-06MASCA-XX | Variant of OCP | Fiber Optic Pigtail, Simplex, Singlemode, LSZH, 2.4 mm diameter, tuned, Grade B, LSH/APC to Stub, yellow, 6 m |  |  | OCP | Fiber pigtail ¦ jacketed
760258539 | OCP-SH-02MALEN-XX-WH/D | Variant of OCP | Fiber Optic Pigtail, Simplex, Singlemode, SC/APC to Stub, 0.9 mm diameter, 2 m, loose buffered cable |  |  | OCP | Fiber pigtail ¦ unjacketed
EH0108-002 | OCP-S2-15DASEN-XX-AP | Variant of OCP | Fiber Optic Pigtail, Single fiber white color, Singlemode, SC/APC to Stub, 0.9 mm diameter, 1.5 m |  |  | OCP | Fiber pigtail ¦ jacketed
EH0194-007 | OCP-S5-15DGSEN-XX-(12)-AP | Variant of OCP | Fiber Optic Pigtail, 12 color kit, OM4, SC to Stub, 0.9 mm diameter, 1.5 m |  |  | OCP | Fiber pigtail ¦ jacketed
FPCF-APSC/PLC-S-6M |  | Variant of FPCF | Fiber Optic Patch Cord, Simplex, Singlemode, SC/APC to LC/UPC, yellow, 6 m |  |  | FPCF | Fiber patch cord ¦ simplex
FPCFY-APSC-P-4M |  | Variant of FPCFY | Fiber Optic Patch Cord, Simplex, Singlemode, SC/APC to SC/APC, yellow, 4 m |  |  | FPCFY | Fiber patch cord ¦ simplex
FPCFY-SPLC-P-5M |  | Variant of FPCFY | Fiber Optic Patch Cord, Simplex, Singlemode, LC/UPC to LC/UPC, yellow, 5 m |  |  | FPCFY | Fiber patch cord ¦ simplex
FPCM-SPLC-8M |  | Variant of FPCM | Fiber Optic Patch Cord, Simplex, Singlemode, LC/UPC to LC/UPC, yellow, 8 m |  |  | FPCM | Fiber patch cord ¦ simplex
FPCFY-APSC-P-7M |  | Variant of FPCFY | Fiber Optic Patch Cord, Simplex, Singlemode, SC/APC to SC/APC, yellow, 7 m |  |  | FPCFY | Fiber patch cord ¦ simplex
FPCMY-APSC-P-10M |  | Variant of FPCMY | Fiber Optic Patch Cord, Simplex, Singlemode, SC/APC to SC/APC, yellow, 10 m |  |  | FPCMY | Fiber patch cord ¦ simplex
FPCMY-SPLC-P-1M |  | Variant of FPCMY | Fiber Optic Patch Cord, Simplex, Singlemode, LC/UPC to LC/UPC, yellow, 1 m |  |  | FPCMY | Fiber patch cord ¦ simplex
FPCRD-SPLC-P-3.1M |  | Variant of FPCRD | Fiber Optic Patch Cord, Duplex, Singlemode, LC/UPC to LC/UPC, 3.1 m |  |  | FPCRD | Fiber patch cord ¦ duplex
FPCMY-SPSC-P-4M |  | Variant of FPCMY | Fiber Optic Patch Cord, Simplex, Singlemode, SC/UPC to SC/UPC, yellow, 4 m |  |  | FPCMY | Fiber patch cord ¦ simplex
FPCMY-SPSC-P-7M |  | Variant of FPCMY | Fiber Optic Patch Cord, Simplex, Singlemode, SC/UPC to SC/UPC, yellow, 7 m |  |  | FPCMY | Fiber patch cord ¦ simplex
FPCMY-SPSC-P-2M |  | Variant of FPCMY | Fiber Optic Patch Cord, Simplex, Singlemode, SC/UPC to SC/UPC, yellow, 2 m |  |  | FPCMY | Fiber patch cord ¦ simplex
1-2105092-0 |  | Variant of 2105092 | Fiber Optic Patch Cord, Duplex, OS2, SC/UPC to SC/UPC, LSZH & OFNR, yellow, 10 m | CommScope® |  | 210 | Fiber patch cord ¦ duplex
1-2160046-2 |  | Variant of 2160046 | Fiber Optic Patch Cord, Duplex, Multimode, LC/UPC to LC/UPC, aqua, 12 m | CommScope® |  | 216 | Fiber patch cord ¦ duplex
1-2160046-3 |  | Variant of 2160046 | Fiber Optic Patch Cord, Duplex, Multimode, LC/UPC to LC/UPC, aqua, 13 m | CommScope® |  | 216 | Fiber patch cord ¦ duplex
1-2160046-8 |  | Variant of 2160046 | Fiber Optic Patch Cord, Duplex, Multimode, LC/UPC to LC/UPC, Aqua, 18 m | CommScope® |  | 216 | Fiber patch cord ¦ duplex
1-2160544-7 |  | Variant of 2160544 | Fiber Optic Patch Cord, Duplex, Multimode, LC/UPC to LC/UPC, aqua, 1.7 m | CommScope® |  | 216 | Fiber patch cord ¦ duplex
1920743-4 |  | Variant of 1920743 | Fiber Optic Patch Cord, Duplex, Multimode, LC/UPC to LC/UPC, aqua, 4 m | CommScope® |  | 192 | Fiber patch cord ¦ duplex
2-2105027-3 |  | Variant of 2105027 | Fiber Optic Patch Cord, Duplex, Multimode, LC/UPC to LC/UPC, 23 m | CommScope® |  | 210 | Fiber patch cord ¦ duplex
2-2105027-4 |  | Variant of 2105027 | Fiber Optic Patch Cord, OM3, LC/LC duplex, 1.8 mm LSZH & OFNR, 24 m, aqua | CommScope® |  | 210 | Fiber patch cord ¦ duplex
2-2105092-5 |  | Variant of 2105092 | Fiber Optic Patch Cord, Duplex, OS2, SC/UPC to SC/UPC, LSZH & OFNR, yellow, 25 m | CommScope® |  | 210 | Fiber patch cord ¦ duplex
2055109-5 |  | Variant of 2055109 | Fiber Optic Patch Cord, Duplex, Multimode, LC/UPC to SC/UPC, aqua, 5 m | CommScope® |  | 205 | Fiber patch cord ¦ duplex
2055108-3 |  | Variant of 2055108 | Fiber Optic Patch Cord, Duplex, Multimode, SC/UPC to SC/UPC, aqua, 3 m | CommScope® |  | 205 | Fiber patch cord ¦ duplex
2105027-5 |  | Variant of 2105027 | Fiber Optic Patch Cord, OM3, LC to LC duplex, 1.8 mm LSZH & OFNR, 5 m, aqua | CommScope® |  | 210 | Fiber patch cord ¦ duplex
2105027-1 |  | Variant of 2105027 | Fiber Optic Patch Cord, OM3, LC to LC duplex, 1.8 mm LSZH & OFNR, 1 m, aqua | CommScope® |  | 210 | Fiber patch cord ¦ duplex
2105067-7 |  | Variant of 2105067 | Fiber Optic Patch Cord, Duplex, Multimode, LC/UPC to SC/UPC, aqua, 7 m | CommScope® |  | 210 | Fiber patch cord ¦ duplex
2105061-8 |  | Variant of 2105061 | Fiber Optic Patch Cord, Duplex, Multimode, LC/UPC to LC/UPC, LSZH & OFNR, aqua, 8 m | CommScope® |  | 210 | Fiber patch cord ¦ duplex
3-2105032-0 |  | Variant of 2105032 | Fiber Optic Patch Cord, OS2, LC/SC duplex, 1.8 mm LSZH & OFNR, 30 m | CommScope® |  | 210 | Fiber patch cord ¦ duplex
3-2105093-0 |  | Variant of 2105093 | Fiber Optic Patch Cord, Duplex, OM4, SC/UPC to SC/UPC, LSZH & OFNR, aqua, 30 m | CommScope® |  | 210 | Fiber patch cord ¦ duplex
4-1859794-0 |  | Variant of 1859794 | Fiber Optic Patch Cord, Duplex, Multimode OM3, LC/UPC to LC/UPC, 3 mm, LSZH/OFNR, aqua, 40 m | CommScope® |  | 185 | Fiber patch cord ¦ duplex
5-2105028-0 |  | Variant of 2105028 | Fiber Optic Patch Cord, OS2, LC/LC duplex, 1.8 mm LSZH & OFNR, 50 m | CommScope® |  | 210 | Fiber patch cord ¦ duplex
5-2160046-5 |  | Variant of 2160046 | Fiber Optic Patch Cord, Duplex, Multimode, LC/UPC to LC/UPC, aqua, 55 m | CommScope® |  | 216 | Fiber patch cord ¦ duplex
6-2105027-0 |  | Variant of 2105027 | Fiber Optic Patch Cord, OM3, LC/LC duplex, 1.8 mm LSZH & OFNR, 60 m, aqua | CommScope® |  | 210 | Fiber patch cord ¦ duplex
9-2160046-0 |  | Variant of 2160046 | Fiber Optic Patch Cord, Duplex, Multimode, LC/UPC to LC/UPC, aqua, 0.5 m | CommScope® |  | 216 | Fiber patch cord ¦ duplex
FSXLCLCWD |  | Base Product | LazrSPEED® 550 LC/UPC to LC/UPC, Distribution Cable, 12-Fiber, Plenum | CommScope® | SYSTIMAX InstaPATCH® 360 |  | Fiber distribution cable assembly
U4GLFLFCF |  | Base Product | Ultra Low Loss ULL TeraSPEED® LC/UPC G B to LC/UPC G B Ruggedized fanout Cable, 24-Fiber, LSZH, 12 fiber PmP 2.0 mm /B2ca | CommScope® | SYSTIMAX ULL |  | Ruggedized fanout
U4GLGLGCD |  | Base Product | Ultra Low Loss ULL TeraSPEED® LC/APC G B to LC/APC G B Ruggedized fanout Cable, 12-Fiber, LSZH, 12 fiber PmP 2.0 mm /B2ca | CommScope® | SYSTIMAX ULL |  | Ruggedized fanout
U4VLCLCCG |  | Base Product | Ultra Low Loss ULL LazrSPEED® 550 OM5 LC/UPC to LC/UPC Ruggedized fanout Cable, 36-Fiber, LSZH, 12 fiber PmP 2.0 mm /B2ca | CommScope® | SYSTIMAX ULL |  | Ruggedized fanout
U4VLCLCCH |  | Base Product | Ultra Low Loss ULL LazrSPEED® 550 OM5 LC/UPC to LC/UPC Ruggedized fanout Cable, 48-Fiber, LSZH, 12 fiber PmP 2.0 mm /B2ca | CommScope® | SYSTIMAX ULL |  | Ruggedized fanout
U4XLCLCCD |  | Base Product | Ultra Low Loss ULL LazrSPEED® 550 LC/UPC to LC/UPC Ruggedized fanout Cable, 12-Fiber, LSZH, 12 fiber PmP 2.0 mm /B2ca | CommScope® | SYSTIMAX ULL |  | Ruggedized fanout
U4XLCLCCL |  | Base Product | Ultra Low Loss ULL LazrSPEED® 550 LC/UPC to LC/UPC Ruggedized fanout Cable, 96-Fiber, LSZH, 12 fiber PmP 2.0 mm /B2ca | CommScope® | SYSTIMAX ULL |  | Ruggedized fanout
U4XLULUCD |  | Base Product | Ultra Low Loss ULL LazrSPEED® 550 LC/UPC Uniboot to LC/UPC Uniboot Ruggedized fanout Cable, 12-Fiber, LSZH, 12 fiber PmP 2.0 mm /B2ca | CommScope® | SYSTIMAX ULL |  | Ruggedized fanout
U4XSCSCCM |  | Base Product | Ultra Low Loss ULL LazrSPEED® 550 SC/UPC to SC/UPC Ruggedized fanout Cable, 144-Fiber, LSZH, 12 fiber PmP 2.0 mm /B2ca | CommScope® | SYSTIMAX ULL |  | Ruggedized fanout
ULGLALACF |  | Base Product | Ultra Low Loss ULL TeraSPEED® LC/APC to LC/APC Ruggedized fanout Cable, 24-Fiber, Plenum, 12 fiber PmP 2.0 mm | CommScope® | SYSTIMAX ULL |  | Ruggedized fanout
ULGLALACM |  | Base Product | Ultra Low Loss ULL TeraSPEED® LC/APC to LC/APC Ruggedized fanout Cable, 144-Fiber, Plenum, 12 fiber PmP 2.0 mm Dca | CommScope® | SYSTIMAX ULL |  | Ruggedized fanout
ULGLFLFCK |  | Base Product | Ultra Low Loss ULL TeraSPEED® LC/UPC G B to LC/UPC G B Ruggedized fanout Cable, 72-Fiber, Plenum, 12 fiber PmP 2.0 mm Dca | CommScope® | SYSTIMAX ULL |  | Ruggedized fanout
ULGLCLCCG |  | Base Product | Ultra Low Loss ULL TeraSPEED® LC/UPC to LC/UPC Ruggedized fanout Cable, 36-Fiber, Plenum, 12 fiber PmP 2.0 mm Dca | CommScope® | SYSTIMAX ULL |  | Ruggedized fanout
UNGLCLCCF |  | Base Product | Ultra Low Loss ULL TeraSPEED® LC/UPC to LC/UPC Ruggedized fanout Cable, 24-Fiber, LSZH | CommScope® | SYSTIMAX ULL |  | Ruggedized fanout
UNGLFLFCL |  | Base Product | Ultra Low Loss ULL TeraSPEED® LC/UPC G B to LC/UPC G B Ruggedized fanout Cable, 96-Fiber, LSZH, 12 fiber PmP 2.0 mm Dca | CommScope® | SYSTIMAX ULL |  | Ruggedized fanout
UNGLGLGCD |  | Base Product | Ultra Low Loss ULL TeraSPEED® LC/APC G B to LC/APC G B Ruggedized fanout Cable, 12-Fiber, LSZH, 12 fiber PmP 2.0 mm Dca | CommScope® | SYSTIMAX ULL |  | Ruggedized fanout
UNGLGLGCH |  | Base Product | Ultra Low Loss ULL TeraSPEED® LC/APC G B to LC/APC G B Ruggedized fanout Cable, 48-Fiber, LSZH, 12 fiber PmP 2.0 mm Dca | CommScope® | SYSTIMAX ULL |  | Ruggedized fanout
ULXSCSCCD |  | Base Product | Ultra Low Loss ULL LazrSPEED® 550 SC/UPC to SC/UPC Ruggedized fanout Cable, 12-Fiber, Plenum, 12 fiber PmP 2.0 mm Dca | CommScope® | SYSTIMAX ULL |  | Ruggedized fanout
UNGLALACL |  | Base Product | Ultra Low Loss ULL TeraSPEED® LC/APC to LC/APC Ruggedized fanout Cable, 96-Fiber, LSZH, 12 fiber PmP 2.0 mm Dca | CommScope® | SYSTIMAX ULL |  | Ruggedized fanout
UNGLCLCCD |  | Base Product | Ultra Low Loss ULL TeraSPEED® LC/UPC to LC/UPC Ruggedized fanout Cable, 12-Fiber, LSZH, 12 fiber PmP 2.0 mm Dca | CommScope® | SYSTIMAX ULL |  | Ruggedized fanout
UNVLCLCCK |  | Base Product | Ultra Low Loss ULL LazrSPEED® 550 OM5 LC/UPC to LC/UPC Ruggedized fanout Cable, 72-Fiber, LSZH, 12 fiber PmP 2.0 mm Dca | CommScope® | SYSTIMAX ULL |  | Ruggedized fanout
ULGSCSCCH |  | Base Product | Ultra Low Loss ULL TeraSPEED® SC/UPC to SC/UPC Ruggedized fanout Cable, 48-Fiber, Plenum, 12 fiber PmP 2.0 mm Dca | CommScope® | SYSTIMAX ULL |  | Ruggedized fanout
ULVLULUCG |  | Base Product | Ultra Low Loss ULL LazrSPEED® 550 OM5 LC/UPC Uniboot to LC/UPC Uniboot Ruggedized fanout Cable, 36-Fiber, Plenum, 12 fiber PmP 2.0 mm Dca | CommScope® | SYSTIMAX ULL |  | Ruggedized fanout
1468131 | FPM-07/K-AN036M-25/39 | Variant | Fiber Optic Patch Cord, Multi-fiber, Singlemode, 4 fibers, SC/UPC to LC/UPC, yellow, 36 m |  |  | FPM | Fiber distribution cable assembly
1468909 | FPM-07/K-AC040M-25/39 | Variant | Fiber Optic Patch Cord, Multi-fiber, Singlemode, 2 fibers, SC/UPC to LC/UPC, yellow, 40 m |  |  | FPM | Fiber distribution cable assembly
1699194 | FPM-07/K-AC039M-25/39 | Variant | Fiber Optic Patch Cord, Multi-fiber, Singlemode, 2 fibers, SC/UPC to LC/UPC, yellow, 39 m |  |  | FPM | Fiber distribution cable assembly
1708806 | FPM-07/K-AC014M-60/39 | Variant | Fiber Optic Patch Cord, Multi-fiber, Singlemode, 2 fibers, SC/UPC to LC/UPC, yellow, 14 m |  |  | FPM | Fiber distribution cable assembly
300001728400 | FPM-07/7-AN022M-25/25 | Variant | Fiber Optic Patch Cord, Multi-fiber, Singlemode, 4 fibers, SC/UPC to SC/UPC, yellow, 22 m |  |  | FPM | Fiber distribution cable assembly
UNXLCLCT4 |  | Base Product | Ultra Low Loss ULL LazrSPEED® 550 LC/UPC to LC/UPC Ruggedized fanout Cable, 4-Fiber, LSZH, 8 fiber PmP 2.0 mm | CommScope® | SYSTIMAX ULL |  | Ruggedized fanout
MA-SE |  | Variant of MA | Fiber Optic Patch Cord, Multi-fiber, Singlemode, SC/UPC to LC/UPC, Yellow |  |  | MA | Fiber distribution cable assembly
MA-WE |  | Variant of MA | Fiber Optic Patch Cord, Multi-fiber, Singlemode, SC/UPC to LC/UPC, Yellow |  |  | MA | Fiber distribution cable assembly
URVLCLCGD |  | Base Product | Ultra Low Loss (ULL) OM5 LC/UPC to LC/UPC Fanout Cable, 12-Fiber, LSZH & OFNR | CommScope® | SYSTIMAX ULL |  | Fiber array cable assembly
UPGLCLCCL |  | Base Product | Ultra Low Loss (ULL) Singlemode LC/UPC to LC/UPC Armored Pre-terminated Trunk Cable, 96-Fiber, Dual Rated LSZH/Riser | CommScope® | SYSTIMAX ULL |  | Ruggedized fanout
FSXLCLCWL |  | Base Product | LazrSPEED® 550 LC/UPC to LC/UPC, Distribution Cable, 96-Fiber, Plenum | CommScope® | SYSTIMAX InstaPATCH® 360 |  | Fiber distribution cable assembly
300001772842 | FPM-0K/K-AC015M-39/39 | Variant | Fiber Optic Patch Cord, OS2, LC/UPC-LC/UPC, 2-fiber RBR, 2.0 mm subunits, 15 m, yellow, 39" breakouts |  |  | FPM | Fiber distribution cable assembly
760250369 | FPM-0K/K-AC014M-39/39 | Variant | Fiber Optic Patch Cord, OS2, LC/UPC-LC/UPC, 2-fiber RBR, 2.0 mm subunits, 14 m, yellow, 39" breakouts |  |  | FPM | Fiber distribution cable assembly
760250370 |  | Variant | Fiber Optic Patch Cord, OS2, LC/UPC-LC/UPC, 2-fiber RBR, 2.0 mm subunits, 16 m, yellow, 39" breakouts |  |  | FPM | Fiber distribution cable assembly
FPXLCLCAD |  | Base Product | OM4 LC/UPC to LC/UPC 12-Fiber InstaPATCH® 360 Armored Ruggedized Fanout Cable, Low Smoke Zero Halogen | CommScope® | SYSTIMAX InstaPATCH® 360 |  | Ruggedized fanout
FNXLCLCDD |  | Base Product | OM4 LC/UPC to LC/UPC 12-Fiber InstaPATCH® 360 Indoor/Outdoor Ruggedized Fanout Cable, LSZH/Riser | CommScope® | SYSTIMAX InstaPATCH® 360 |  | Ruggedized fanout
FQXMPMXGD |  | Base Product | OM4 MPO (Unpinned) to MPO (Pinned), InstaPATCH® 360 Array Cord, 12-Fiber, Plenum | CommScope® | SYSTIMAX InstaPATCH® 360 |  | Fiber array cable assembly
FQWMQMPGD |  | Base Product | Singlemode MPO (Equipment) to MPO (Unpinned), InstaPATCH® 360 Array Cord, 12-Fiber, Plenum | CommScope® | SYSTIMAX InstaPATCH® 360 |  | Fiber array cable assembly
FQXMXSCGD |  | Base Product | OM4 MPO (Pinned) to SC/UPC, InstaPATCH® 360 Array Cord, 12-Fiber, Plenum | CommScope® | SYSTIMAX InstaPATCH® 360 |  | Fiber array cable assembly
FQZMXSCGD |  | Base Product | OM3 MPO (Pinned) to SC/UPC, InstaPATCH® 360 Array Cord, 12-Fiber, Plenum | CommScope® | SYSTIMAX InstaPATCH® 360 |  | Fiber array cable assembly
FQZMXLCGD |  | Base Product | OM3 MPO (Pinned) to LC/UPC, InstaPATCH® 360 Array Cord, 12-Fiber, Plenum | CommScope® | SYSTIMAX InstaPATCH® 360 |  | Fiber array cable assembly
U3VMXMXAG |  | Base Product | Ultra Low Loss (ULL) OM5 MPO12 (Pinned) to MPO12 (Pinned), Fiber Trunk Cable Assembly, 36-Fiber, Low Smoke Zero Halogen (LSZH) | CommScope® | SYSTIMAX ULL |  | Fiber trunk cable assembly |  | Discontinued
U3GMXUCCM |  | Base Product | Ultra Low Loss ULL TeraSPEED® MPO(Pinned) to Unconnectorized Pre-terminated Trunk Cable, MPO12, 144-Fiber, LSZH, 12 fiber PmP 2.0 mm /B2ca | CommScope® | SYSTIMAX ULL |  | Fiber trunk cable assembly
U3VMXMXAH |  | Base Product | Ultra Low Loss (ULL) OM5 MPO12 (Pinned) to MPO12 (Pinned), Fiber Trunk Cable Assembly, 48-Fiber, Low Smoke Zero Halogen (LSZH) | CommScope® | SYSTIMAX ULL |  | Fiber trunk cable assembly |  | Discontinued
U3VMXUCCD |  | Base Product | Ultra Low Loss ULL LazrSPEED® 550 OM5 MPO(Pinned) to Unconnectorized Pre-terminated Trunk Cable, MPO12, 12-Fiber, LSZH, 12 fiber PmP 2.0 mm /B2ca | CommScope® | SYSTIMAX ULL |  | Fiber trunk cable assembly
U3VMXUCCF |  | Base Product | Ultra Low Loss ULL LazrSPEED® 550 OM5 MPO(Pinned) to Unconnectorized Pre-terminated Trunk Cable, MPO12, 24-Fiber, LSZH, 12 fiber PmP 2.0 mm /B2ca | CommScope® | SYSTIMAX ULL |  | Fiber trunk cable assembly
U3VMXUCCG |  | Base Product | Ultra Low Loss ULL LazrSPEED® 550 OM5 MPO(Pinned) to Unconnectorized Pre-terminated Trunk Cable, MPO12, 36-Fiber, LSZH, 12 fiber PmP 2.0 mm /B2ca | CommScope® | SYSTIMAX ULL |  | Fiber trunk cable assembly
U3XMPMXCH |  | Base Product | Ultra Low Loss ULL LazrSPEED® 550 MPO(Unpinned) to MPO(Pinned) Pre-terminated Trunk Cable, MPO12, 48-Fiber, LSZH, 12 fiber PmP 2.0 mm /B2ca | CommScope® | SYSTIMAX ULL |  | Fiber trunk cable assembly
U3VMXMXAF |  | Base Product | Ultra Low Loss (ULL) OM5 MPO12 (Pinned) to MPO12 (Pinned), Fiber Trunk Cable Assembly, 24-Fiber, Low Smoke Zero Halogen (LSZH) | CommScope® | SYSTIMAX ULL |  | Fiber trunk cable assembly |  | Discontinued
U3VQXQXQ8 |  | Base Product | Ultra Low Loss (ULL) OM5 MPO8 QSFP (Pinned) to MPO8 QSFP (Pinned), Fiber Trunk Cable Assembly, 8-Fiber, Low Smoke Zero Halogen | CommScope® | SYSTIMAX ULL |  | Fiber trunk cable assembly |  | Discontinued
U3XMPMPCG |  | Base Product | Ultra Low Loss ULL LazrSPEED® 550 MPO(Unpinned) to MPO(Unpinned) Pre-terminated Trunk Cable, MPO12, 36-Fiber, LSZH, 12 fiber PmP 2.0 mm /B2ca | CommScope® | SYSTIMAX ULL |  | Fiber trunk cable assembly
FJVMPMPAM |  | Base Product | OM5 MPO (Unpinned) to MPO (Unpinned), InstaPATCH® 360 Pre-terminated Trunk Cable, 144-Fiber, Low Smoke Zero Halogen | CommScope® | SYSTIMAX InstaPATCH® 360 |  | Fiber trunk cable assembly
FJWMPMXAK |  | Base Product | Singlemode MPO (Unpinned) to MPO (Pinned), InstaPATCH® 360 Pre-terminated Trunk Cable, 72-Fiber, Low Smoke Zero Halogen | CommScope® | SYSTIMAX InstaPATCH® 360 |  | Fiber trunk cable assembly
FJXMPMPAM |  | Base Product | OM4 MPO (Unpinned) to MPO (Unpinned), InstaPATCH® 360 Pre-terminated Trunk Cable, 144-Fiber, Low Smoke Zero Halogen | CommScope® | SYSTIMAX InstaPATCH® 360 |  | Fiber trunk cable assembly
FKXMPMPDG |  | Base Product | OM4 MPO (Unpinned) to MPO (Unpinned), InstaPATCH® 360 Armored Pre-terminated Trunk Cable, 36-Fiber, Low Smoke Zero Halogen | CommScope® | SYSTIMAX InstaPATCH® 360 |  | Fiber trunk cable assembly
FKXMPMXAM |  | Base Product | OM4 MPO (Unpinned) to MPO (Pinned), InstaPATCH® 360 Armored Pre-terminated Trunk Cable, 144-Fiber, Low Smoke Zero Halogen | CommScope® | SYSTIMAX InstaPATCH® 360 |  | Fiber trunk cable assembly |  | Discontinued
FKZMPMXAL |  | Base Product | OM3 MPO (Unpinned) to MPO (Pinned), InstaPATCH® 360 Armored Pre-terminated Trunk Cable, 96-Fiber, Low Smoke Zero Halogen | CommScope® | SYSTIMAX InstaPATCH® 360 |  | Fiber trunk cable assembly |  | Discontinued
FLWMXLCAK |  | Base Product | Singlemode MPO (Pinned) to LC/UPC, InstaPATCH® 360 Ruggedized Fanout Cable, 72-Fiber, Plenum | CommScope® | SYSTIMAX InstaPATCH® 360 |  | Ruggedized fanout
FLWMPSAAH |  | Base Product | Singlemode MPO (Unpinned) to SC APC, InstaPATCH® 360 Ruggedized Fanout Cable, 48-Fiber, Plenum | CommScope® | SYSTIMAX InstaPATCH® 360 |  | Ruggedized fanout
FLWMPLCAL |  | Base Product | Singlemode MPO (Unpinned) to LC/UPC, InstaPATCH® 360 Ruggedized Fanout Cable, 96-Fiber, Plenum | CommScope® | SYSTIMAX InstaPATCH® 360 |  | Ruggedized fanout
FLWMPSCAD |  | Base Product | Singlemode MPO (Unpinned) to SC/UPC, InstaPATCH® 360 Ruggedized Fanout Cable, 12-Fiber, Plenum | CommScope® | SYSTIMAX InstaPATCH® 360 |  | Ruggedized fanout
FLXMPSCAH |  | Base Product | OM4 MPO (Unpinned) to SC/UPC, InstaPATCH® 360 Ruggedized Fanout Cable, 48-Fiber, Plenum | CommScope® | SYSTIMAX InstaPATCH® 360 |  | Ruggedized fanout
FLXMXSCAD |  | Base Product | LazrSPEED® 550 MPO (Pinned) to SC/UPC, InstaPATCH® 360 Ruggedized Fanout Cable, 12-Fiber, Plenum | CommScope® | SYSTIMAX InstaPATCH® 360 |  | Ruggedized fanout
FLZMPSCAD |  | Base Product | OM3 MPO (Unpinned) to SC/UPC, InstaPATCH® 360 Ruggedized Fanout Cable, 12-Fiber, Plenum | CommScope® | SYSTIMAX InstaPATCH® 360 |  | Ruggedized fanout
FLZMXLCAD |  | Base Product | OM3 MPO (Pinned) to LC/UPC, InstaPATCH® 360 Ruggedized Fanout Cable, 12-Fiber, Plenum | CommScope® | SYSTIMAX InstaPATCH® 360 |  | Ruggedized fanout
FNWMPLCAD |  | Base Product | Singlemode MPO (Unpinned) to LC/UPC, InstaPATCH® 360 Ruggedized Fanout Cable, 12-Fiber, Low Smoke Zero Halogen | CommScope® | SYSTIMAX InstaPATCH® 360 |  | Ruggedized fanout
FNWMPLCAF |  | Base Product | Singlemode MPO (Unpinned) to LC/UPC, InstaPATCH® 360 Ruggedized Fanout Cable, 24-Fiber, Low Smoke Zero Halogen | CommScope® | SYSTIMAX InstaPATCH® 360 |  | Ruggedized fanout
FNXMPLCAG |  | Base Product | OM4 MPO (Unpinned) to LC/UPC, InstaPATCH® 360 Ruggedized Fanout Cable, 36-Fiber, Low Smoke Zero Halogen | CommScope® | SYSTIMAX InstaPATCH® 360 |  | Ruggedized fanout
FNXMXLCAD |  | Base Product | OM4 MPO (Pinned) to LC/UPC, InstaPATCH® 360 Ruggedized Fanout Cable, 12-Fiber, Low Smoke Zero Halogen | CommScope® | SYSTIMAX InstaPATCH® 360 |  | Ruggedized fanout
FNXMPLCAH |  | Base Product | OM4 MPO (Unpinned) to LC/UPC, InstaPATCH® 360 Ruggedized Fanout Cable, 48-Fiber, Low Smoke Zero Halogen | CommScope® | SYSTIMAX InstaPATCH® 360 |  | Ruggedized fanout
FNXMPLCAK |  | Base Product | OM4 MPO (Unpinned) to LC/UPC, InstaPATCH® 360 Ruggedized Fanout Cable, 72-Fiber, Low Smoke Zero Halogen | CommScope® | SYSTIMAX InstaPATCH® 360 |  | Ruggedized fanout
FNZMPLCAD |  | Base Product | OM3 MPO (Unpinned) to LC/UPC, InstaPATCH® 360 Ruggedized Fanout Cable, 12-Fiber, Low Smoke Zero Halogen | CommScope® | SYSTIMAX InstaPATCH® 360 |  | Ruggedized fanout
FNZMPLCAF |  | Base Product | OM3 MPO (Unpinned) to LC/UPC, InstaPATCH® 360 Ruggedized Fanout Cable, 24-Fiber, Low Smoke Zero Halogen | CommScope® | SYSTIMAX InstaPATCH® 360 |  | Ruggedized fanout
UNGMXLCAF |  | Base Product | Ultra Low Loss (ULL) Singlemode MPO (Pinned) to LC/UPC, InstaPATCH® 360 Ruggedized Fanout Cable, 24-Fiber, LSZH | CommScope® | SYSTIMAX InstaPATCH® 360 |  | Ruggedized fanout
F3XMPMXAL |  | Base Product | OM4 MPO (Unpinned) to MPO (Pinned), InstaPATCH® 360 Pre-terminated Trunk Cable, 96-Fiber, Low Smoke Zero Halogen B2ca | CommScope® | SYSTIMAX InstaPATCH® 360 |  | Fiber trunk cable assembly |  | Discontinued
UHDQXLCAG |  | Base Product | Ultra Low Loss Composite 36f Pre-terminated Trunk 24f OM4 MPO8x3 (Pinned) /12f SM LC UPC to stub Armored Plenum | CommScope® | SYSTIMAX ULL |  | Fiber array cable assembly ¦ Ruggedized fanout
5-2160046-2 |  | Variant of 2160046 | Fiber Optic Patch Cord, OM4, LC duplex to LC duplex, 1.8 mm LSZH, 52 m, aqua | CommScope® |  | 216 | Fiber patch cord ¦ duplex
8-2160046-6 |  | Variant of 2160046 | Fiber Optic Patch Cord, OM4, LC duplex to LC duplex, 1.8 mm LSZH, 2.8 m, aqua | CommScope® |  | 216 | Fiber patch cord ¦ duplex
1-2105093-2 |  | Variant of 2105093 | Fiber Optic Patch Cord, Duplex, OM4, SC/UPC to SC/UPC, LSZH & OFNR, aqua, 12 m | CommScope® |  | 210 | Fiber patch cord ¦ duplex
2-2105092-0 |  | Variant of 2105092 | Fiber Optic Patch Cord, Duplex, OS2, SC/UPC to SC/UPC, LSZH & OFNR, yellow, 20 m | CommScope® |  | 210 | Fiber patch cord ¦ duplex
3-2105092-5 |  | Variant of 2105092 | Fiber Optic Patch Cord, Duplex, OS2, SC/UPC to SC/UPC, LSZH & OFNR, yellow, 35 m | CommScope® |  | 210 | Fiber patch cord ¦ duplex
6-2105092-0 |  | Variant of 2105092 | Fiber Optic Patch Cord, Duplex, OS2, SC/UPC to SC/UPC, LSZH & OFNR, yellow, 60 m | CommScope® |  | 210 | Fiber patch cord ¦ duplex
5-2105067-0 |  | Variant of 2105067 | Fiber Optic Patch Cord, Duplex, Multimode, LC/UPC to LC/UPC, aqua, 50 m | CommScope® |  | 210 | Fiber patch cord ¦ duplex
1-2105061-7 |  | Variant of 2105061 | Fiber Optic Patch Cord, Duplex, Multimode, LC/UPC to LC/UPC, LSZH & OFNR, aqua, 17 m | CommScope® |  | 210 | Fiber patch cord ¦ duplex
9-2105061-4 |  | Variant of 2105061 | Fiber Optic Patch Cord, Duplex, Multimode, LC/UPC to LC/UPC, LSZH & OFNR, aqua, 100 m | CommScope® |  | 210 | Fiber patch cord ¦ duplex
9-2105061-0 |  | Variant of 2105061 | Fiber Optic Patch Cord, Duplex, Multimode, LC/UPC to LC/UPC, LSZH & OFNR, aqua, 90 m | CommScope® |  | 210 | Fiber patch cord ¦ duplex
3-2105061-2 |  | Variant of 2105061 | Fiber Optic Patch Cord, Duplex, Multimode, LC/UPC to LC/UPC, LSZH & OFNR, aqua, 32 m | CommScope® |  | 210 | Fiber patch cord ¦ duplex
8-2105061-0 |  | Variant of 2105061 | Fiber Optic Patch Cord, Duplex, Multimode, LC/UPC to LC/UPC, LSZH & OFNR, aqua, 80 m | CommScope® |  | 210 | Fiber patch cord ¦ duplex
3-2105028-9 |  | Variant of 2105028 | Fiber Optic Patch Cord, OS2, LC/LC duplex, 1.8 mm LSZH & OFNR, 39 m | CommScope® |  | 210 | Fiber patch cord ¦ duplex
9-2105027-0 |  | Variant of 2105027 | Fiber Optic Patch Cord, OM3, LC/LC duplex, 1.8 mm LSZH & OFNR, 90 m, aqua | CommScope® |  | 210 | Fiber patch cord ¦ duplex
8-2105027-4 |  | Variant of 2105027 | Fiber Optic Patch Cord, OM3, LC/LC duplex, 1.8 mm LSZH & OFNR, 84 m, aqua | CommScope® |  | 210 | Fiber patch cord ¦ duplex
2-2105027-9 |  | Variant of 2105027 | Fiber Optic Patch Cord, Duplex, Multimode, LC/UPC to LC/UPC, aqua, 29 m | CommScope® |  | 210 | Fiber patch cord ¦ duplex
1-2055108-8 |  | Variant of 2055108 | Fiber Optic Patch Cord, Duplex, Multimode, SC/UPC to SC/UPC, aqua, 18 m | CommScope® |  | 205 | Fiber patch cord ¦ duplex
2-1920743-6 |  | Variant of 1920743 | Fiber Optic Patch Cord, Duplex, Multimode, LC/UPC to LC/UPC, aqua, 26 m | CommScope® |  | 192 | Fiber patch cord ¦ duplex
3-1920743-2 |  | Variant of 1920743 | Fiber Optic Patch Cord, Duplex, Multimode, LC/UPC to LC/UPC, 32 m | CommScope® |  | 192 | Fiber patch cord ¦ duplex
4-1920743-2 |  | Variant of 1920743 | Fiber Optic Patch Cord, Duplex, Multimode, LC/UPC to LC/UPC, aqua, 42 m | CommScope® |  | 192 | Fiber patch cord ¦ duplex
A-1859795-0 |  | Variant of 1859795 | Fiber Optic Patch Cord, Singlemode, LC/UPC to LC/UPC duplex, 3.0 mm LSZH & OFNR, Yellow, 100 m | CommScope® |  | 185 | Fiber patch cord ¦ duplex
A-1859795-5 |  | Variant of 1859795 | Fiber Optic Patch Cord, Singlemode, LC/UPC to LC/UPC duplex, 3.0 mm LSZH & OFNR, Yellow, 105 m | CommScope® |  | 185 | Fiber patch cord ¦ duplex
1-1859793-0 |  | Variant of 1859793 | Fiber Optic Patch Cord, Duplex, Multimode OM4, LC/UPC to LC/UPC, 3 mm, LSZH/OFNR, aqua, 10 m | CommScope® |  | 185 | Fiber patch cord ¦ duplex
1-1859793-5 |  | Variant of 1859793 | Fiber Optic Patch Cord, Duplex, Multimode OM4, LC/UPC to LC/UPC, 3 mm, LSZH/OFNR, aqua, 15 m | CommScope® |  | 185 | Fiber patch cord ¦ duplex
D-1859793-0 |  | Variant of 1859793 | Fiber Optic Patch Cord, Duplex, Multimode OM4, LC/UPC to LC/UPC, 3 mm, LSZH/OFNR, aqua, 130 m | CommScope® |  | 185 | Fiber patch cord ¦ duplex
2105081-4 |  | Variant of 2105081 | Fiber Optic Patch Cord, Simplex, 0.9mm, LSZH, Singlemode, LC/UPC to LC/UPC, Yellow, 4 m | CommScope® |  | 210 | Fiber patch cord ¦ simplex
2105081-7 |  | Variant of 2105081 | Fiber Optic Patch Cord, Simplex, 0.9mm, LSZH, Singlemode, LC/UPC to LC/UPC, Yellow, 7 m | CommScope® |  | 210 | Fiber patch cord ¦ simplex
UDXLCLC42 |  | Base Product | Ultra Low Loss OM4, LC/UPC to LC/UPC, Fiber Patch Cord, 1.6 mm Duplex, Plenum | CommScope® | SYSTIMAX ULL | UDX | Fiber patch cord ¦ duplex
UFXLULU62 |  | Base Product | Ultra Low Loss OM4, LC/UPC Uniboot to LC/UPC Uniboot, 2.0 mm Duplex Fiber Patch Cord, Low Smoke Zero Halogen/Riser | CommScope® | SYSTIMAX ULL | UFX | Fiber patch cord ¦ duplex
UFXLULUK2 |  | Base Product | Ultra Low Loss OM4, LC/UPC Uniboot to LC/UPC Uniboot, 1.5 mm Duplex Fiber Patch Cord, Low Smoke Zero Halogen/Riser | CommScope® | SYSTIMAX ULL | UFX | Fiber patch cord ¦ duplex
320000111144 | FPM-07/7-AT070M-25/60 | Variant | Fiber Optic Patch Cord, OS2, SC/UPC-SC/UPC, 24F RBR, 2.0 mm subunits, 70 m, yellow, 25"/60" breakouts |  |  | FPM | Fiber distribution cable assembly
300100113819 | FPM-07/7-AT163M-25/60 | Variant | Fiber Optic Patch Cord, Multi-fiber, Singlemode, 24 fibers, SC/UPC to SC/UPC, yellow, 163 m |  |  | FPM | Fiber distribution cable assembly
FLWSCSCAD |  | Base Product | Singlemode SC/UPC to SC/UPC 12-Fiber InstaPATCH® 360 Ruggedized Fanout Cable, Plenum | CommScope® | SYSTIMAX InstaPATCH® 360 |  | Ruggedized fanout
FLWSCSCAG |  | Base Product | SingleMode SC/UPC to SC/UPC, InstaPATCH® Ruggedized Fiber Fanout Cable Assembly, 36-Fiber, Plenum | CommScope® | SYSTIMAX InstaPATCH® 360 |  | Ruggedized fanout
FLXLCLCAF |  | Base Product | OM4 LC/UPC to LC/UPC 24-Fiber InstaPATCH® 360 Ruggedized Fanout Cable, Plenum | CommScope® | SYSTIMAX InstaPATCH® 360 |  | Ruggedized fanout
FLXLCLCAG |  | Base Product | OM4 LC/UPC to LC/UPC 36-Fiber InstaPATCH® 360 Ruggedized Fanout Cable, Plenum | CommScope® | SYSTIMAX InstaPATCH® 360 |  | Ruggedized fanout
FLXLCLCAH |  | Base Product | OM4 LC/UPC to LC/UPC 48-Fiber InstaPATCH® 360 Ruggedized Fanout Cable, Plenum | CommScope® | SYSTIMAX InstaPATCH® 360 |  | Ruggedized fanout
FLZLCLCAG |  | Base Product | OM3 LC/UPC to LC/UPC 36-Fiber InstaPATCH® 360 Ruggedized Fanout Cable, Plenum | CommScope® | SYSTIMAX InstaPATCH® 360 |  | Ruggedized fanout
FNXLCSCAH |  | Base Product | OM4 LC/UPC to SC/UPC 48-Fiber InstaPATCH® 360 Ruggedized Fanout Cable, Low Smoke Zero Halogen | CommScope® | SYSTIMAX InstaPATCH® 360 |  | Ruggedized fanout
FNZLCLCAD |  | Base Product | OM3 LC/UPC to LC/UPC 12-Fiber InstaPATCH® 360 Ruggedized Fanout Cable, Low Smoke Zero Halogen | CommScope® | SYSTIMAX InstaPATCH® 360 |  | Ruggedized fanout
FNZLCLCAH |  | Base Product | LazrSPEED® 300 LC/UPC to LC/UPC, InstaPATCH® 360 Ruggedized Fanout Cable, 48-Fiber, LSZH | CommScope® | SYSTIMAX InstaPATCH® 360 |  | Ruggedized fanout
FPM-0E/E-AN050M |  | Variant | Fiber Optic Patch Cord, Multi-fiber, Singlemode, 4 fibers, SC/APC to SC/APC, yellow, 50 m |  |  | FPM | Fiber distribution cable assembly
FPM-0K/0-M006.17M |  | Variant | Fiber Optic Pigtail, OS2, LC/UPC-stub, 12F soft wall, 900 μm buff. fiber, 12 " breakouts, 6.17 m, yellow |  |  | FPM | Fiber pigtail ¦ multi-fiber
FPM-07/7-AN030M |  | Variant | Fiber Optic Patch Cord, Multi-fiber, Singlemode, 4 fibers, SC/UPC to SC/UPC, yellow, 30 m |  |  | FPM | Fiber distribution cable assembly
IFC-7/7VP033-PPV |  | Variant | Fiber Optic Intra Facility Fiber Cable, OS2, SC/UPC to SC/UPC, yellow, 33 m |  |  | IFC | Fiber distribution cable assembly
IFC-7/7VP018-PPP3V |  | Variant | Fiber Optic Intra Facility Fiber Cable, OS2, SC/UPC to SC/UPC, yellow, 18 m |  |  | IFC | Fiber distribution cable assembly
IFC-7/7VP025-PPV |  | Variant | Fiber Optic Intra Facility Fiber Cable, OS2, SC/UPC to SC/UPC, yellow, 25 m |  |  | IFC | Fiber distribution cable assembly
IFC-7/7VP031-PPV |  | Variant | Fiber Optic Intra Facility Fiber Cable, OS2, SC/UPC to SC/UPC, 31 m |  |  | IFC | Fiber distribution cable assembly
IFC-7/7VP055-PPP3V |  | Variant | Fiber Optic Intra Facility Fiber Cable, OS2, SC/UPC to SC/UPC, 55 m |  |  | IFC | Fiber distribution cable assembly
IFC-E/EA020 |  | Variant | Fiber Optic Intra Facility Fiber Cable, OS2, SC/APC to SC/APC, yellow, 20 m |  |  | IFC | Fiber distribution cable assembly
1442670 | FPM-0M/E-AT020M-VB/60 | Variant | Fiber Optic Patch Cord, Multi-fiber, Singlemode, 24 fibers, LC/APC to SC/APC, yellow, 20 m |  |  | FPM | Fiber distribution cable assembly
1442625 | FPM-0M/E-AT018M-VB/60 | Variant | Fiber Optic Patch Cord, Multi-fiber, Singlemode, 24 fibers, LC/APC to SC/APC, yellow, 18 m |  |  | FPM | Fiber distribution cable assembly
1466611 | FPM-07/K-AN028M-25/39 | Variant | Fiber Optic Patch Cord, Multi-fiber, Singlemode, 4 fibers, SC/UPC to LC/UPC, yellow, 28 m |  |  | FPM | Fiber distribution cable assembly
1464788 | FPM-07/K-AN014M-25/39 | Variant | Fiber Optic Patch Cord, Multi-fiber, Singlemode, 4 fibers, SC/UPC to LC/UPC, yellow, 14 m |  |  | FPM | Fiber distribution cable assembly
1472862 | FPM-07/K-AN017M-25/39 | Variant | Fiber Optic Patch Cord, Multi-fiber, Singlemode, 4 fibers, SC/UPC to LC/UPC, yellow, 17 m |  |  | FPM | Fiber distribution cable assembly
1474508 | FPM-07/7-AT013M-25/25 | Variant | Fiber Optic Patch Cord, Multi-fiber, Singlemode, 24 fibers, SC/UPC to SC/UPC, yellow, 13 m |  |  | FPM | Fiber distribution cable assembly
1668184 | FPM-07/7-AC040M-25/39 | Variant | Fiber Optic Patch Cord, Multi-fiber, Singlemode, 2 fibers, SC/UPC to SC/UPC, yellow, 40 m |  |  | FPM | Fiber distribution cable assembly
1684603 | FPM-07/7-AT016M-39/25 | Variant | Fiber Optic Patch Cord, Multi-fiber, Singlemode, 24 fibers, SC/UPC to SC/UPC, yellow, 16 m |  |  | FPM | Fiber distribution cable assembly
1692779 | FPM-07/7-AN072M-25/39 | Variant | Fiber Optic Patch Cord, Multi-fiber, Singlemode, 4 fibers, SC/UPC to SC/UPC, 72 m |  |  | FPM | Fiber distribution cable assembly
1697435 | FPM-07/7-AT046M-39/25 | Variant | Fiber Optic Patch Cord, Multi-fiber, Singlemode, 24 fibers, SC/UPC to SC/UPC, yellow, 46 m |  |  | FPM | Fiber distribution cable assembly
300001773395 | FPM-07/7-AT076M-25/39 | Variant | Fiber Optic Patch Cord, Multi-fiber, Singlemode, 24 fibers, SC/UPC to SC/UPC, 76 m |  |  | FPM | Fiber distribution cable assembly
300001778927 | FPM-07/K-AC091M-25/39 | Variant | Fiber Optic Patch Cord, Multi-fiber, Singlemode, 2 fibers, SC/UPC to LC/UPC, 91 m |  |  | FPM | Fiber distribution cable assembly
300001783464 | FPM-07/7-AC068M-25/60 | Variant | Fiber Optic Patch Cord, Multi-fiber, Singlemode, 2 fibers, SC/UPC to SC/UPC, 68 m |  |  | FPM | Fiber distribution cable assembly
FNWLCLCAM |  | Base Product | Singlemode LC/UPC to LC/UPC, InstaPATCH® 360 Ruggedized Fiber Fanout Cable Assembly, 144-Fiber, Low Smoke Zero Halogen (LSZH) | CommScope® | SYSTIMAX InstaPATCH® 360 |  | Ruggedized fanout
ULXLCLCC6 |  | Base Product | Ultra Low Loss ULL LazrSPEED® 550 LC/UPC to LC/UPC Ruggedized fanout Cable, 12-Fiber, Plenum, 12 fiber PmP 2.0 mm Dca | CommScope® | SYSTIMAX ULL |  | Ruggedized fanout
760252505 | OCJ-S3-01MASIA-S1 | Variant of OCJ | Fiber Optic Patch Cord, Simplex, Singlemode, SC/APC 9° to SC/UPC, yellow, 1 m |  |  | OCJ | Fiber patch cord ¦ simplex
760239117 | OCJ-SF-01MASIA-SG | Variant of OCJ | Fiber Optic Patch Cord, Simplex, Singlemode, SC/UPC to SC/APC, yellow, 1 m |  |  | OCJ | Fiber patch cord ¦ simplex
760253384 | OCJ-S1-01MASHA-L1 | Variant of OCJ | Fiber Optic Patch Cord, Duplex, Singlemode, LC/UPC to SC/UPC, yellow, 1 m |  |  | OCJ | Fiber patch cord ¦ duplex
760253714 | OCJ-S1-05MASHA-L1 | Variant of OCJ | Fiber Optic Patch Cord, Duplex, Singlemode, LC/UPC to SC/UPC, yellow, 5 m |  |  | OCJ | Fiber patch cord ¦ duplex
2055083-3 | OCJ-S1-03MASHA-S2 | Variant of OCJ | Fiber Optic Patch Cord, Duplex, Singlemode, SC/UPC to SC/APC, yellow, 3 m |  |  | OCJ | Fiber patch cord ¦ duplex
1-2055083-0 | OCJ-S1-10MASHA-S2 | Variant of OCJ | Fiber Optic Patch Cord, Duplex, Singlemode, SC/UPC to SC/APC, yellow, 10 m |  |  | OCJ | Fiber patch cord ¦ duplex
760245630 | OCJ-S1-25MASIA-S3 | Variant of OCJ | Fiber Optic Patch Cord, Simplex, Singlemode, SC/UPC to SC/APC 9°, yellow, 25 m |  |  | OCJ | Fiber patch cord ¦ simplex
760251760 | OCJ-EC-15MASCA-EC | Variant of OCJ | Fiber Optic Patch Cord, Simplex, Singlemode, LSZH, 2.4 mm diameter, LSH/APC to LSH/APC, tuned, grade B, yellow, 15 m |  |  | OCJ | Fiber patch cord ¦ simplex
760248796 | OCJ-L2-10MASIA-S2 | Variant of OCJ | Fiber Optic Patch Cord, Simplex, Singlemode, LC/APC to SC/APC, yellow, 10 m |  |  | OCJ | Fiber patch cord ¦ simplex
FPCMW-SPSC-P-6M |  | Variant of FPCMW | Fiber Optic Patch Cord, Simplex, Singlemode, SC/UPC to SC/UPC, blue, 6 m |  |  | FPCMW | Fiber patch cord ¦ simplex
2-2160544-9 |  | Variant of 2160544 | Fiber Optic Patch Cord, Duplex, Multimode, LC/UPC to LC/UPC, aqua, 2.9 m | CommScope® |  | 216 | Fiber patch cord ¦ duplex
3-2160544-3 |  | Variant of 2160544 | Fiber Optic Patch Cord, Duplex, Multimode, LC/UPC to LC/UPC, aqua, 3.3 m | CommScope® |  | 216 | Fiber patch cord ¦ duplex
2-2160046-6 |  | Variant of 2160046 | Fiber Optic Patch Cord, OM4, LC duplex to LC duplex, 1.8 mm LSZH, 26 m, aqua | CommScope® |  | 216 | Fiber patch cord ¦ duplex
6-2160046-4 |  | Variant of 2160046 | Fiber Optic Patch Cord, OM4, LC duplex to LC duplex, 1.8 mm LSZH, 64 m, aqua | CommScope® |  | 216 | Fiber patch cord ¦ duplex
760248390 | MPA-PCLCJ50003M-NS | Variant | MPO Fanout Cable, polarity A, 12 fiber MPO (pinned) to LC duplex, Plenum 3mm SM, 3m, with 36" breakout | CommScope® | MPOptimate® | MPA | Fiber fanout cable assembly
UGVMXMXCK |  | Base Product | Ultra Low Loss ULL LazrSPEED® 550 OM5 MPO(Pinned) to MPO(Pinned) Pre-terminated Trunk Cable, MPO12, 72-Fiber, Plenum, 12 fiber PmP 2.0 mm Dca | CommScope® | SYSTIMAX ULL |  | Fiber trunk cable assembly
UGVMXUCCM |  | Base Product | Ultra Low Loss ULL LazrSPEED® 550 OM5 MPO(Pinned) to Unconnectorized Pre-terminated Trunk Cable, MPO12, 144-Fiber, Plenum, 12 fiber PmP 2.0 mm Dca | CommScope® | SYSTIMAX ULL |  | Fiber trunk cable assembly
UGVQXQXQH |  | Base Product | Ultra Low Loss (ULL) OM5 MPO QSFP (Pinned) to MPO QSFP (Pinned), Pre-terminated Cable, MPO8, 48-Fiber, Plenum | CommScope® | SYSTIMAX ULL |  | Fiber trunk cable assembly
U3VRZRZ8L |  | Base Product | Ultra Low Loss (ULL) OM5 MPO16 APC (Pinned) to MPO16 APC (Pinned), Fiber Trunk Cable Assembly, 96-Fiber, LSZH B2ca | CommScope® | Propel ¦ SYSTIMAX ULL |  | Fiber trunk cable assembly
U3VQVQZTF |  | Base Product | Ultra Low Loss (ULL) OM5 MPO8 APC (Non-Pinned) to MPO8 APC (Pinned), Fiber Trunk Cable Assembly, 24-Fiber, LSZH B2ca | CommScope® | Propel ¦ SYSTIMAX ULL |  | Fiber trunk cable assembly
UGXRZRZ8S |  | Base Product | Ultra Low Loss (ULL) OM4 MPO16 APC (Pinned) to MPO16 APC (Pinned), Fiber Trunk Cable Assembly, 32-Fiber, Plenum | CommScope® | Propel ¦ SYSTIMAX ULL |  | Fiber trunk cable assembly
UJVQVUCTF |  | Base Product | Ultra Low Loss (ULL) OM5 MPO APC (Non-Pinned) to Unconnectorized, Fiber Trunk Cable Assembly, 24-Fiber, Dual Rated (OFNR/LSZH) | CommScope® | Propel ¦ SYSTIMAX ULL |  | Fiber trunk cable assembly
U3VQVQZTL |  | Base Product | Ultra Low Loss (ULL) OM5 MPO8 APC (Non-Pinned) to MPO8 APC (Pinned), Fiber Trunk Cable Assembly, 96-Fiber, LSZH B2ca | CommScope® | Propel ¦ SYSTIMAX ULL |  | Fiber trunk cable assembly
UJVRZUC8Q |  | Base Product | Ultra Low Loss (ULL) OM5 MPO16 (Pinned) to Unconnectorized, Fiber Trunk Cable Assembly, 128-Fiber, Dual Rated (OFNR/LSZH) | CommScope® | Propel ¦ SYSTIMAX ULL |  | Fiber trunk cable assembly
UJXQZUCTH |  | Base Product | Ultra Low Loss (ULL) OM4 MPO APC (Pinned) to Unconnectorized, Fiber Trunk Cable Assembly, 48-Fiber, Dual Rated (OFNR/LSZH) | CommScope® | Propel ¦ SYSTIMAX ULL |  | Fiber trunk cable assembly
UGXRZRZ8U |  | Base Product | Ultra Low Loss (ULL) OM4 MPO16 APC (Pinned) to MPO16 APC (Pinned), Fiber Trunk Cable Assembly, 64-Fiber, Plenum | CommScope® | Propel ¦ SYSTIMAX ULL |  | Fiber trunk cable assembly
U3XQZQZTS |  | Base Product | Ultra Low Loss (ULL) OM4 MPO8 APC (Pinned) to MPO8 APC (Pinned), Fiber Trunk Cable Assembly, 32-Fiber, LSZH B2ca | CommScope® | Propel ¦ SYSTIMAX ULL |  | Fiber trunk cable assembly
UJXQZUCTN |  | Base Product | Ultra Low Loss (ULL) OM4 MPO APC (Pinned) to Unconnectorized, Fiber Trunk Cable Assembly, 192-Fiber, Dual Rated (OFNR/LSZH) | CommScope® | Propel ¦ SYSTIMAX ULL |  | Fiber trunk cable assembly
U3XQZQZTU |  | Base Product | Ultra Low Loss (ULL) OM4 MPO8 APC (Pinned) to MPO8 APC (Pinned), Fiber Trunk Cable Assembly, 64-Fiber, LSZH B2ca | CommScope® | Propel ¦ SYSTIMAX ULL |  | Fiber trunk cable assembly
UGXQVUCTF |  | Base Product | Ultra Low Loss (ULL) OM4 MPO8 APC (Non-Pinned) to Unconnectorized, Fiber Trunk Cable Assembly, 24-Fiber, Plenum | CommScope® | Propel ¦ SYSTIMAX ULL |  | Fiber trunk cable assembly
UQVRVRV7R |  | Base Product | Ultra Low Loss (ULL) OM5 MPO16 APC (Non-Pinned) to MPO16 APC (Non-Pinned), Fiber Array Cable Assembly, 16-Fiber, Plenum | CommScope® | Propel ¦ SYSTIMAX ULL |  | Fiber array cable assembly
UQXQZQZF8 |  | Base Product | Ultra Low Loss (ULL) OM4 MPO8 APC (Pinned) to MPO8 APC (Pinned), Fiber Trunk Cable Assembly, 8-Fiber, Plenum | CommScope® | Propel ¦ SYSTIMAX ULL |  | Fiber array cable assembly
UDXLCUC21 |  | Base Product | Ultra Low Loss (ULL) OM4 LC/UPC to Unconnectorized, 1.6 mm Simplex Fiber Pigtail, Plenum | CommScope® | SYSTIMAX ULL | UDX | Fiber pigtail ¦ jacketed
FAWLCUC0B |  | Base Product | Singlemode LC/UPC to Unconnectorized, Fiber Pigtail, 0.9 mm Tight Buffer, 6-Fiber Kit Red - Aqua (7-12) | CommScope® | SYSTIMAX InstaPATCH® 360 | FAW | Fiber pigtail ¦ unjacketed
FAWL3UC0C |  | Base Product | Singlemode LC/UPC Keyed Blue to Unconnectorized, Fiber Pigtail, 0.9 mm Tight Buffer, 12-Fiber Kit Blue - Aqua (1-12) | CommScope® | SYSTIMAX InstaPATCH® 360 | FAW | Fiber pigtail ¦ unjacketed
FAWSCUC0B |  | Base Product | Singlemode SC/UPC to Unconnectorized, Fiber Pigtail, 0.9 mm Tight Buffer, 6-Fiber Kit Red - Aqua (7-12) | CommScope® | SYSTIMAX InstaPATCH® 360 | FAW | Fiber pigtail ¦ unjacketed
FAXL6UC0C |  | Base Product | OM4 LC/UPC Keyed Slate to Unconnectorized, Fiber Pigtail, 0.9 mm Tight Buffer, 12-Fiber Kit Blue - Aqua (1-12) | CommScope® | SYSTIMAX InstaPATCH® 360 | FAX | Fiber pigtail ¦ unjacketed
FAXL4UC0C |  | Base Product | OM4 LC/UPC Keyed Green to Unconnectorized, Fiber Pigtail, 0.9 mm Tight Buffer, 12-Fiber Kit Blue - Aqua (1-12) | CommScope® | SYSTIMAX InstaPATCH® 360 | FAX | Fiber pigtail ¦ unjacketed
FBXL1UC11 |  | Base Product | OM4 LC/UPC Keyed Red to Unconnectorized, Fiber Pigtail Simplex, 0.9 mm SBJ | CommScope® | SYSTIMAX InstaPATCH® 360 | FBX | Fiber pigtail ¦ unjacketed
FBXLCUC11 |  | Base Product | OM4 LC/UPC to Unconnectorized, Fiber Pigtail, 0.9 mm SBJ | CommScope® | SYSTIMAX InstaPATCH® 360 | FBX | Fiber pigtail ¦ unjacketed
FBWSAUC11 |  | Base Product | TeraSPEED® SC APC to Unconnectorized, Fiber Pigtail, 0.9 mm SBJ | CommScope® | SYSTIMAX InstaPATCH® 360 | FBW | Fiber pigtail ¦ unjacketed
9-1920523-1 | OCP-S2-15DASEN-XX | Variant of OCP | Fiber Optic Pigtail, Simplex, Singlemode, SC/APC to Stub, 0.9 mm diameter, 15 m |  |  | OCP | Fiber pigtail ¦ jacketed
2160062-9 | OCP-M-S5-09MESDA-XX | Variant of OCP | Fiber Optic Pigtail, Multimode, SC/UPC to Stub, 9 m |  |  | OCP | Fiber pigtail ¦ unjacketed |  | Discontinued
UAVLCUC0C |  | Base Product | Ultra Low Loss (ULL) LazrSPEED® 550 WideBand LC/UPC to Unconnectorized, Fiber Pigtail, 0.9 mm Tight Buffer, 12-fiber Kit, Blue - Aqua (1-12) | CommScope® | SYSTIMAX ULL | UAV | Fiber pigtail ¦ unjacketed
U3GMPMXAG |  | Base Product | Ultra Low Loss (ULL) Singlemode MPO12 (Unpinned) to MPO12 (Pinned), Fiber Trunk Cable Assembly, 36-Fiber, Low Smoke Zero Halogen (LSZH) | CommScope® | SYSTIMAX ULL |  | Fiber trunk cable assembly |  | Discontinued
U3GMPMXAK |  | Base Product | Ultra Low Loss (ULL) Singlemode MPO12 (Unpinned) to MPO12 (Pinned), Fiber Trunk Cable Assembly, 72-Fiber, Low Smoke Zero Halogen (LSZH) | CommScope® | SYSTIMAX ULL |  | Fiber trunk cable assembly |  | Discontinued
U3GMPMXCL |  | Base Product | Ultra Low Loss ULL TeraSPEED® MPO(Unpinned) to MPO(Pinned) Pre-terminated Trunk Cable, MPO12, 96-Fiber, LSZH, 12 fiber PmP 2.0 mm /B2ca | CommScope® | SYSTIMAX ULL |  | Fiber trunk cable assembly
U3GMPMXCM |  | Base Product | Ultra Low Loss ULL TeraSPEED® MPO(Unpinned) to MPO(Pinned) Pre-terminated Trunk Cable, MPO12, 144-Fiber, LSZH, 12 fiber PmP 2.0 mm /B2ca | CommScope® | SYSTIMAX ULL |  | Fiber trunk cable assembly
U3GMPMPAH |  | Base Product | Ultra Low Loss (ULL) Singlemode MPO12 (Unpinned) to MPO12 (Unpinned), Fiber Trunk Cable Assembly, 48-Fiber, CPR Class B2ca, Low Smoke Zero Halogen (LSZH)/Riser | CommScope® | SYSTIMAX ULL |  | Fiber trunk cable assembly |  | Discontinued
U3GMPMXCG |  | Base Product | Ultra Low Loss ULL TeraSPEED® MPO(Unpinned) to MPO(Pinned) Pre-terminated Trunk Cable, MPO12, 36-Fiber, LSZH, 12 fiber PmP 2.0 mm /B2ca | CommScope® | SYSTIMAX ULL |  | Fiber trunk cable assembly
U3GMXUCAK |  | Base Product | Ultra Low Loss (ULL) Singlemode MPO12 (Pinned) to Unconnectorized, Fiber Trunk Cable Assembly, 72-Fiber, CPR Class B2ca, Low Smoke Zero Halogen/Riser | CommScope® | SYSTIMAX ULL |  | Fiber trunk cable assembly |  | Discontinued
U3GMXUCAL |  | Base Product | Ultra Low Loss (ULL) Singlemode MPO12 (Pinned) to Unconnectorized, Fiber Trunk Cable Assembly, 96-Fiber, CPR Class B2ca, Low Smoke Zero Halogen/Riser | CommScope® | SYSTIMAX ULL |  | Fiber trunk cable assembly |  | Discontinued
U3GMXMXAH |  | Base Product | Ultra Low Loss (ULL) Singlemode MPO12 (Pinned) to MPO12 (Pinned), Fiber Trunk Cable Assembly, 48-Fiber, Low Smoke Zero Halogen (LSZH) | CommScope® | SYSTIMAX ULL |  | Fiber trunk cable assembly |  | Discontinued
U3GMXUCCG |  | Base Product | Ultra Low Loss ULL TeraSPEED® MPO(Pinned) to Unconnectorized Pre-terminated Trunk Cable, MPO12, 36-Fiber, LSZH, 12 fiber PmP 2.0 mm /B2ca | CommScope® | SYSTIMAX ULL |  | Fiber trunk cable assembly
U3GQXQXQR |  | Base Product | Ultra Low Loss (ULL) Singlemode MPO8 QSFP (Pinned) to MPO8 QSFP (Pinned), Fiber Trunk Cable Assembly, 16-Fiber, Low Smoke Zero Halogen | CommScope® | SYSTIMAX ULL |  | Fiber trunk cable assembly |  | Discontinued
1-1920533-0 | OCJ-L1-10MASIA-S2 | Variant of OCJ | Fiber Optic Patch Cord, Simplex, Singlemode, LC/UPC to SC/APC, yellow, 10 m |  |  | OCJ | Fiber patch cord ¦ simplex
2055315-1 | OCJ-L1-01MASHA-L2 | Variant of OCJ | Fiber Optic Patch Cord, Duplex, Singlemode, LC/UPC to LC/APC, yellow, 1 m |  |  | OCJ | Fiber patch cord ¦ duplex
760251530 | OCJ-L1-02MASIA-L2 | Variant of OCJ | Fiber Optic Patch Cord, Simplex, Singlemode, LC/UPC to LC/APC, yellow, 2 m |  |  | OCJ | Fiber patch cord ¦ simplex
2056004-2 | OCJ-LG-02MASHA-LG | Variant of OCJ | Fiber Optic Patch Cord, Duplex, Singlemode, LC/APC to LC/APC, yellow, 2 m |  |  | OCJ | Fiber patch cord ¦ duplex
2056004-4 | OCJ-LG-04MASHA-LG | Variant of OCJ | Fiber Optic Patch Cord, Duplex, Singlemode, LC/APC to LC/APC, yellow, 4 m |  |  | OCJ | Fiber patch cord ¦ duplex
2161003-2 | OCJ-LG-02MASIA-LG | Variant of OCJ | Fiber Optic Patch Cord, Simplex, Singlemode, LC/APC to LC/APC, yellow, 2 m |  |  | OCJ | Fiber patch cord ¦ simplex
2160485-5 | OCJ-LG-05MASIA-SG | Variant of OCJ | Fiber Optic Patch Cord, Simplex, Singlemode, LC/APC to SC/APC, yellow, 5 m |  |  | OCJ | Fiber patch cord ¦ simplex
760248795 | OCJ-L2-01MASIA-S2 | Variant of OCJ | Fiber Optic Patch Cord, Simplex, Singlemode, LC/APC to SC/APC, yellow, 1 m |  |  | OCJ | Fiber patch cord ¦ simplex
760250501 | OCJ-LF-02MASIA-LF | Variant of OCJ | Fiber Optic Patch Cord, Simplex, Singlemode, LC/UPC to LC/UPC, yellow, 2 m |  |  | OCJ | Fiber patch cord ¦ simplex
760250505 | OCJ-LF-20MASIA-LF | Variant of OCJ | Fiber Optic Patch Cord, Simplex, Singlemode, LC/UPC to LC/UPC, yellow, 20 m |  |  | OCJ | Fiber patch cord ¦ simplex
760252489 | OCJ-LF-05MASHA-SF | Variant of OCJ | Fiber Optic Patch Cord, Duplex, Singlemode, LC/UPC to SC/UPC, yellow, 5 m |  |  | OCJ | Fiber patch cord ¦ duplex
1712189 | FPCFY-SPSC/PLC-P-3M | Variant of FPCFY | Fiber Optic Patch Cord, Simplex, Singlemode, SC/UPC to LC/UPC, yellow, 3 m |  |  | FPCFY | Fiber patch cord ¦ simplex
1920604-1 | OCJ-S1-01MASHA-S1 | Variant of OCJ | Fiber Optic Patch Cord, Duplex, Singlemode, SC/UPC to SC/UPC, yellow, 1 m |  |  | OCJ | Fiber patch cord ¦ duplex
1920533-3 | OCJ-L1-03MASIA-S2 | Variant of OCJ | Fiber Optic Patch Cord, Simplex, Singlemode, LC/UPC to SC/APC, yellow, 3 m |  |  | OCJ | Fiber patch cord ¦ simplex
1920617-3 | OCJ-L1-03MASIA-S1 | Variant of OCJ | Fiber Optic Patch Cord, Simplex, Singlemode, LC/UPC to SC/UPC, yellow, 3 m |  |  | OCJ | Fiber patch cord ¦ simplex
1920720-5 | OCJ-L2-05MASHA-L2 | Variant of OCJ | Fiber Optic Patch Cord, Duplex, Singlemode, LC/APC to LC/APC, yellow, 5 m |  |  | OCJ | Fiber patch cord ¦ duplex
3-2160046-5 |  | Variant of 2160046 | Fiber Optic Patch Cord, OM4, LC duplex to LC duplex, LSZH, 35 m, aqua | CommScope® |  | 216 | Fiber patch cord ¦ duplex
2055554-2 | OCJ-S3-02MASIA-S3 | Variant of OCJ | Fiber Optic Patch Cord, Simplex, Singlemode, SC/APC 9° to SC/APC 9°, yellow, 3 m |  |  | OCJ | Fiber patch cord ¦ simplex
CAF-LCLC-LS0N |  | Base Product | Armored Jumper G657.A2 LC/UPC to LC/UPC Duplex, 3.0mm LSZH, Yellow | CommScope® |  | CAF | Fiber patch cord ¦ duplex
AFGLGLGL1 |  | Base Product | Fiber Patch Cord, Singlemode G.657.A2, Grade B, LC/APC to LC/APC, Simplex, 1.6 mm LSZH jacket | CommScope® |  | AFG | Fiber patch cord ¦ simplex
AFGSGSGL1 |  | Base Product | Fiber Patch Cord, Singlemode G.657.A2, Grade B, SC/APC to SC/APC, Simplex, 1.6 mm LSZH jacket | CommScope® |  | AFG | Fiber patch cord ¦ simplex
AFGLGLGM2 |  | Base Product | Fiber Patch Cord, Singlemode G.657.A2, Grade B, LC/APC to LC/APC, Duplex, 1.6 mm LSZH jacket | CommScope® |  | AFG | Fiber patch cord ¦ duplex
FEWLASA21 |  | Base Product | Singlemode LC APC to SC APC, Fiber Patch Cord, 1.6 mm Simplex, Riser | CommScope® | SYSTIMAX InstaPATCH® 360 | FEW | Fiber patch cord ¦ simplex
FEWLVSC42 |  | Base Product | Singlemode LC/UPC Keyed Violet to SC/UPC Fiber Patch Cord, 1.6 mm Duplex, Riser | CommScope® | SYSTIMAX InstaPATCH® 360 | FEW | Fiber patch cord ¦ duplex
UNVLCLCCM |  | Base Product | Ultra Low Loss ULL LazrSPEED® 550 OM5 LC/UPC to LC/UPC Ruggedized fanout Cable, 144-Fiber, LSZH, 12 fiber PmP 2.0 mm Dca | CommScope® | SYSTIMAX ULL |  | Ruggedized fanout
UNGSASACG |  | Base Product | Ultra Low Loss ULL TeraSPEED® SC/APC to SC/APC Ruggedized fanout Cable, 36-Fiber, LSZH, 12 fiber PmP 2.0 mm Dca | CommScope® | SYSTIMAX ULL |  | Ruggedized fanout
UNGSASACK |  | Base Product | Ultra Low Loss ULL TeraSPEED® SC/APC to SC/APC Ruggedized fanout Cable, 72-Fiber, LSZH, 12 fiber PmP 2.0 mm Dca | CommScope® | SYSTIMAX ULL |  | Ruggedized fanout
UNVSCSCCL |  | Base Product | Ultra Low Loss ULL LazrSPEED® 550 OM5 SC/UPC to SC/UPC Ruggedized fanout Cable, 96-Fiber, LSZH, 12 fiber PmP 2.0 mm Dca | CommScope® | SYSTIMAX ULL |  | Ruggedized fanout
UNXSCSCCD |  | Base Product | Ultra Low Loss ULL LazrSPEED® 550 SC/UPC to SC/UPC Ruggedized fanout Cable, 12-Fiber, LSZH, 12 fiber PmP 2.0 mm Dca | CommScope® | SYSTIMAX ULL |  | Ruggedized fanout
F4ZSCSCAD |  | Base Product | OM3 SC/UPC to SC/UPC 12-Fiber InstaPATCH® 360 Ruggedized Fanout Cable, Low Smoke Zero Halogen | CommScope® | SYSTIMAX InstaPATCH® 360 |  | Ruggedized fanout |  | Discontinued
F4ZSCSCAF |  | Base Product | OM3 SC/UPC to SC/UPC 24-Fiber InstaPATCH® 360 Ruggedized Fanout Cable, Low Smoke Zero Halogen | CommScope® | SYSTIMAX InstaPATCH® 360 |  | Ruggedized fanout |  | Discontinued
F4ZSCSCAH |  | Base Product | OM3 SC/UPC to SC/UPC 48-Fiber InstaPATCH® 360 Ruggedized Fanout Cable, Low Smoke Zero Halogen | CommScope® | SYSTIMAX InstaPATCH® 360 |  | Ruggedized fanout |  | Discontinued
FLZLCLCAH |  | Base Product | OM3 LC/UPC to LC/UPC 48-Fiber InstaPATCH® 360 Ruggedized Fanout Cable, Plenum | CommScope® | SYSTIMAX InstaPATCH® 360 |  | Ruggedized fanout
FLZLCUCAG |  | Base Product | OM3 LC/UPC to Unconnectorized 36-Fiber InstaPATCH® 360 Ruggedized Fanout Cable, Plenum | CommScope® | SYSTIMAX InstaPATCH® 360 |  | Ruggedized fanout
FNWLCLCAH |  | Base Product | Singlemode LC/UPC to LC/UPC, InstaPATCH® 360 Ruggedized Fiber Fanout Cable Assembly, 48-Fiber, Low Smoke Zero Halogen (LSZH) | CommScope® | SYSTIMAX InstaPATCH® 360 |  | Ruggedized fanout
1465973 | FPM-07/7-AC034M-39/25 | Variant | Fiber Optic Patch Cord, Multi-fiber, Singlemode, 2 fibers, SC/UPC to SC/UPC, yellow, 34 m |  |  | FPM | Fiber distribution cable assembly
1468913 | FPM-07/K-AC015M-25/39 | Variant | Fiber Optic Patch Cord, Multi-fiber, Singlemode, 2 fibers, SC/UPC to LC/UPC, yellow, 15 m |  |  | FPM | Fiber distribution cable assembly
1-2160544-2 |  | Variant of 2160544 | Fiber Optic Patch Cord, Duplex, Multimode, LC/UPC to LC/UPC, aqua, 1.2 m | CommScope® |  | 216 | Fiber patch cord ¦ duplex
1-1920743-0 |  | Variant of 1920743 | Fiber Optic Patch Cord, LC to LC, duplex, OM3 XG 10 Gb/s, twin zip, 10 m, aqua | CommScope® |  | 192 | Fiber patch cord ¦ duplex
1-2105027-6 |  | Variant of 2105027 | Fiber Optic Patch Cord, OM3, LC/LC duplex, 1.8 mm LSZH & OFNR, 16 m, aqua | CommScope® |  | 210 | Fiber patch cord ¦ duplex
1-2105027-8 |  | Variant of 2105027 | Fiber Optic Patch Cord, OM3, LC/LC duplex, 1.8 mm LSZH & OFNR, 18 m, aqua | CommScope® |  | 210 | Fiber patch cord ¦ duplex
DJGRYRY8L |  | Base Product | Ultra Low Loss (ULL) Singlemode MPO16 (Pinned) Push-Pull to MPO16 (Pinned) Push-Pull, Fiber Trunk Cable Assembly, 96-Fiber, Dual Rated (OFNR/LSZH) | CommScope® | Propel ¦ SYSTIMAX ULL |  | Fiber trunk cable assembly
UQGQWQWJ8 |  | Base Product | Ultra Low Loss (ULL) Singlemode MPO8 (Unpinned) Push-Pull to MPO8 (Unpinned) Push-Pull, Fiber Extension Cable Assembly, 8-Fiber, Plenum | CommScope® | SYSTIMAX ULL |  | Fiber array cable assembly
UNGRWLU8M |  | Variant | Ultra Low Loss (ULL) MPO16 (Unpinned) Push-Pull to LC/UPC Uniboot, Ruggedized Fanout Cable, 144-Fiber, Dual Rated (OFNR/LSZH) | CommScope® | SYSTIMAX ULL |  | Ruggedized fanout
FPCFY-APSC-P-5M |  | Variant of FPCFY | Fiber Optic Patch Cord, Simplex, Singlemode, SC/APC to SC/APC, yellow, 5 m |  |  | FPCFY | Fiber patch cord ¦ simplex
FPCM-APSC/PLC-1M |  | Variant of FPCM | Fiber Optic Patch Cord, 2.0 mm simplex, standard singlemode, SC/APC-LC/UPC, 1 m, yellow |  |  | FPCM | Fiber patch cord ¦ duplex
FPCMY-APLC-P-2M |  | Variant of FPCMY | Fiber Optic Patch Cord, Simplex, Singlemode, LC/APC to LC/APC, yellow, 2 m |  |  | FPCMY | Fiber patch cord ¦ simplex
FPCMY-APSC-P-2M |  | Variant of FPCMY | Fiber Optic Patch Cord, Simplex, Singlemode, SC/APC to SC/APC, yellow, 2 m |  |  | FPCMY | Fiber patch cord ¦ simplex
FPCMY-SPLC-P-2M |  | Variant of FPCMY | Fiber Optic Patch Cord, Simplex, Singlemode, LC/UPC to LC/UPC, yellow, 2 m |  |  | FPCMY | Fiber patch cord ¦ simplex
FPCRD-SPLC-P-3.9M |  | Variant of FPCRD | Fiber Optic Patch Cord, Duplex, Singlemode, LC/UPC to LC/UPC, 3.9 m |  |  | FPCRD | Fiber patch cord ¦ duplex
FPCMY-SPSC-P-5M |  | Variant of FPCMY | Fiber Optic Patch Cord, Simplex, Singlemode, SC/UPC to SC/UPC, yellow, 5 m |  |  | FPCMY | Fiber patch cord ¦ simplex
FPCRD-SPLC-P-1.7M |  | Variant of FPCRD | Fiber Optic Patch Cord, Duplex, Singlemode, LC/UPC to LC/UPC, yellow, 1.7 m |  |  | FPCRD | Fiber patch cord ¦ duplex
FPCRS-SPLC-P-3.5M |  | Variant of FPCRS | Fiber Optic Patch Cord, Simplex, Singlemode, LC/UPC to LC/UPC, 3.5 m |  |  | FPCRS | Fiber patch cord ¦ simplex
FPCMY-SPSC-P-25M |  | Variant of FPCMY | Fiber Optic Patch Cord, Simplex, Singlemode, SC/UPC to SC/UPC, yellow, 25 m |  |  | FPCMY | Fiber patch cord ¦ simplex
UFVLULU62 |  | Base Product | Ultra Low Loss OM5, LC/UPC Uniboot to LC/UPC Uniboot, 2.0 mm Duplex Fiber Patch Cord, Low Smoke Zero Halogen/Riser | CommScope® | SYSTIMAX ULL | UFV | Fiber patch cord ¦ duplex
UDGLCLC42 |  | Base Product | Ultra Low Loss Singlemode, LC/UPC to LC/UPC, Fiber Patch Cord, 1.6 mm Duplex, Plenum | CommScope® | SYSTIMAX ULL | UDG | Fiber patch cord ¦ duplex
UFXLCLC21 |  | Base Product | Ultra Low Loss OM4 LC/UPC to LC/UPC, Fiber Patch Cord, 1.6 mm Simplex, Low Smoke Zero Halogen | CommScope® | SYSTIMAX ULL | UFX | Fiber patch cord ¦ simplex
AFGLFLGM2 |  | Base Product | Fiber Patch Cord, Singlemode G.657.A2, Grade B, LC/UPC to LC/APC, Duplex, 1.6 mm LSZH jacket | CommScope® |  | AFG | Fiber patch cord ¦ duplex
AFGLFSFM2 |  | Base Product | Fiber Patch Cord, Singlemode G.657.A2, Grade B, LC/UPC to SC/UPC, Duplex, 1.6 mm LSZH jacket | CommScope® |  | AFG | Fiber patch cord ¦ duplex
AFGSFSGL1 |  | Base Product | Fiber Patch Cord, Singlemode G.657.A2, Grade B, SC/UPC to SC/APC, Simplex, 1.6 mm LSZH jacket | CommScope® |  | AFG | Fiber patch cord ¦ simplex
FDWL2L242 |  | Base Product | Singlemode LC/UPC Keyed Yellow to LC/UPC Keyed Yellow Fiber Patch Cord, 1.6 mm Duplex, Plenum | CommScope® | SYSTIMAX InstaPATCH® 360 | FDW | Fiber patch cord ¦ duplex
FDWL1SC42 |  | Base Product | Singlemode LC/UPC Keyed Red to SC/UPC, Fiber Patch Cord, 1.6 mm Duplex, Plenum | CommScope® | SYSTIMAX InstaPATCH® 360 | FDW | Fiber patch cord ¦ duplex
FDXL1L121 |  | Base Product | OM4 LC/UPC Keyed Red to LC/UPC Keyed Red Fiber Patch Cord, 1.6 mm Simplex, Plenum | CommScope® | SYSTIMAX InstaPATCH® 360 | FDX | Fiber patch cord ¦ simplex
FDXKEKE42 |  | Base Product | OM4 LC/UPC to LC/UPC Fiber Patch Cord, 1.6 mm Duplex, Plenum, Slate (AC) Locking Clip | CommScope® | SYSTIMAX InstaPATCH® 360 | FDX | Fiber patch cord ¦ duplex
FDXL8SC42 |  | Base Product | OM4 LC/UPC Keyed Aqua to SC/UPC Fiber Patch Cord, 1.6 mm Duplex, Plenum | CommScope® | SYSTIMAX InstaPATCH® 360 | FDX | Fiber patch cord ¦ duplex
FDXLCSC21 |  | Base Product | OM4 LC/UPC to SC/UPC Fiber Patch Cord, 1.6 mm Simplex, Plenum | CommScope® | SYSTIMAX InstaPATCH® 360 | FDX | Fiber patch cord ¦ simplex
FDXLVLC42 |  | Base Product | OM4 LC/UPC Keyed Violet to LC/UPC Fiber Patch Cord, 1.6 mm Duplex, Plenum | CommScope® | SYSTIMAX InstaPATCH® 360 | FDX | Fiber patch cord ¦ duplex
FEWL1L142 |  | Base Product | Singlemode LC/UPC Keyed Red to LC/UPC Keyed Red, Fiber Patch Cord, 1.6 mm Duplex, Riser | CommScope® | SYSTIMAX InstaPATCH® 360 | FEW | Fiber patch cord ¦ duplex
FEWL2SC21 |  | Base Product | Singlemode LC/UPC Keyed Yellow to SC/UPC Fiber Patch Cord, 1.6 mm Simplex, Riser | CommScope® | SYSTIMAX InstaPATCH® 360 | FEW | Fiber patch cord ¦ simplex
FEWL6L621 |  | Base Product | Singlemode LC/UPC Keyed Slate to LC/UPC Keyed Slate Fiber Patch Cord, 1.6 mm Simplex, Riser | CommScope® | SYSTIMAX InstaPATCH® 360 | FEW | Fiber patch cord ¦ simplex
FEWL5LC42 |  | Base Product | Singlemode LC/UPC Keyed Orange to LC/UPC Fiber Patch Cord, 1.6 mm Duplex, Riser | CommScope® | SYSTIMAX InstaPATCH® 360 | FEW | Fiber patch cord ¦ duplex
FEWL9L921 |  | Base Product | Singlemode LC/UPC Keyed Rose to LC/UPC Keyed Rose Fiber Patch Cord, 1.6 mm Simplex, Riser | CommScope® | SYSTIMAX InstaPATCH® 360 | FEW | Fiber patch cord ¦ simplex
FEWL9LC42 |  | Base Product | Singlemode LC/UPC Keyed Rose to LC/UPC Fiber Patch Cord, 1.6 mm Duplex, Riser | CommScope® | SYSTIMAX InstaPATCH® 360 | FEW | Fiber patch cord ¦ duplex
FEWLCSA21 |  | Base Product | Singlemode LC/UPC to SC/APC, Fiber Patch Cord, 1.6 mm Simplex, Riser | CommScope® | SYSTIMAX InstaPATCH® 360 | FEW | Fiber patch cord ¦ simplex
FEXL1LC21 |  | Base Product | OM4 LC/UPC Keyed Red to LC/UPC Fiber Patch Cord, 1.6 mm Simplex, Riser | CommScope® | SYSTIMAX InstaPATCH® 360 | FEX | Fiber patch cord ¦ simplex
FEWSASA21 |  | Base Product | Singlemode SC APC to SC APC, Fiber Patch Cord, 1.6 mm Simplex, Riser | CommScope® | SYSTIMAX InstaPATCH® 360 | FEW | Fiber patch cord ¦ simplex
FEXL1SC21 |  | Base Product | OM4 LC/UPC Keyed Red to SC/UPC Fiber Patch Cord, 1.6 mm Simplex, Riser | CommScope® | SYSTIMAX InstaPATCH® 360 | FEX | Fiber patch cord ¦ simplex
FEXL8SC21 |  | Base Product | OM4 LC/UPC Keyed Aqua to SC/UPC Fiber Patch Cord, 1.6 mm Simplex, Riser | CommScope® | SYSTIMAX InstaPATCH® 360 | FEX | Fiber patch cord ¦ simplex
FEXL7SC21 |  | Base Product | OM4 LC/UPC Keyed Brown to SC/UPC Fiber Patch Cord, 1.6 mm Simplex, Riser | CommScope® | SYSTIMAX InstaPATCH® 360 | FEX | Fiber patch cord ¦ simplex
FEXL8SC42 |  | Base Product | OM4 LC/UPC Keyed Aqua to SC/UPC Fiber Patch Cord, 1.6 mm Duplex, Riser | CommScope® | SYSTIMAX InstaPATCH® 360 | FEX | Fiber patch cord ¦ duplex
FFXLCSC42 |  | Base Product | OM4 LC/UPC to SC/UPC, Fiber Patch Cord, 1.6 mm Duplex, Low Smoke Zero Halogen (LSZH) | CommScope® | SYSTIMAX InstaPATCH® 360 | FFX | Fiber patch cord ¦ duplex
FFXLCLC42 |  | Base Product | Fiber Patch Cord, LC/UPC/UPC to LC/UPC/UPC, Multimode OM4, 1.6 mm Duplex, Low Smoke Zero Halogen (LSZH) | CommScope® | SYSTIMAX InstaPATCH® 360 | FFX | Fiber patch cord ¦ duplex
2055108 |  | Base Product | Fiber Optic Patch Cord, Duplex, OM3, SC/UPC to SC/UPC, LSZH, Aqua | CommScope® |  | 205 | Fiber patch cord ¦ duplex
2160544 |  | Base Product | Fiber Optic Patch Cord, Duplex, Multimode, LC/UPC to LC/UPC, LSZH, aqua | CommScope® |  | 216 | Fiber patch cord ¦ duplex
CV5972-000 | OCJ-L1-02MASHA-L2 | Variant of OCJ | Fiber Optic Patch Cord, Duplex, Singlemode, LC/UPC to LC/APC, yellow, 2 m |  |  | OCJ | Fiber patch cord ¦ duplex
FPC2-APSC/PLC-1M |  | Variant of FPC2 | Fiber Optic Patch Cord, Duplex, Singlemode, SC/APC to LC/UPC, yellow, 1 m |  |  | FPC2 | Fiber patch cord ¦ duplex
FPC2-SPLC-3M |  | Variant of FPC2 | Fiber Optic Patch Cord, Duplex, Singlemode, LC/UPC to LC/UPC, yellow, 3 m |  |  | FPC2 | Fiber patch cord ¦ duplex
FPC2Y-SDLC-P-0.5M |  | Variant of FPC2Y | Fiber Optic Patch Cord, Duplex, Singlemode, LC/UPC to LC/UPC, yellow, 0.5 m |  |  | FPC2Y | Fiber patch cord ¦ duplex
FPC2Y-SDLC-P-1.2M |  | Variant of FPC2Y | Fiber Optic Patch Cord, Duplex, Singlemode, LC/UPC to LC/UPC, yellow, 1.2 m |  |  | FPC2Y | Fiber patch cord ¦ duplex
FPC2-SPSC-7M |  | Variant of FPC2 | Fiber Optic Patch Cord, Duplex, Singlemode, SC/UPC to SC/UPC, yellow, 7 m |  |  | FPC2 | Fiber patch cord ¦ duplex
FPC2Y-SPSC-P-8M |  | Variant of FPC2Y | Fiber Optic Patch Cord, Duplex, Singlemode, SC/UPC to SC/UPC, yellow, 8 m |  |  | FPC2Y | Fiber patch cord ¦ duplex
FPC2Y-SPSC-P-1.9M |  | Variant of FPC2Y | Fiber Optic Patch Cord, Duplex, Singlemode, SC/UPC to SC/UPC, yellow, 1.9 m |  |  | FPC2Y | Fiber patch cord ¦ duplex
FPC2Y-SPSC-P-14M |  | Variant of FPC2Y | Fiber Optic Patch Cord, Duplex, Singlemode, SC/UPC to SC/UPC, yellow, 14 m |  |  | FPC2Y | Fiber patch cord ¦ duplex
FPC2Y-SDLC-P-2.2M |  | Variant of FPC2Y | Fiber Optic Patch Cord, Duplex, Singlemode, LC/UPC to LC/UPC, yellow, 2.2 m |  |  | FPC2Y | Fiber patch cord ¦ duplex
FPC2Y-SPSC-P-6M |  | Variant of FPC2Y | Fiber Optic Patch Cord, Duplex, Singlemode, SC/UPC to SC/UPC, yellow, 6 m |  |  | FPC2Y | Fiber patch cord ¦ duplex
FPCDY-SPSC-P-2M |  | Variant of FPCDY | Fiber Optic Patch Cord, Simplex, Singlemode, SC/UPC to SC/UPC, yellow, 2 m |  |  | FPCDY | Fiber patch cord ¦ simplex
FPCDY-SPSC-P-14M |  | Variant of FPCDY | Fiber Optic Patch Cord, Simplex, Singlemode, SC/UPC to SC/UPC, yellow, 14 m |  |  | FPCDY | Fiber patch cord ¦ simplex
FPCDY-SPSC-P-10M |  | Variant of FPCDY | Fiber Optic Patch Cord, Simplex, Singlemode, SC/UPC to SC/UPC, yellow, 10 m |  |  | FPCDY | Fiber patch cord ¦ simplex
FPCDY-SPSC-P-6M |  | Variant of FPCDY | Fiber Optic Patch Cord, Simplex, Singlemode, SC/UPC to SC/UPC, yellow, 6 m |  |  | FPCDY | Fiber patch cord ¦ simplex
MA-SD |  | Variant of MA | Fiber Optic Patch Cord, Multi-fiber, Singlemode, LC/APC to LC/APC, Yellow |  |  | MA | Fiber distribution cable assembly
UQVLCLCGD |  | Base Product | Ultra Low Loss (ULL) OM5 LC/UPC to LC/UPC Fanout Cable, 12-Fiber, Plenum | CommScope® | SYSTIMAX ULL |  | Fiber array cable assembly
UQXLCLCGD |  | Base Product | Ultra Low Loss (ULL) OM4 LC/UPC to LC/UPC Fanout Cable, 12-Fiber, Plenum | CommScope® | SYSTIMAX ULL |  | Fiber array cable assembly
ALGLGUCCM |  | Base Product | Ultra Low Loss ULL TeraSPEED® LC/UPC to Unconnectorized Ruggedized fanout Cable, 144-Fiber, Plenum, 12 fiber PmP 2.0 mm Dca | CommScope® | SYSTIMAX ULL |  | Ruggedized fanout
UNGECLGCK |  | Base Product | Ultra Low Loss ULL TeraSPEED® LSH to LC/APC Grade B, Ruggedized fanout Cable, 72-Fiber, LSZH, 12 fiber PmP 2.0 mm Dca | CommScope® | SYSTIMAX ULL |  | Ruggedized fanout
UNGLCLCT4 |  | Base Product | Ultra Low Loss ULL TeraSPEED® LC/UPC to LC/UPC Ruggedized fanout Cable, 4-Fiber, LSZH, 8 fiber PmP 2.0 mm Dca | CommScope® | SYSTIMAX ULL |  | Ruggedized fanout
UNGLCUCCL |  | Base Product | Ultra Low Loss ULL TeraSPEED® LC/UPC to Unconnectorized Ruggedized fanout Cable, 96-Fiber, Dual Rated LSZH/Riser, 12 fiber PmP 2.0mm | CommScope® | SYSTIMAX ULL |  | Ruggedized fanout
FPXLCLCDD |  | Base Product | OM4 LC/UPC to LC/UPC 12-Fiber InstaPATCH® 360 Indoor/Outdoor Armored Ruggedized Fanout Cable, LSZH/Riser | CommScope® | SYSTIMAX InstaPATCH® 360 |  | Ruggedized fanout
1-1920721-5 | OCJ-L2-15MASHA-S2 | Variant of OCJ | Fiber Optic Patch Cord, Duplex, Singlemode, LC/APC to SC/APC, yellow, 15 m |  |  | OCJ | Fiber patch cord ¦ duplex
1-2105032-8 |  | Variant of 2105032 | Fiber Optic Patch Cord, Duplex, Singlemode, LC/UPC to SC/UPC, yellow, 18 m | CommScope® |  | 210 | Fiber patch cord ¦ duplex
1434354 | FPCFW-SPSC/APSC-P-3M | Variant of FPCFW | Fiber Optic Patch Cord, Simplex, Singlemode, SC/UPC to SC/APC, blue, 3 m |  |  | FPCFW | Fiber patch cord ¦ simplex
1442444 | FPC2Y-APSC/DLC-P-1.9M | Variant of FPC2Y | Fiber Optic Patch Cord, Duplex, Singlemode, SC/APC to LC/UPC, yellow, 1.9 m |  |  | FPC2Y | Fiber patch cord ¦ duplex
1443784 | FPC2Y-APSC/DLC-P-0.8M | Variant of FPC2Y | Fiber Optic Patch Cord, Duplex, Singlemode, SC/APC to LC/UPC, yellow, 0.8 m |  |  | FPC2Y | Fiber patch cord ¦ duplex
1444107 | FPC2Y-APSC/DLC-P-5M | Variant of FPC2Y | Fiber Optic Patch Cord, Duplex, Singlemode, SC/APC to LC/UPC, yellow, 5 m |  |  | FPC2Y | Fiber patch cord ¦ duplex
1450610 | FPC2Y-APSC/DLC-P-2.3M | Variant of FPC2Y | Fiber Optic Patch Cord, Duplex, Singlemode, SC/APC to LC/UPC, yellow, 2.3 m |  |  | FPC2Y | Fiber patch cord ¦ duplex
1455689 | FPCMY-SPSC/PLC-P-2M | Variant of FPCMY | Fiber Optic Patch Cord, Simplex, Singlemode, SC/UPC to LC/UPC, yellow, 2 m |  |  | FPCMY | Fiber patch cord ¦ simplex
1445603 | FPC2Y-SPSC/DLC-P-0.9M | Variant of FPC2Y | Fiber Optic Patch Cord, Duplex, Singlemode, SC/UPC to LC/UPC, yellow, 0.8 m |  |  | FPC2Y | Fiber patch cord ¦ duplex
FSWL2UCWH |  | Base Product | TeraSPEED® LC/UPC Keyed Yellow to Unconnectorized, Distribution Cable, 48-Fiber, Plenum | CommScope® | SYSTIMAX InstaPATCH® 360 |  | Fiber distribution cable assembly
FSXLCLCWH |  | Base Product | LazrSPEED® 550 LC/UPC to LC/UPC, Distribution Cable, 48-Fiber, Plenum | CommScope® | SYSTIMAX InstaPATCH® 360 |  | Fiber distribution cable assembly
FSXLCLCWM |  | Base Product | LazrSPEED® 550 LC/UPC to LC/UPC, Distribution Cable, 144-Fiber, Plenum | CommScope® | SYSTIMAX InstaPATCH® 360 |  | Fiber distribution cable assembly
FSZL2L2WH |  | Base Product | LazrSPEED® 300 LC/UPC Keyed Yellow to LC/UPC Keyed Yellow, Distribution Cable, 48-Fiber, Plenum | CommScope® | SYSTIMAX InstaPATCH® 360 |  | Fiber distribution cable assembly
FLWSASAAD |  | Base Product | Singlemode SC/APC to SC/APC, InstaPATCH® 360 Ruggedized Fiber Fanout Cable Assembly, 12-Fiber, Plenum | CommScope® | SYSTIMAX InstaPATCH® 360 |  | Ruggedized fanout
1-2105061-5 |  | Variant of 2105061 | Fiber Optic Patch Cord, Duplex, Multimode, LC/UPC to LC/UPC, LSZH & OFNR, aqua, 15 m | CommScope® |  | 210 | Fiber patch cord ¦ duplex
1-2105061-0 |  | Variant of 2105061 | Fiber Optic Patch Cord, Duplex, Multimode, LC/UPC to LC/UPC, LSZH & OFNR, aqua, 10 m | CommScope® |  | 210 | Fiber patch cord ¦ duplex
1471811 | FPM-07/K-AN050M-25/39 | Variant | Fiber Optic Patch Cord, Multi-fiber, Singlemode, 4 fibers, SC/UPC to LC/UPC, yellow, 50 m |  |  | FPM | Fiber distribution cable assembly
1474193 | FPM-07/7-AT011M-25/25 | Variant | Fiber Optic Patch Cord, Multi-fiber, Singlemode, 24 fibers, SC/UPC to SC/UPC, yellow, 11 m |  |  | FPM | Fiber distribution cable assembly
1473125 | FPM-07/K-AN019M-25/39 | Variant | Fiber Optic Patch Cord, Multi-fiber, Singlemode, 4 fibers, SC/UPC to LC/UPC, yellow, 19 m |  |  | FPM | Fiber distribution cable assembly
1661662 | FPM-07/7-AT044M-39/25 | Variant | Fiber Optic Patch Cord, Multi-fiber, Singlemode, 24 fibers, SC/UPC to SC/UPC, 44 m |  |  | FPM | Fiber distribution cable assembly
1666024 | FPM-07/7-AN046M-25/39 | Variant | Fiber Optic Patch Cord, Multi-fiber, Singlemode, 4 fibers, SC/UPC to SC/UPC, yellow, 46 m |  |  | FPM | Fiber distribution cable assembly
1688456 | FPM-07/7-AT080M-39/25 | Variant | Fiber Optic Patch Cord, Multi-fiber, Singlemode, 24 fibers, SC/UPC to SC/UPC, yellow, 80 m |  |  | FPM | Fiber distribution cable assembly
320000110751 | FPM-07/7-AT072M-39/60 | Variant | Fiber Optic Patch Cord, OS2, SC/UPC-SC/UPC, 24F RBR, 2.0 mm subunits, 72 m, yellow, 39"/60" breakouts |  |  | FPM | Fiber distribution cable assembly
300001741320 | FPM-07/7-AT028M-25/60 | Variant | Fiber Optic Patch Cord, Multi-fiber, Singlemode, 24 fibers, SC/UPC to SC/UPC, yellow, 28 m |  |  | FPM | Fiber distribution cable assembly
300001751306 | FPM-07/7-AC028M-25/39 | Variant | Fiber Optic Patch Cord, Multi-fiber, Singlemode, 2 fibers, SC/UPC to SC/UPC, yellow, 28 m |  |  | FPM | Fiber distribution cable assembly
300001749020 | FPM-07/7-AT020M-25/60 | Variant | Fiber Optic Patch Cord, OS2, SC/UPC-SC/UPC, 24F RBR, 2.0 mm subunits, 20 m, yellow, 25"/60" breakouts |  |  | FPM | Fiber distribution cable assembly
ULGLAUCC6 |  | Base Product | Ultra Low Loss ULL TeraSPEED® LC/APC to LC/APC Ruggedized fanout Cable, 12-Fiber, Plenum, 12 fiber PmP 2.0 mm Dca | CommScope® | SYSTIMAX ULL |  | Ruggedized fanout
UNXLCUCC6 |  | Base Product | Ultra Low Loss ULL LazrSPEED® 550 LC/UPC to Unconnectorized, Ruggedized fanout Cable, 6-Fiber, LSZH, PmP 2.0 mm Dca Cable | CommScope® | SYSTIMAX ULL |  | Ruggedized fanout
1-2105093-5 |  | Variant of 2105093 | Fiber Optic Patch Cord, Duplex, OM4, SC/UPC to SC/UPC, LSZH & OFNR, aqua, 15 m | CommScope® |  | 210 | Fiber patch cord ¦ duplex
1-2160544-9 |  | Variant of 2160544 | Fiber Optic Patch Cord, Duplex, Multimode, LC/UPC to LC/UPC, aqua, 1.9 m | CommScope® |  | 216 | Fiber patch cord ¦ duplex
2-2105028-0 |  | Variant of 2105028 | Fiber Optic Patch Cord, Duplex, Singlemode, LC/UPC to LC/UPC, yellow, 20 m | CommScope® |  | 210 | Fiber patch cord ¦ duplex
2-2105028-1 |  | Variant of 2105028 | Fiber Optic Patch Cord, Duplex, Singlemode, LC/UPC to LC/UPC, yellow, 21 m | CommScope® |  | 210 | Fiber patch cord ¦ duplex
2-2105067-0 |  | Variant of 2105067 | Fiber Optic Patch Cord, Duplex, Multimode, LC/UPC to LC/UPC, aqua, 20 m | CommScope® |  | 210 | Fiber patch cord ¦ duplex
2105027-7 |  | Variant of 2105027 | Fiber Optic Patch Cord, OM3, LC to LC duplex, 1.8 mm LSZH & OFNR, 7 m, aqua | CommScope® |  | 210 | Fiber patch cord ¦ duplex
2105028-5 |  | Variant of 2105028 | Fiber Optic Patch Cord, OS2, LC to LC duplex, 1.8 mm LSZH & OFNR, 5 m | CommScope® |  | 210 | Fiber patch cord ¦ duplex
3-2105027-3 |  | Variant of 2105027 | Fiber Optic Patch Cord, OM3, LC/LC duplex, 1.8 mm LSZH & OFNR, 33 m, aqua | CommScope® |  | 210 | Fiber patch cord ¦ duplex
3-2160046-0 |  | Variant of 2160046 | Fiber Optic Patch Cord, OM4, LC duplex to LC duplex, LSZH, 30 m, aqua | CommScope® |  | 216 | Fiber patch cord ¦ duplex
4-2105027-5 |  | Variant of 2105027 | Fiber Optic Patch Cord, OM3, LC/LC duplex, 1.8 mm LSZH & OFNR, 45 m, aqua | CommScope® |  | 210 | Fiber patch cord ¦ duplex
6-2160046-0 |  | Variant of 2160046 | Fiber Optic Patch Cord, Duplex, Multimode, LC/UPC to LC/UPC, aqua, 60 m | CommScope® |  | 216 | Fiber patch cord ¦ duplex
6-2160046-5 |  | Variant of 2160046 | Fiber Optic Patch Cord, Duplex, Multimode, LC/UPC to LC/UPC, aqua, 65 m | CommScope® |  | 216 | Fiber patch cord ¦ duplex
8-2160046-7 |  | Variant of 2160046 | Fiber Optic Patch Cord, Duplex, Multimode, LC/UPC to LC/UPC, aqua, 100 m | CommScope® |  | 216 | Fiber patch cord ¦ duplex
9-2160046-2 |  | Variant of 2160046 | Fiber Optic Patch Cord, Duplex, Multimode, LC/UPC to LC/UPC, aqua, 2.5 m | CommScope® |  | 216 | Fiber patch cord ¦ duplex
760253498 | OCJ-EC-03MASIA-S2 | Variant of OCJ | Fiber Optic Patch Cord, Simplex, Singlemode, LSH/APC to SC/APC, 1.8 mm diameter, yellow, 3m |  |  | OCJ | Fiber patch cord ¦ simplex
UDGLCLA21 |  | Base Product | Ultra Low Loss Singlemode, LC/UPC to LC/APC, Fiber Patch Cord, 1.6 mm Simplex, Plenum | CommScope® | SYSTIMAX ULL | UDG | Fiber patch cord ¦ simplex
760255326 | OCJ-EC-02MASIA-L1 | Variant of OCJ | Fiber Optic Patch Cord, Simplex, Singlemode, LSH/APC to LC/UPC, 1.8 mm diameter, yellow, 2m |  |  | OCJ | Fiber patch cord ¦ simplex
CC1782-000 | OCJ-L1-20MASIA-S3 | Variant of OCJ | Fiber Optic Patch Cord, Simplex, Singlemode, LC/UPC to SC/APC 9°, yellow, 20 m |  |  | OCJ | Fiber patch cord ¦ simplex
760245622 | OCJ-L1-25MASIA-S3 | Variant of OCJ | Fiber Optic Patch Cord, Simplex, Singlemode, LC/UPC to SC/APC 9°, yellow, 25 m |  |  | OCJ | Fiber patch cord ¦ simplex
1920838-2 | OCJ-L1-02MASHA-S3 | Variant of OCJ | Fiber Optic Patch Cord, Duplex, Singlemode, LC/UPC to SC/APC 9°, yellow, 2 m |  |  | OCJ | Fiber patch cord ¦ duplex
2055582-3 | OCJ-L1-03MASHA-S2 | Variant of OCJ | Fiber Optic Patch Cord, Duplex, Singlemode, LC/UPC to SC/APC, yellow, 3 m |  |  | OCJ | Fiber patch cord ¦ duplex
2055442-1 | OCJ-L1-01MASHA-S1 | Variant of OCJ | Fiber Optic Patch Cord, Duplex, Singlemode, LC/UPC to SC/UPC, yellow, 1 m |  |  | OCJ | Fiber patch cord ¦ duplex
760250027 | OCJ-LG-03MASIA-LG | Variant of OCJ | Fiber Optic Patch Cord, Simplex, Singlemode, LC/APC to LC/APC, yellow, 3 m |  |  | OCJ | Fiber patch cord ¦ simplex
2161003-5 | OCJ-LG-05MASIA-LG | Variant of OCJ | Fiber Optic Patch Cord, Simplex, Singlemode, LC/APC to LC/APC, yellow, 5 m |  |  | OCJ | Fiber patch cord ¦ simplex
760242835 | OCJ-LG-01MASIA-SH | Variant of OCJ | Fiber Optic Patch Cord, Simplex, Singlemode, LC/APC to SC/APC 9°, yellow, 1 m |  |  | OCJ | Fiber patch cord ¦ simplex
760252491 | OCJ-LF-15MASHA-SF | Variant of OCJ | Fiber Optic Patch Cord, Duplex, Singlemode, LC/UPC to SC/UPC, yellow, 15 m |  |  | OCJ | Fiber patch cord ¦ duplex
FLWSCSCAH |  | Base Product | SingleMode SC/UPC to SC/UPC, InstaPATCH® 360 Ruggedized Fiber Fanout Cable Assembly, 48-Fiber, Plenum | CommScope® | SYSTIMAX InstaPATCH® 360 |  | Ruggedized fanout
FLWSCSCAK |  | Base Product | Singlemode SC/UPC to SC/UPC 72-Fiber InstaPATCH® 360 Ruggedized Fanout Cable, Plenum | CommScope® | SYSTIMAX InstaPATCH® 360 |  | Ruggedized fanout
FLXLCUCAK |  | Base Product | OM4 LC/UPC to Unconnectorized 72-Fiber InstaPATCH® 360 Ruggedized Fanout Cable, Plenum | CommScope® | SYSTIMAX InstaPATCH® 360 |  | Ruggedized fanout
FLXLCLCAK |  | Base Product | OM4 LC/UPC to LC/UPC 72-Fiber InstaPATCH® 360 Ruggedized Fanout Cable, Plenum | CommScope® | SYSTIMAX InstaPATCH® 360 |  | Ruggedized fanout
FLXLCUCAD |  | Base Product | OM4 LC/UPC to Unconnectorized 12-Fiber InstaPATCH® 360 Ruggedized Fanout Cable, Plenum | CommScope® | SYSTIMAX InstaPATCH® 360 |  | Ruggedized fanout
FLZLCLCAF |  | Base Product | OM3 LC/UPC to LC/UPC 24-Fiber InstaPATCH® 360 Ruggedized Fanout Cable, Plenum | CommScope® | SYSTIMAX InstaPATCH® 360 |  | Ruggedized fanout
FNWLCLCAG |  | Base Product | Singlemode LC/UPC to LC/UPC, InstaPATCH® 360 Ruggedized Fiber Fanout Cable Assembly, 36-Fiber, Low Smoke Zero Halogen (LSZH) | CommScope® | SYSTIMAX InstaPATCH® 360 |  | Ruggedized fanout
FNWLASAAF |  | Base Product | SingleMode LC/APC to SC/APC, Ruggedized Fiber Fanout Cable Assembly, 24-Fiber, Low Smoke Zero Halogen (LSZH) | CommScope® | SYSTIMAX InstaPATCH® 360 |  | Ruggedized fanout
URGQPQPHF |  | Base Product | Ultra Low Loss (ULL) Singlemode, MPO/8(Unpinned) to MPO/8(Unpinned), 24-Fiber, LSZH,array cord | CommScope® | SYSTIMAX ULL |  | Fiber array cable assembly
AQGMPLUGD |  | Base Product | Singlemode MPO12 (Unpinned) to LC/UPC Uniboot, Array Cord, 12-Fiber, Plenum | CommScope® |  |  | Fiber array cable assembly
FRWMPMPGD |  | Base Product | Singlemode MPO (Unpinned) to MPO (Unpinned), InstaPATCH® 360 Array Cord, 12-Fiber, Low Smoke Zero Halogen | CommScope® | SYSTIMAX InstaPATCH® 360 |  | Fiber array cable assembly
FRZMPLCGD |  | Base Product | OM3 MPO (Unpinned) to LC/UPC, InstaPATCH® 360 Array Cord, 12-Fiber, Low Smoke Zero Halogen | CommScope® | SYSTIMAX InstaPATCH® 360 |  | Fiber array cable assembly
FRZMPMXGD |  | Base Product | OM3 MPO (Unpinned) to MPO (Pinned), InstaPATCH® 360 Array Cord, 12-Fiber, Low Smoke Zero Halogen | CommScope® | SYSTIMAX InstaPATCH® 360 |  | Fiber array cable assembly
U3GMPMPCG |  | Base Product | Ultra Low Loss ULL TeraSPEED® MPO(Unpinned) to MPO(Unpinned) Pre-terminated Trunk Cable, MPO12, 36-Fiber, LSZH, 12 fiber PmP 2.0 mm /B2ca | CommScope® | SYSTIMAX ULL |  | Fiber trunk cable assembly
U3GMXMXCD |  | Base Product | Ultra Low Loss ULL TeraSPEED® MPO(Pinned) to MPO(Pinned) Pre-terminated Trunk Cable, MPO12, 12-Fiber, LSZH, 12 fiber PmP 2.0 mm /B2ca | CommScope® | SYSTIMAX ULL |  | Fiber trunk cable assembly
U3GMXUCAH |  | Base Product | Ultra Low Loss (ULL) Singlemode MPO (Pinned) to Unconnectorized, Fiber Trunk Cable Assembly, 48-Fiber, CPR Class B2ca, Low Smoke Zero Halogen/Riser | CommScope® | SYSTIMAX ULL |  | Fiber trunk cable assembly |  | Discontinued
U3GMXMXCG |  | Base Product | Ultra Low Loss ULL TeraSPEED® MPO(Pinned) to MPO(Pinned) Pre-terminated Trunk Cable, MPO12, 36-Fiber, LSZH, 12 fiber PmP 2.0 mm /B2ca | CommScope® | SYSTIMAX ULL |  | Fiber trunk cable assembly
U3GQXQXQF |  | Base Product | Ultra Low Loss (ULL) Singlemode, MPO8 QSFP Pinned to MPO8 QSFP Pinned, Fiber Trunk Cable Assembly, 24-Fiber, Low Smoke Zero Halogen | CommScope® | SYSTIMAX ULL |  | Fiber trunk cable assembly |  | Discontinued
U3GMXMXCL |  | Base Product | Ultra Low Loss ULL TeraSPEED® MPO(Pinned) to MPO(Pinned) Pre-terminated Trunk Cable, MPO12, 96-Fiber, LSZH, 12 fiber PmP 2.0 mm /B2ca | CommScope® | SYSTIMAX ULL |  | Fiber trunk cable assembly
U3GMXMXAK |  | Base Product | Ultra Low Loss (ULL) Singlemode MPO12 (Pinned) to MPO12 (Pinned), Fiber Trunk Cable Assembly, 72-Fiber, Low Smoke Zero Halogen (LSZH) | CommScope® | SYSTIMAX ULL |  | Fiber trunk cable assembly |  | Discontinued
U3GMXMXCM |  | Base Product | Ultra Low Loss ULL TeraSPEED® MPO(Pinned) to MPO(Pinned) Pre-terminated Trunk Cable, MPO12, 144-Fiber, LSZH, 12 fiber PmP 2.0 mm /B2ca | CommScope® | SYSTIMAX ULL |  | Fiber trunk cable assembly
ULGMPLFCL |  | Base Product | Ultra Low Loss ULL TeraSPEED® MPO(Unpinned) to LC/UPC G B Ruggedized fanout Cable, 96-Fiber, Plenum, 12 fiber PmP 2.0 mm Dca | CommScope® | SYSTIMAX ULL |  | Ruggedized fanout
ULGMXLCAF |  | Base Product | Ultra Low Loss Singlemode MPO12 Pinned to LC/UPC 24-Fiber InstaPATCH® 360 Ruggedized Fanout Cable, Plenum | CommScope® | SYSTIMAX InstaPATCH® 360 ¦ SYSTIMAX ULL |  | Ruggedized fanout
ULGMXLACG |  | Base Product | Ultra Low Loss ULL TeraSPEED® MPO(Pinned) to LC/APC Ruggedized fanout Cable, 36-Fiber, Plenum, 12 fiber PmP 2.0 mm Dca | CommScope® | SYSTIMAX ULL |  | Ruggedized fanout
ULGMPSCCD |  | Base Product | Ultra Low Loss ULL TeraSPEED® MPO(Unpinned) to SC/UPC Ruggedized fanout Cable, 12-Fiber, Plenum, 12 fiber PmP 2.0 mm Dca | CommScope® | SYSTIMAX ULL |  | Ruggedized fanout
ULGMPLGCK |  | Base Product | Ultra Low Loss ULL TeraSPEED® MPO(Unpinned) to LC/APC G B Ruggedized fanout Cable, 72-Fiber, Plenum, 12 fiber PmP 2.0 mm Dca | CommScope® | SYSTIMAX ULL |  | Ruggedized fanout
ULGMXLGCL |  | Base Product | Ultra Low Loss ULL TeraSPEED® MPO(Pinned) to LC/APC G B Ruggedized fanout Cable, 96-Fiber, Plenum, 12 fiber PmP 2.0 mm Dca | CommScope® | SYSTIMAX ULL |  | Ruggedized fanout
ULGMPLUCM |  | Base Product | Ultra Low Loss ULL TeraSPEED® MPO(Unpinned) to LC/UPC Uniboot Ruggedized fanout Cable, 144-Fiber, Plenum, 12 fiber PmP 2.0 mm Dca | CommScope® | SYSTIMAX ULL |  | Ruggedized fanout
ULGMXLCCK |  | Base Product | Ultra Low Loss ULL TeraSPEED® MPO(Pinned) to LC/UPC Ruggedized fanout Cable, 72-Fiber, Plenum, 12 fiber PmP 2.0 mm Dca | CommScope® | SYSTIMAX ULL |  | Ruggedized fanout
ULGMXLUCF |  | Base Product | Ultra Low Loss ULL TeraSPEED® MPO(Pinned) to LC/UPC Uniboot Ruggedized fanout Cable, 24-Fiber, Plenum, 12 fiber PmP 2.0 mm Dca | CommScope® | SYSTIMAX ULL |  | Ruggedized fanout
ULGMXLUCG |  | Base Product | Ultra Low Loss ULL TeraSPEED® MPO(Pinned) to LC/UPC Uniboot Ruggedized fanout Cable, 36-Fiber, Plenum, 12 fiber PmP 2.0 mm Dca | CommScope® | SYSTIMAX ULL |  | Ruggedized fanout
ULVMPLCCG |  | Base Product | Ultra Low Loss ULL LazrSPEED® 550 OM5 MPO(Unpinned) to LC/UPC Ruggedized fanout Cable, 36-Fiber, Plenum, 12 fiber PmP 2.0 mm Dca | CommScope® | SYSTIMAX ULL |  | Ruggedized fanout
ULVMPLCCH |  | Base Product | Ultra Low Loss ULL LazrSPEED® 550 OM5 MPO(Unpinned) to LC/UPC Ruggedized fanout Cable, 48-Fiber, Plenum, 12 fiber PmP 2.0 mm Dca | CommScope® | SYSTIMAX ULL |  | Ruggedized fanout
ULVMXLUCF |  | Base Product | Ultra Low Loss ULL LazrSPEED® 550 OM5 MPO(Pinned) to LC/UPC Uniboot Ruggedized fanout Cable, 24-Fiber, Plenum, 12 fiber PmP 2.0 mm Dca | CommScope® | SYSTIMAX ULL |  | Ruggedized fanout
ULVMPSCCF |  | Base Product | Ultra Low Loss ULL LazrSPEED® 550 OM5 MPO(Unpinned) to SC/UPC Ruggedized fanout Cable, 24-Fiber, Plenum, 12 fiber PmP 2.0 mm Dca | CommScope® | SYSTIMAX ULL |  | Ruggedized fanout
ULVMXLUCK |  | Base Product | Ultra Low Loss ULL LazrSPEED® 550 OM5 MPO(Pinned) to LC/UPC Uniboot Ruggedized fanout Cable, 72-Fiber, Plenum, 12 fiber PmP 2.0 mm Dca | CommScope® | SYSTIMAX ULL |  | Ruggedized fanout
ULVMXSCCL |  | Base Product | Ultra Low Loss ULL LazrSPEED® 550 OM5 MPO(Pinned) to SC/UPC Ruggedized fanout Cable, 96-Fiber, Plenum, 12 fiber PmP 2.0 mm Dca | CommScope® | SYSTIMAX ULL |  | Ruggedized fanout
ULVMXLCCH |  | Base Product | Ultra Low Loss ULL LazrSPEED® 550 OM5 MPO(Pinned) to LC/UPC Ruggedized fanout Cable, 48-Fiber, Plenum, 12 fiber PmP 2.0 mm Dca | CommScope® | SYSTIMAX ULL |  | Ruggedized fanout
ULVMXLCCL |  | Base Product | Ultra Low Loss ULL LazrSPEED® 550 OM5 MPO(Pinned) to LC/UPC Ruggedized fanout Cable, 96-Fiber, Plenum, 12 fiber PmP 2.0 mm Dca | CommScope® | SYSTIMAX ULL |  | Ruggedized fanout
ULXMXLUCD |  | Base Product | Ultra Low Loss ULL LazrSPEED® 550 MPO(Pinned) to LC/UPC Uniboot Ruggedized fanout Cable, 12-Fiber, Plenum, 12 fiber PmP 2.0 mm Dca | CommScope® | SYSTIMAX ULL |  | Ruggedized fanout
ULXMPLUCL |  | Base Product | Ultra Low Loss ULL LazrSPEED® 550 MPO(Unpinned) to LC/UPC Uniboot Ruggedized fanout Cable, 96-Fiber, Plenum, 12 fiber PmP 2.0 mm Dca | CommScope® | SYSTIMAX ULL |  | Ruggedized fanout
ULXMXLUCG |  | Base Product | Ultra Low Loss ULL LazrSPEED® 550 MPO(Pinned) to LC/UPC Uniboot Ruggedized fanout Cable, 36-Fiber, Plenum, 12 fiber PmP 2.0 mm Dca | CommScope® | SYSTIMAX ULL |  | Ruggedized fanout
UNGMPLCAH |  | Base Product | Ultra Low Loss Singlemode MPO12 Unpinned to LC/UPC 48-Fiber InstaPATCH® 360 Ruggedized Fanout Cable, Low Smoke Zero Halogen | CommScope® | SYSTIMAX InstaPATCH® 360 |  | Ruggedized fanout
UNGMPLCAK |  | Base Product | Ultra Low Loss Singlemode MPO12 Unpinned to LC/UPC 72-Fiber InstaPATCH® 360 Ruggedized Fanout Cable, Low Smoke Zero Halogen | CommScope® | SYSTIMAX InstaPATCH® 360 |  | Ruggedized fanout
UNGMPSACK |  | Base Product | Ultra Low Loss ULL TeraSPEED® MPO(Unpinned) to SC/APC Ruggedized fanout Cable, 72-Fiber, LSZH, 12 fiber PmP 2.0 mm Dca | CommScope® | SYSTIMAX ULL |  | Ruggedized fanout
UNGMXLCCH |  | Base Product | Ultra Low Loss ULL TeraSPEED® MPO(Pinned) to LC/UPC Ruggedized fanout Cable, 48-Fiber, LSZH, 12 fiber PmP 2.0 mm Dca | CommScope® | SYSTIMAX ULL |  | Ruggedized fanout
UNGMPSCCD |  | Base Product | Ultra Low Loss ULL TeraSPEED® MPO(Unpinned) to SC/UPC Ruggedized fanout Cable, 12-Fiber, LSZH, 12 fiber PmP 2.0 mm Dca | CommScope® | SYSTIMAX ULL |  | Ruggedized fanout
UNGMXLUCG |  | Base Product | Ultra Low Loss ULL TeraSPEED® MPO(Pinned) to LC/UPC Uniboot Ruggedized fanout Cable, 36-Fiber, LSZH, 12 fiber PmP 2.0 mm Dca | CommScope® | SYSTIMAX ULL |  | Ruggedized fanout
UNGMXLACH |  | Base Product | Ultra Low Loss ULL TeraSPEED® MPO(Pinned) to LC/APC Ruggedized fanout Cable, 48-Fiber, LSZH, 12 fiber PmP 2.0 mm Dca | CommScope® | SYSTIMAX ULL |  | Ruggedized fanout
UNGMPLGCH |  | Base Product | Ultra Low Loss ULL TeraSPEED® MPO(Unpinned) to LC/APC G B Ruggedized fanout Cable, 48-Fiber, LSZH, 12 fiber PmP 2.0 mm Dca | CommScope® | SYSTIMAX ULL |  | Ruggedized fanout
UNGMXSACM |  | Base Product | Ultra Low Loss ULL TeraSPEED® MPO(Pinned) to SC/APC Ruggedized fanout Cable, 144-Fiber, LSZH, 12 fiber PmP 2.0 mm Dca | CommScope® | SYSTIMAX ULL |  | Ruggedized fanout
UNVMPLUCM |  | Base Product | Ultra Low Loss ULL LazrSPEED® 550 OM5 MPO(Unpinned) to LC/UPC Uniboot Ruggedized fanout Cable, 144-Fiber, LSZH, 12 fiber PmP 2.0 mm Dca | CommScope® | SYSTIMAX ULL |  | Ruggedized fanout
UNGMXSCCF |  | Base Product | Ultra Low Loss ULL TeraSPEED® MPO(Pinned) to SC/UPC Ruggedized fanout Cable, 24-Fiber, LSZH, 12 fiber PmP 2.0 mm Dca | CommScope® | SYSTIMAX ULL |  | Ruggedized fanout
UNVMPSCCD |  | Base Product | Ultra Low Loss ULL LazrSPEED® 550 OM5 MPO(Unpinned) to SC/UPC Ruggedized fanout Cable, 12-Fiber, LSZH, 12 fiber PmP 2.0 mm Dca | CommScope® | SYSTIMAX ULL |  | Ruggedized fanout
UNVMXLCCM |  | Base Product | Ultra Low Loss ULL LazrSPEED® 550 OM5 MPO(Pinned) to LC/UPC Ruggedized fanout Cable, 144-Fiber, LSZH, 12 fiber PmP 2.0 mm Dca | CommScope® | SYSTIMAX ULL |  | Ruggedized fanout
UNVMPLCCF |  | Base Product | Ultra Low Loss ULL LazrSPEED® 550 OM5 MPO(Unpinned) to LC/UPC Ruggedized fanout Cable, 24-Fiber, LSZH, 12 fiber PmP 2.0 mm Dca | CommScope® | SYSTIMAX ULL |  | Ruggedized fanout
UNVMXSCCK |  | Base Product | Ultra Low Loss ULL LazrSPEED® 550 OM5 MPO(Pinned) to SC/UPC Ruggedized fanout Cable, 72-Fiber, LSZH, 12 fiber PmP 2.0 mm Dca | CommScope® | SYSTIMAX ULL |  | Ruggedized fanout
UNXMXLCCD |  | Base Product | Ultra Low Loss ULL LazrSPEED® 550 MPO(Pinned) to LC/UPC Ruggedized fanout Cable, 12-Fiber, LSZH, 12 fiber PmP 2.0 mm Dca | CommScope® | SYSTIMAX ULL |  | Ruggedized fanout
UNXMPSCCM |  | Base Product | Ultra Low Loss ULL LazrSPEED® 550 MPO(Unpinned) to SC/UPC Ruggedized fanout Cable, 144-Fiber, LSZH, 12 fiber PmP 2.0 mm Dca | CommScope® | SYSTIMAX ULL |  | Ruggedized fanout
UQGMXLUHF |  | Base Product | Ultra Low Loss Singlemode, MPO12 (Pinned) to LC/UPC Unitboot, Fiber Extension Cable Assembly, 24-Fiber, Plenum | CommScope® | SYSTIMAX ULL |  | Fiber array cable assembly
UNXMXLCCK |  | Base Product | Ultra Low Loss ULL LazrSPEED® 550 MPO(Pinned) to LC/UPC Ruggedized fanout Cable, 72-Fiber, LSZH, 12 fiber PmP 2.0 mm Dca | CommScope® | SYSTIMAX ULL |  | Ruggedized fanout
UQGQPLUHF |  | Base Product | Ultra Low Loss Singlemode, MPO8 (Unpinned) to LC/UPC Uniboot, Fiber Extension Cable Assembly, 24-Fiber, Plenum | CommScope® | SYSTIMAX ULL |  | Fiber array cable assembly
UNXMXLCAF |  | Base Product | Ultra Low Loss OM4 MPO12 Pinned to LC/UPC Uniboot 24-Fiber InstaPATCH® 360 Ruggedized Fanout Cable, Low Smoke Zero Halogen | CommScope® | SYSTIMAX InstaPATCH® 360 |  | Ruggedized fanout
UNXMXLUCL |  | Base Product | Ultra Low Loss ULL LazrSPEED® 550 MPO(Pinned) to LC/UPC Uniboot Ruggedized fanout Cable, 96-Fiber, LSZH, 12 fiber PmP 2.0 mm Dca | CommScope® | SYSTIMAX ULL |  | Ruggedized fanout
UQV2C2XHF |  | Base Product | Ultra Low Loss (ULL) OM5, MPO24 (Unpinned) to MPO24 (Pinned), 24-Fiber, Plenum Patchcord | CommScope® | SYSTIMAX ULL |  | Fiber array cable assembly
UQV2CMPHF |  | Base Product | Ultra Low Loss OM5, MPO24 (Unpinned) to MPO12 (Unpinned), Fiber Extension Cable Assembly, 24-Fiber, Plenum | CommScope® | SYSTIMAX ULL |  | Fiber array cable assembly
UQGMXLCHF |  | Base Product | Ultra Low Loss Singlemode MPO12 Pinned to LC/UPC 24-Fiber Plenum Array Cord | CommScope® | SYSTIMAX ULL |  | Fiber array cable assembly
UNXMXSCCH |  | Base Product | Ultra Low Loss ULL LazrSPEED® 550 MPO(Pinned) to SC/UPC Ruggedized Fanout Cable, 48-Fiber, LSZH, 12 fiber PmP 2.0 mm Dca | CommScope® | SYSTIMAX ULL |  | Ruggedized fanout
UQX2XLCHF |  | Base Product | Ultra Low Loss OM4 MPO24 Pinned to LC/UPC 24-Fiber Plenum Array Cord | CommScope® | SYSTIMAX ULL |  | Fiber array cable assembly
UQV2PLCHF |  | Base Product | Ultra Low Loss OM5 MPO24 Unpinned to LC/UPC 24-Fiber Plenum Array Cord | CommScope® | SYSTIMAX ULL |  | Fiber array cable assembly
UQX2XLUHF |  | Base Product | Ultra Low Loss OM4 MPO24 Pinned to LC/UPC Uniboot 24-Fiber Plenum Array Cord | CommScope® | SYSTIMAX ULL |  | Fiber array cable assembly
UQXQPQPHF |  | Base Product | Ultra Low Loss (ULL) LazrSPEED® 550 OM4, MPO/8 (Unpinned) to MPO/8 (Unpinned), 24-Fiber, Plenum array cord | CommScope® | SYSTIMAX ULL |  | Fiber array cable assembly
URGMPMPGD |  | Base Product | Ultra Low Loss (ULL) Singlemode MPO12 (Unpinned) to MPO12 (Unpinned), Fiber Trunk Cable Assembly, 12-Fiber, Low Smoke Zero Halogen (LSZH) | CommScope® | SYSTIMAX ULL |  | Fiber array cable assembly
UQXMXLUGD |  | Base Product | Ultra Low Loss OM4 MPO12 Pinned to LC/UPC Uniboot 12-Fiber Plenum Array Cord | CommScope® | SYSTIMAX ULL |  | Fiber array cable assembly
UQXQPQXHF |  | Base Product | Ultra Low Loss (ULL) LazrSPEED® 550 OM4, MPO/8 (Unpinned) to MPO/8 (Pinned), 24-Fiber, Plenum array cord | CommScope® | SYSTIMAX ULL |  | Fiber array cable assembly
UQX2P2PHF |  | Base Product | Ultra Low Loss (ULL) OM4 MPO24 (Unpinned) to MPO24 (Unpinned), Fiber Trunk Cable Assembly, 24-Fiber, Plenum | CommScope® | SYSTIMAX ULL |  | Fiber array cable assembly
UQVMXLCGD |  | Base Product | Ultra Low Loss (ULL) OM5 MPO12 (Pinned) to LC/UPC, Fiber Extension Cable Assembly, 12-Fiber, Plenum | CommScope® | SYSTIMAX ULL |  | Fiber trunk cable assembly
UQXQXLUJ8 |  | Base Product | Ultra Low Loss OM4 MPO8 Pinned to LC/UPC Uniboot 8-Fiber Plenum Array Cord | CommScope® | SYSTIMAX ULL |  | Fiber array cable assembly
UQVMXLUGD |  | Base Product | Ultra Low Loss OM5 MPO12 Pinned to LC/UPC Uniboot 12-Fiber Plenum Array Cord | CommScope® | SYSTIMAX ULL |  | Fiber array cable assembly
UQXQXQXJ8 |  | Base Product | Ultra Low Loss (ULL) OM4 MPO8 (Pinned) to MPO8 (Pinned), Fiber Extension Cable Assembly, 8-Fiber, Plenum | CommScope® | SYSTIMAX ULL |  | Fiber array cable assembly
URVQPQPJ8 |  | Base Product | Ultra Low Loss (ULL) OM5 MPO8 (Unpinned) to MPO8 (Unpinned), Fiber Trunk Cable Assembly, 8-Fiber, Low Smoke Zero Halogen | CommScope® |  |  | Fiber array cable assembly
URXQXLUJ8 |  | Base Product | Ultra Low Loss OM4 MPO8 Pinned to LC/UPC Uniboot 8-Fiber Low Smoke Zero Halogen/Riser Array Cord | CommScope® | SYSTIMAX ULL |  | Fiber array cable assembly
URV2CMPHF |  | Base Product | Ultra Low Loss OM5, MPO24 (Unpinned) to MPO12 (Unpinned), Fiber Extension Cable Assembly, 24-Fiber, Low Smoke Zero Halogen | CommScope® | SYSTIMAX ULL |  | Fiber array cable assembly
URX2P2PHF |  | Base Product | Ultra Low Loss (ULL) OM4 MPO24 (Unpinned) to MPO24 (Unpinned), Fiber Trunk Cable Assembly, 24-Fiber, Low Smoke Zero Halogen (LSZH) | CommScope® | SYSTIMAX ULL |  | Fiber array cable assembly
A3GMXMXCM |  | Base Product | Ultra Low Loss ULL TeraSPEED® MPO(Pinned) to MPO(Pinned) Pre-terminated Trunk Cable, MPO12, 144-Fiber, LSZH, 12 fiber PmP 2.0 mm /B2ca, Method A | CommScope® |  |  | Fiber trunk cable assembly
A3GMPMXCM |  | Base Product | Ultra Low Loss ULL TeraSPEED® MPO(Unpinned) to MPO(Pinned) Pre-terminated Trunk Cable, MPO12, 144-Fiber, LSZH, 12 fiber PmP 2.0 mm /B2ca, Method A | CommScope® |  |  | Fiber trunk cable assembly
A3GMPMPCM |  | Base Product | Ultra Low Loss ULL TeraSPEED® MPO(Unpinned) to MPO(Unpinned) Pre-terminated Trunk Cable, MPO12, 144-Fiber, LSZH, 12 fiber PmP 2.0 mm /B2ca, Method A | CommScope® |  |  | Fiber trunk cable assembly
A3GMPMPCD |  | Base Product | Ultra Low Loss ULL TeraSPEED® MPO(Unpinned) to MPO(Unpinned) Pre-terminated Trunk Cable, MPO12, 12-Fiber, LSZH, 12 fiber PmP 2.0 mm /B2ca, Method A | CommScope® |  |  | Fiber trunk cable assembly
A3XMPMPCM |  | Base Product | Ultra Low Loss ULL LazrSPEED® 550 MPO(Unpinned) to MPO(Unpinned) Pre-terminated Trunk Cable, MPO12, 144-Fiber, LSZH, 12 fiber PmP 2.0 mm /B2ca, Method A | CommScope® |  |  | Fiber trunk cable assembly
A3GMPMXCF |  | Base Product | Ultra Low Loss ULL TeraSPEED® MPO(Unpinned) to MPO(Pinned) Pre-terminated Trunk Cable, MPO12, 24-Fiber, LSZH, 12 fiber PmP 2.0 mm /B2ca, Method A | CommScope® |  |  | Fiber trunk cable assembly
A3GMXMPAH |  | Base Product | Singlemode MPO12 (Pinned) to MPO12 (Unpinned), Fiber Trunk Cable Assembly, 48-Fiber, B2ca, Method A, Low Smoke Zero Halogen | CommScope® |  |  | Fiber trunk cable assembly |  | Discontinued
A3XMXMXCD |  | Base Product | Ultra Low Loss ULL LazrSPEED® 550 MPO(Pinned) to MPO(Pinned) Pre-terminated Trunk Cable, MPO12, 12-Fiber, LSZH, 12 fiber PmP 2.0 mm /B2ca, Method A | CommScope® |  |  | Fiber trunk cable assembly
A3XMPMXCF |  | Base Product | Ultra Low Loss ULL LazrSPEED® 550 MPO(Unpinned) to MPO(Pinned) Pre-terminated Trunk Cable, MPO12, 24-Fiber, LSZH, 12 fiber PmP 2.0 mm /B2ca, Method A | CommScope® |  |  | Fiber trunk cable assembly
A3GMXMPAK |  | Base Product | Singlemode MPO12 (Pinned) to MPO12 (Unpinned), Fiber Trunk Cable Assembly, 72-Fiber, B2ca, Method A, Low Smoke Zero Halogen | CommScope® |  |  | Fiber trunk cable assembly |  | Discontinued
A3XMPMPCF |  | Base Product | Ultra Low Loss ULL LazrSPEED® 550 MPO(Unpinned) to MPO(Unpinned) Pre-terminated Trunk Cable, MPO12, 24-Fiber, LSZH, 12 fiber PmP 2.0 mm /B2ca, Method A | CommScope® |  |  | Fiber trunk cable assembly
A3XMPMXCL |  | Base Product | Ultra Low Loss ULL LazrSPEED® 550 MPO(Unpinned) to MPO(Pinned) Pre-terminated Trunk Cable, MPO12, 96-Fiber, LSZH, 12 fiber PmP 2.0 mm /B2ca, Method A | CommScope® |  |  | Fiber trunk cable assembly
AGGMXMXCH |  | Base Product | Ultra Low Loss ULL TeraSPEED® MPO(Pinned) to MPO(Pinned) Pre-terminated Trunk Cable, MPO12, 48-Fiber, Plenum, 12 fiber PmP 2.0 mm Dca, Method A | CommScope® |  |  | Fiber trunk cable assembly
AGGMXMPAF |  | Base Product | Singlemode MPO12 (Pinned) to MPO12 (Unpinned), Fiber Trunk Cable Assembly, 24-Fiber, Method A, Plenum | CommScope® |  |  | Fiber trunk cable assembly
AGGMPMPAL |  | Base Product | Singlemode MPO12 (Unpinned) to MPO12 (Unpinned), Fiber Trunk Cable Assembly, 96-Fiber, Method A, Plenum | CommScope® |  |  | Fiber trunk cable assembly
AGXMPMPAH |  | Base Product | OM4 MPO12 (Unpinned) to MPO12 (Unpinned), Fiber Trunk Cable Assembly, 48-Fiber, Method A, Plenum | CommScope® |  |  | Fiber trunk cable assembly
AGGMXMXCM |  | Base Product | Ultra Low Loss ULL TeraSPEED® MPO(Pinned) to MPO(Pinned) Pre-terminated Trunk Cable, MPO12, 144-Fiber, Plenum, 12 fiber PmP 2.0 mm Dca, Method A | CommScope® |  |  | Fiber trunk cable assembly
AGX2X2XBH |  | Base Product | OM4 MPO24 (Pinned) to MPO24 (Pinned), Fiber Trunk Cable Assembly, 48-Fiber, Method A, Plenum | CommScope® |  |  | Fiber trunk cable assembly
AGX2P2PBM |  | Base Product | OM4 MPO24 (Unpinned) to MPO24 (Unpinned), Fiber Trunk Cable Assembly, 144-Fiber, Method A, Plenum | CommScope® |  |  | Fiber trunk cable assembly
AGGMXUCCK |  | Base Product | Ultra Low Loss ULL TeraSPEED® MPO(Pinned) to Unconnectorized Pre-terminated Trunk Cable, MPO12, 72-Fiber, Plenum, 12 fiber PmP 2.0 mm Dca, Method A | CommScope® |  |  | Fiber trunk cable assembly
AGXMPMXCM |  | Base Product | Ultra Low Loss ULL LazrSPEED® 550 MPO(Unpinned) to MPO(Pinned) Pre-terminated Trunk Cable, MPO12, 144-Fiber, Plenum, 12 fiber PmP 2.0 mm Dca, Method A | CommScope® |  |  | Fiber trunk cable assembly
AJGMPMPAD |  | Base Product | Singlemode MPO12 (Unpinned) to MPO12 (Unpinned), Fiber Trunk Cable Assembly, 12-Fiber, Method A, Low Smoke Zero Halogen | CommScope® |  |  | Fiber trunk cable assembly
AGXMXMPAD |  | Base Product | OM4 MPO12 (Pinned) to MPO12 (Unpinned), Fiber Trunk Cable Assembly, 12-Fiber, Method A, Plenum | CommScope® |  |  | Fiber trunk cable assembly
AJGMXUCCH |  | Base Product | Ultra Low Loss ULL TeraSPEED® MPO(Pinned) to Unconnectorized Pre-terminated Trunk Cable, MPO12, 48-Fiber, LSZH, 12 fiber PmP 2.0 mm Dca, Method A | CommScope® |  |  | Fiber trunk cable assembly
AJGMPMPAM |  | Base Product | Singlemode MPO12 (Unpinned) to MPO12 (Unpinned), Fiber Trunk Cable Assembly, 144-Fiber, Method A, Low Smoke Zero Halogen | CommScope® |  |  | Fiber trunk cable assembly
AJGMXUCCL |  | Base Product | Ultra Low Loss ULL TeraSPEED® MPO(Pinned) to Unconnectorized Pre-terminated Trunk Cable, MPO12, 96-Fiber, LSZH, 12 fiber PmP 2.0 mm Dca, Method A | CommScope® |  |  | Fiber trunk cable assembly
AJGMPMPCF |  | Base Product | Ultra Low Loss ULL TeraSPEED® MPO(Unpinned) to MPO(Unpinned) Pre-terminated Trunk Cable, MPO12, 24-Fiber, LSZH, 12 fiber PmP 2.0 mm Dca, Method A | CommScope® |  |  | Fiber trunk cable assembly
AJXMPMPAF |  | Base Product | OM4 MPO12 (Unpinned) to MPO12 (Unpinned), Fiber Trunk Cable Assembly, 24-Fiber, Method A, Low Smoke Zero Halogen | CommScope® |  |  | Fiber trunk cable assembly
AJX2X2PBK |  | Base Product | OM4 MPO24 (Pinned) to MPO24 (Unpinned), Fiber Trunk Cable Assembly, 72-Fiber, Method A, Low Smoke Zero Halogen | CommScope® |  |  | Fiber trunk cable assembly
AJGMXMXCL |  | Base Product | Ultra Low Loss ULL TeraSPEED® MPO(Pinned) to MPO(Pinned) Pre-terminated Trunk Cable, MPO12, 96-Fiber, LSZH, 12 fiber PmP 2.0 mm Dca, Method A | CommScope® |  |  | Fiber trunk cable assembly
AJGMPMPCG |  | Base Product | Ultra Low Loss ULL TeraSPEED® MPO(Unpinned) to MPO(Unpinned) Pre-terminated Trunk Cable, MPO12, 36-Fiber, LSZH, 12 fiber PmP 2.0 mm Dca, Method A | CommScope® |  |  | Fiber trunk cable assembly
FQVMXMXGD |  | Base Product | OM5 MPO (Pinned) to MPO (Pinned), InstaPATCH® 360 Array Cord, 12-Fiber, Plenum | CommScope® | SYSTIMAX InstaPATCH® 360 |  | Fiber array cable assembly
FQWMPMPGD |  | Base Product | Singlemode MPO (Unpinned) to MPO (Unpinned), InstaPATCH® 360 Array Cord, 12-Fiber, Plenum | CommScope® | SYSTIMAX InstaPATCH® 360 |  | Fiber array cable assembly
FQWMPMXGD |  | Base Product | Singlemode MPO (Unpinned) to MPO (Pinned), InstaPATCH® 360 Array Cord, 12-Fiber, Plenum | CommScope® | SYSTIMAX InstaPATCH® 360 |  | Fiber array cable assembly
FQWMPSCGD |  | Base Product | Singlemode MPO (Unpinned) to SC/UPC, InstaPATCH® 360 Array Cord, 12-Fiber, Plenum | CommScope® | SYSTIMAX InstaPATCH® 360 |  | Fiber array cable assembly
FQXMPMPHF |  | Base Product | LazrSPEED® 550 OM4, MPO/12(Unpinned) to MPO/12(Unpinned), 24-Fiber, Plenum array cord | CommScope® | SYSTIMAX InstaPATCH® 360 |  | Fiber array cable assembly
FQZMPLCGD |  | Base Product | OM3 MPO (Unpinned) to LC/UPC, InstaPATCH® 360 Array Cord, 12-Fiber, Plenum | CommScope® | SYSTIMAX InstaPATCH® 360 |  | Fiber array cable assembly
FRVMPMPGD |  | Base Product | OM5 MPO (Unpinned) to MPO (Unpinned), InstaPATCH® 360 Array Cord, 12-Fiber, Low Smoke Zero Halogen | CommScope® | SYSTIMAX InstaPATCH® 360 |  | Fiber array cable assembly
FRWMQMXGD |  | Base Product | Singlemode MPO (Equipment) to MPO (Pinned), InstaPATCH® 360 Array Cord, 12-Fiber, Low Smoke Zero Halogen | CommScope® | SYSTIMAX InstaPATCH® 360 |  | Fiber array cable assembly
U3GMXUCCK |  | Base Product | Ultra Low Loss ULL TeraSPEED® MPO(Pinned) to Unconnectorized Pre-terminated Trunk Cable, MPO12, 72-Fiber, LSZH, 12 fiber PmP 2.0 mm /B2ca | CommScope® | SYSTIMAX ULL |  | Fiber trunk cable assembly
U3GQPQXQH |  | Base Product | Ultra Low Loss (ULL) Singlemode MPO8 QSFP (Unpinned) to MPO8 QSFP (Pinned), Fiber Trunk Cable Assembly, 48-Fiber, Low Smoke Zero Halogen | CommScope® | SYSTIMAX ULL |  | Fiber trunk cable assembly |  | Discontinued
U3GQPQXQL |  | Base Product | Ultra Low Loss (ULL) Singlemode MPO8 QSFP (Unpinned) to MPO8 QSFP (Pinned), Fiber Trunk Cable Assembly, 96-Fiber, Low Smoke Zero Halogen | CommScope® | SYSTIMAX ULL |  | Fiber trunk cable assembly |  | Discontinued
U3VMPMXCG |  | Base Product | Ultra Low Loss ULL LazrSPEED® 550 OM5 MPO(Unpinned) to MPO(Pinned) Pre-terminated Trunk Cable, MPO12, 36-Fiber, LSZH, 12 fiber PmP 2.0 mm /B2ca | CommScope® | SYSTIMAX ULL |  | Fiber trunk cable assembly
U3VMXMXCD |  | Base Product | Ultra Low Loss ULL LazrSPEED® 550 OM5 MPO(Pinned) to MPO(Pinned) Pre-terminated Trunk Cable, MPO12, 12-Fiber, LSZH, 12 fiber PmP 2.0 mm /B2ca | CommScope® | SYSTIMAX ULL |  | Fiber trunk cable assembly
U3VMXUCCH |  | Base Product | Ultra Low Loss ULL LazrSPEED® 550 OM5 MPO(Pinned) to Unconnectorized Pre-terminated Trunk Cable, MPO12, 48-Fiber, LSZH, 12 fiber PmP 2.0 mm /B2ca | CommScope® | SYSTIMAX ULL |  | Fiber trunk cable assembly
U3VQXQXQU |  | Base Product | Ultra Low Loss (ULL) OM5, MPO8 QSFP Pinned to MPO8 QSFP Pinned, Fiber Trunk Cable Assembly, 64-Fiber, Low Smoke Zero Halogen | CommScope® | SYSTIMAX ULL |  | Fiber trunk cable assembly |  | Discontinued
U3VMXUCCK |  | Base Product | Ultra Low Loss ULL LazrSPEED® 550 OM5 MPO(Pinned) to Unconnectorized Pre-terminated Trunk Cable, MPO12, 72-Fiber, LSZH, 12 fiber PmP 2.0 mm /B2ca | CommScope® | SYSTIMAX ULL |  | Fiber trunk cable assembly
U3XMXMXAM |  | Base Product | Ultra Low Loss (ULL) OM4 MPO12 (Pinned) to MPO12 (Pinned), Fiber Trunk Cable Assembly, 144-Fiber, Low Smoke Zero Halogen (LSZH) | CommScope® | SYSTIMAX ULL |  | Fiber trunk cable assembly |  | Discontinued
U3VQXQXQF |  | Base Product | Ultra Low Loss (ULL) OM5 MPO8 QSFP (Pinned) to MPO8 QSFP (Pinned), Fiber Trunk Cable Assembly, 24-Fiber, Low Smoke Zero Halogen (LSZH) | CommScope® | SYSTIMAX ULL |  | Fiber trunk cable assembly |  | Discontinued
U3VQXQXQH |  | Base Product | Ultra Low Loss (ULL) OM5 MPO QSFP (Pinned) to MPO QSFP (Pinned), Pre-terminated Cable, MPO8, 48-Fiber, Low Smoke Zero Halogen (LSZH) | CommScope® | SYSTIMAX ULL |  | Fiber trunk cable assembly |  | Discontinued
U3XMPMPCH |  | Base Product | Ultra Low Loss ULL LazrSPEED® 550 MPO(Unpinned) to MPO(Unpinned) Pre-terminated Trunk Cable, MPO12, 48-Fiber, LSZH, 12 fiber PmP 2.0 mm /B2ca | CommScope® | SYSTIMAX ULL |  | Fiber trunk cable assembly
U3XMPMPCK |  | Base Product | Ultra Low Loss ULL LazrSPEED® 550 MPO(Unpinned) to MPO(Unpinned) Pre-terminated Trunk Cable, MPO12, 72-Fiber, LSZH, 12 fiber PmP 2.0 mm /B2ca | CommScope® | SYSTIMAX ULL |  | Fiber trunk cable assembly
U3XMXUCCG |  | Base Product | Ultra Low Loss ULL LazrSPEED® 550 MPO(Pinned) to Unconnectorized Pre-terminated Trunk Cable, MPO12, 36-Fiber, LSZH, 12 fiber PmP 2.0 mm /B2ca | CommScope® | SYSTIMAX ULL |  | Fiber trunk cable assembly
U3XMXMXCG |  | Base Product | Ultra Low Loss ULL LazrSPEED® 550 MPO(Pinned) to MPO(Pinned) Pre-terminated Trunk Cable, MPO12, 36-Fiber, LSZH, 12 fiber PmP 2.0 mm /B2ca | CommScope® | SYSTIMAX ULL |  | Fiber trunk cable assembly
U3XMPMPCL |  | Base Product | Ultra Low Loss ULL LazrSPEED® 550 MPO(Unpinned) to MPO(Unpinned) Pre-terminated Trunk Cable, MPO12, 96-Fiber, LSZH, 12 fiber PmP 2.0 mm /B2ca | CommScope® | SYSTIMAX ULL |  | Fiber trunk cable assembly
UKXMPMXAK |  | Base Product | Ultra Low Loss (ULL) Multimode OM4 MPO12 (Unpinned) to MPO12 (Pinned), Armored Pre-terminated Trunk Cable, 72-Fiber, Low Smoke Zero Halogen (LSZH) | CommScope® | SYSTIMAX ULL |  | Fiber trunk cable assembly |  | Discontinued
UKVMXUCAH |  | Base Product | Ultra Low Loss (ULL) Multimode OM5 MPO12 (Pinned) to Unconnectorized, Armored Pre-terminated Trunk Cable, 48-Fiber, Low Smoke Zero Halogen (LSZH) | CommScope® | SYSTIMAX ULL |  | Fiber trunk cable assembly
UKVMXUCAK |  | Base Product | Ultra Low Loss (ULL) Multimode OM5 MPO12 (Pinned) to Unconnectorized, Armored Pre-terminated Trunk Cable, 72-Fiber, Low Smoke Zero Halogen (LSZH) | CommScope® | SYSTIMAX ULL |  | Fiber trunk cable assembly
UKVMPMXAG |  | Base Product | Ultra Low Loss (ULL) Multimode OM5 MPO12 (Unpinned) to MPO12 (Pinned), Armored Pre-terminated Trunk Cable, 36-Fiber, Low Smoke Zero Halogen (LSZH) | CommScope® | SYSTIMAX ULL |  | Fiber trunk cable assembly
UKVMPMXAL |  | Base Product | Ultra Low Loss (ULL) Multimode OM5 MPO12 (Unpinned) to MPO12 (Pinned), Armored Pre-terminated Trunk Cable, 96-Fiber, Low Smoke Zero Halogen (LSZH) | CommScope® | SYSTIMAX ULL |  | Fiber trunk cable assembly
UKGMXMXAF |  | Base Product | Ultra Low Loss (ULL) Singlemode MPO12 (Pinned) to MPO12 (Pinned), Armored Pre-terminated Trunk Cable, 24-Fiber, Low Smoke Zero Halogen (LSZH) | CommScope® | SYSTIMAX ULL |  | Fiber trunk cable assembly |  | Discontinued
UKGMXUCAD |  | Base Product | Ultra Low Loss (ULL) Singlemode MPO12 (Pinned) to Unconnectorized, Armored Pre-terminated Trunk Cable, 12-Fiber, Low Smoke Zero Halogen (LSZH) | CommScope® | SYSTIMAX ULL |  | Fiber trunk cable assembly
UJGRXUC8H |  | Base Product | Ultra Low Loss (ULL) Singlemode G.657.A2 MPO16 (Pinned) to Unconnectorized, Fiber Trunk Cable Assembly, 48-Fiber, Dual Rated (OFNR/LSZH) | CommScope® | Propel ¦ SYSTIMAX ULL |  | Fiber trunk cable assembly
UGVQVQZTN |  | Base Product | Ultra Low Loss (ULL) OM5 MPO8 APC (Non-Pinned) to MPO8 APC (Pinned), Fiber Trunk Cable Assembly, 192-Fiber, Plenum | CommScope® | Propel ¦ SYSTIMAX ULL |  | Fiber trunk cable assembly
UGXQZQZTR |  | Base Product | Ultra Low Loss (ULL) OM4 MPO8 APC (Pinned) to MPO8 APC (Pinned), Fiber Trunk Cable Assembly, 16-Fiber, Plenum | CommScope® | Propel ¦ SYSTIMAX ULL |  | Fiber trunk cable assembly
UJXQVUCTL |  | Base Product | Ultra Low Loss (ULL) OM4 MPO APC (Non-Pinned) to Unconnectorized, Fiber Trunk Cable Assembly, 96-Fiber, Dual Rated (OFNR/LSZH) | CommScope® | Propel ¦ SYSTIMAX ULL |  | Fiber trunk cable assembly
UJXRZUC8R |  | Base Product | Ultra Low Loss (ULL) OM4 MPO16 APC (Pinned) to Unconnectorized, Fiber Trunk Cable Assembly, 16-Fiber, Dual Rated (OFNR/LSZH) | CommScope® | Propel ¦ SYSTIMAX ULL |  | Fiber trunk cable assembly
U3XQVQZTM |  | Base Product | Ultra Low Loss (ULL) OM4 MPO8 APC (Non-Pinned) to MPO8 APC (Pinned), Fiber Trunk Cable Assembly, 144-Fiber, LSZH B2ca | CommScope® | Propel ¦ SYSTIMAX ULL |  | Fiber trunk cable assembly
U3VQZQZTM |  | Base Product | Ultra Low Loss (ULL) OM5 MPO8 APC (Pinned) to MPO8 APC (Pinned), Fiber Trunk Cable Assembly, 144-Fiber, Dual Rated (OFNR/LSZH) B2ca | CommScope® | Propel ¦ SYSTIMAX ULL |  | Fiber trunk cable assembly
U3XRZRZ8R |  | Base Product | Ultra Low Loss (ULL) OM4 MPO16 APC (Pinned) to MPO16 APC (Pinned), Fiber Array Cable Assembly, 16-Fiber, LSZH B2ca | CommScope® | Propel ¦ SYSTIMAX ULL |  | Fiber array cable assembly
U3GRXRX8N |  | Base Product | Ultra Low Loss (ULL) Singlemode G.657.A2 MPO16 (Pinned) to MPO16 (Pinned), Fiber Trunk Cable Assembly, 192-Fiber, LSZH B2ca | CommScope® | Propel ¦ SYSTIMAX ULL |  | Fiber trunk cable assembly
U3VQZQZTR |  | Base Product | Ultra Low Loss (ULL) OM5 MPO8 APC (Pinned) to MPO8 APC (Pinned), Fiber Trunk Cable Assembly, 16-Fiber, LSZH B2ca | CommScope® | Propel ¦ SYSTIMAX ULL |  | Fiber trunk cable assembly
U3XQVQZTU |  | Base Product | Ultra Low Loss (ULL) OM4 MPO8 APC (Non-Pinned) to MPO8 APC (Pinned), Fiber Trunk Cable Assembly, 64-Fiber, LSZH B2ca | CommScope® | Propel ¦ SYSTIMAX ULL |  | Fiber trunk cable assembly
U3VQZUCT8 |  | Base Product | Ultra Low Loss (ULL) OM5 MPO8 APC (Pinned) to Unconnectorized, Fiber Trunk Cable Assembly, 8-Fiber, LSZH B2ca | CommScope® | Propel ¦ SYSTIMAX ULL |  | Fiber trunk cable assembly
UGVRZUC8N |  | Base Product | Ultra Low Loss (ULL) OM5 MPO16 APC (Pinned) to Unconnectorized, Fiber Trunk Cable Assembly, 192-Fiber, Plenum | CommScope® | Propel ¦ SYSTIMAX ULL |  | Fiber trunk cable assembly
UGVQVUCTL |  | Base Product | Ultra Low Loss (ULL) OM5 MPO8 APC (Non-Pinned) to Unconnectorized, Fiber Trunk Cable Assembly, 96-Fiber, Plenum | CommScope® | Propel ¦ SYSTIMAX ULL |  | Fiber trunk cable assembly
U3XRZUC8L |  | Base Product | Ultra Low Loss (ULL) OM4 MPO16 APC (Pinned) to Unconnectorized, Fiber Trunk Cable Assembly, 96-Fiber, LSZH B2ca | CommScope® | Propel ¦ SYSTIMAX ULL |  | Fiber trunk cable assembly
U3XQVUCTH |  | Base Product | Ultra Low Loss (ULL) OM4 MPO8 APC (Non-Pinned) to Unconnectorized, Fiber Trunk Cable Assembly, 48-Fiber, LSZH B2ca | CommScope® | Propel ¦ SYSTIMAX ULL |  | Fiber trunk cable assembly
URGRXLU7R |  | Base Product | Ultra Low Loss (ULL) Singlemode G.657.A2 MPO16 (Pinned) to LC Uniboot UPC, Fiber Array Cable Assembly, 16-Fiber, Dual Rated (OFNR/LSZH) | CommScope® | Propel ¦ SYSTIMAX ULL |  | Fiber array cable assembly
UQGRPUC7R |  | Base Product | Ultra Low Loss (ULL) Singlemode G.657.A2 MPO16 (Non-Pinned) to Unconnectorized, Fiber Array Cable Assembly, 16-Fiber, Plenum | CommScope® | Propel ¦ SYSTIMAX ULL |  | Fiber array cable assembly
U3XQVUCTR |  | Base Product | Ultra Low Loss (ULL) OM4 MPO8 APC (Non-Pinned) to Unconnectorized, Fiber Trunk Cable Assembly, 16-Fiber, LSZH B2ca | CommScope® | Propel ¦ SYSTIMAX ULL |  | Fiber trunk cable assembly
UJVRZRZ8Q |  | Base Product | Ultra Low Loss (ULL) OM5 MPO16 (Pinned) to MPO16 (Pinned), Fiber Trunk Cable Assembly, 128-Fiber, Dual Rated (OFNR/LSZH) | CommScope® | Propel ¦ SYSTIMAX ULL |  | Fiber trunk cable assembly
U3GRXUC8N |  | Base Product | Ultra Low Loss (ULL) Singlemode G.657.A2 MPO16 (Pinned) to Unconnectorized, Fiber Trunk Cable Assembly, 192-Fiber, LSZH B2ca | CommScope® | Propel ¦ SYSTIMAX ULL |  | Fiber trunk cable assembly
UQGRXRX7R |  | Base Product | Ultra Low Loss (ULL) Singlemode G.657.A2 MPO16 (Pinned) to MPO16 (Pinned), Fiber Array Cable Assembly, 16-Fiber, Plenum | CommScope® | Propel ¦ SYSTIMAX ULL |  | Fiber array cable assembly
UJXQZQZTM |  | Base Product | Ultra Low Loss (ULL) OM4 MPO APC (Pinned) to MPO APC (Pinned), Fiber Trunk Cable Assembly, 144-Fiber, Dual Rated (OFNR/LSZH) | CommScope® | Propel ¦ SYSTIMAX ULL |  | Fiber trunk cable assembly
UGVQZQZTH |  | Base Product | Ultra Low Loss (ULL) OM5 MPO8 APC (Pinned) to MPO8 APC (Pinned), Fiber Trunk Cable Assembly, 48-Fiber, Plenum | CommScope® | Propel ¦ SYSTIMAX ULL |  | Fiber trunk cable assembly
UJVQVUCT8 |  | Base Product | Ultra Low Loss (ULL) OM5 MPO APC (Non-Pinned) to Unconnectorized, Fiber Trunk Cable Assembly, 8-Fiber, Dual Rated (OFNR/LSZH) | CommScope® | Propel ¦ SYSTIMAX ULL |  | Fiber trunk cable assembly
U3VRZRZ8M |  | Base Product | Ultra Low Loss (ULL) OM5 MPO16 APC (Pinned) to MPO16 APC (Pinned), Fiber Trunk Cable Assembly, 144-Fiber, LSZH B2ca | CommScope® | Propel ¦ SYSTIMAX ULL |  | Fiber trunk cable assembly
U3VQVQZTK |  | Base Product | Ultra Low Loss (ULL) OM5 MPO8 APC (Non-Pinned) to MPO8 APC (Pinned), Fiber Trunk Cable Assembly, 72-Fiber, LSZH B2ca | CommScope® | Propel ¦ SYSTIMAX ULL |  | Fiber trunk cable assembly
URVRVLU7R |  | Base Product | Ultra Low Loss (ULL) OM5 MPO16 APC (Non-Pinned) to LC Uniboot, Fiber Array Cable Assembly, 16-Fiber, Dual Rated (OFNR/LSZH) | CommScope® | Propel ¦ SYSTIMAX ULL |  | Fiber array cable assembly
UGXQVQZTM |  | Base Product | Ultra Low Loss (ULL) OM4 MPO8 APC (Non-Pinned) to MPO8 APC (Pinned), Fiber Trunk Cable Assembly, 144-Fiber, Plenum | CommScope® | Propel ¦ SYSTIMAX ULL |  | Fiber trunk cable assembly
U3VRZRZ8Q |  | Base Product | Ultra Low Loss (ULL) OM5 MPO16 APC (Pinned) to MPO16 APC (Pinned), Fiber Trunk Cable Assembly, 128-Fiber, LSZH B2ca | CommScope® | Propel ¦ SYSTIMAX ULL |  | Fiber trunk cable assembly
U3VQVQZTM |  | Base Product | Ultra Low Loss (ULL) OM5 MPO8 APC (Non-Pinned) to MPO8 APC (Pinned), Fiber Trunk Cable Assembly, 144-Fiber, LSZH B2ca | CommScope® | Propel ¦ SYSTIMAX ULL |  | Fiber trunk cable assembly
UJVQVUCTH |  | Base Product | Ultra Low Loss (ULL) OM5 MPO APC (Non-Pinned) to Unconnectorized, Fiber Trunk Cable Assembly, 48-Fiber, Dual Rated (OFNR/LSZH) | CommScope® | Propel ¦ SYSTIMAX ULL |  | Fiber trunk cable assembly
UJXQZUCTL |  | Base Product | Ultra Low Loss (ULL) OM4 MPO APC (Pinned) to Unconnectorized, Fiber Trunk Cable Assembly, 96-Fiber, Dual Rated (OFNR/LSZH) | CommScope® | Propel ¦ SYSTIMAX ULL |  | Fiber trunk cable assembly
UJVQVUCTK |  | Base Product | Ultra Low Loss (ULL) OM5 MPO APC (Non-Pinned) to Unconnectorized, Fiber Trunk Cable Assembly, 72-Fiber, Dual Rated (OFNR/LSZH) | CommScope® | Propel ¦ SYSTIMAX ULL |  | Fiber trunk cable assembly
UGVQZUCT8 |  | Base Product | Ultra Low Loss (ULL) OM5 MPO8 APC (Pinned) to Unconnectorized, Fiber Trunk Cable Assembly, 8-Fiber, Plenum | CommScope® | Propel ¦ SYSTIMAX ULL |  | Fiber trunk cable assembly
UJVRZUC8U |  | Base Product | Ultra Low Loss (ULL) OM5 MPO16 (Pinned) to Unconnectorized, Fiber Trunk Cable Assembly, 64-Fiber, Dual Rated (OFNR/LSZH) | CommScope® | Propel ¦ SYSTIMAX ULL |  | Fiber trunk cable assembly
UGXRZUC8H |  | Base Product | Ultra Low Loss (ULL) OM4 MPO16 APC (Pinned) to Unconnectorized, Fiber Trunk Cable Assembly, 48-Fiber, Plenum | CommScope® | Propel ¦ SYSTIMAX ULL |  | Fiber trunk cable assembly
U3VRZRZ8U |  | Base Product | Ultra Low Loss (ULL) OM5 MPO16 APC (Pinned) to MPO16 APC (Pinned), Fiber Trunk Cable Assembly, 64-Fiber, LSZH B2ca | CommScope® | Propel ¦ SYSTIMAX ULL |  | Fiber trunk cable assembly
UJVQVUCTM |  | Base Product | Ultra Low Loss (ULL) OM5 MPO APC (Non-Pinned) to Unconnectorized, Fiber Trunk Cable Assembly, 144-Fiber, Dual Rated (OFNR/LSZH) | CommScope® | Propel ¦ SYSTIMAX ULL |  | Fiber trunk cable assembly
UQGRXQP7R |  | Base Product | Ultra Low Loss (ULL) Singlemode G.657.A2, 1X2, MPO16 (Pinned) to MPO8 (Non-Pinned), 16-Fiber, Conversion Array, Plenum | CommScope® | Propel ¦ SYSTIMAX ULL |  | Fiber conversion array cable assembly
UQX2P2EBH |  | Base Product | Ultra Low Loss (ULL) OM4 , 2X3, MPO24 (Non-Pinned) to MPO24 (Non-Pinned-QSFP), 48-Fiber, Conversion Array, Plenum | CommScope® | Propel ¦ SYSTIMAX ULL |  | Fiber conversion array cable assembly
URX2EMXAH |  | Base Product | Ultra Low Loss (ULL) OM4, 3X4, MPO24 (Non-Pinned - QSFP) to MPO12 (Pinned), 48-Fiber, Conversion Array, LSZH | CommScope® | Propel ¦ SYSTIMAX ULL |  | Fiber conversion array cable assembly
UQX2PRVBH |  | Base Product | Ultra Low Loss (ULL) OM4, 2X3, MPO24 (Non-Pinned) to MPO16 Multimode APC (Non-Pinned), 48-Fiber, Conversion Array, Plenum | CommScope® | Propel ¦ SYSTIMAX ULL |  | Fiber conversion array cable assembly
URGRPQP7R |  | Base Product | Ultra Low Loss (ULL) Singlemode G.657.A2, 1X2, MPO16 (Non-Pinned) to MPO8 (Non-Pinned), 16-Fiber, Conversion Array, Dual Rated (OFNR/LSZH) | CommScope® | Propel ¦ SYSTIMAX ULL |  | Fiber conversion array cable assembly
URX2EQP7R |  | Base Product | Ultra Low Loss (ULL) OM4 ,1X2, MPO24 (Non-Pinned - QSFP) to MPO8 (Non-Pinned), 16-Fiber, Conversion Array, LSZH | CommScope® | Propel ¦ SYSTIMAX ULL |  | Fiber conversion array cable assembly
URVRVQV7R |  | Base Product | Ultra Low Loss (ULL) OM5, 1X2, MPO16 Multimode APC (Non-Pinned) to MPO8 Multimode APC (Non-Pinned), 16-Fiber, Conversion Array, LSZH | CommScope® | Propel ¦ SYSTIMAX ULL |  | Fiber conversion array cable assembly
URXRVMXAH |  | Base Product | Ultra Low Loss (ULL) OM4, 3X4, MPO16 Multimode APC (Non-Pinned) to MPO12 (Pinned), 48-Fiber, Conversion Array, LSZH | CommScope® | Propel ¦ SYSTIMAX ULL |  | Fiber conversion array cable assembly
URXRZQP7R |  | Base Product | Ultra Low Loss (ULL) OM4, 1X2, MPO16 Multimode APC (Pinned) to MPO8 (Non-Pinned), 16-Fiber, Conversion Array, LSZH | CommScope® | Propel ¦ SYSTIMAX ULL |  | Fiber conversion array cable assembly
UGVQPQXTM |  | Base Product | Ultra Low Loss (ULL) OM5 MPO8 (Non-Pinned) to MPO8 (Pinned), Fiber Trunk Cable Assembly, 144-Fiber, Plenum | CommScope® | Propel ¦ SYSTIMAX ULL |  | Fiber trunk cable assembly
UQGQPUCF8 |  | Base Product | Ultra Low Loss (ULL) Singlemode MPO8 (Non-Pinned) to unconnectorized, Fiber Array Cable Assembly, 8-Fiber, Plenum | CommScope® | Propel ¦ SYSTIMAX ULL |  | Fiber array cable assembly
UGVQPQXTN |  | Base Product | Ultra Low Loss (ULL) OM5 MPO8 (Non-Pinned) to MPO8 (Pinned), Fiber Trunk Cable Assembly, 192-Fiber, Plenum | CommScope® | Propel ¦ SYSTIMAX ULL |  | Fiber trunk cable assembly
U3XQXQXTF |  | Base Product | Ultra Low Loss (ULL) OM4 MPO8 (Pinned) to MPO8 (Pinned), Fiber Trunk Cable Assembly, 24-Fiber, LZSH B2ca | CommScope® | Propel ¦ SYSTIMAX ULL |  | Fiber trunk cable assembly
UJXQPUCTK |  | Base Product | Ultra Low Loss (ULL) OM4 MPO8 (Non-Pinned) to unconnectorized, Fiber Trunk Cable Assembly, 72-Fiber, Dual Rated (OFNR/LSZH) | CommScope® | Propel ¦ SYSTIMAX ULL |  | Fiber trunk cable assembly
UGVQPQXTS |  | Base Product | Ultra Low Loss (ULL) OM5 MPO8 (Non-Pinned) to MPO8 (Pinned), Fiber Trunk Cable Assembly, 32-Fiber, Plenum | CommScope® | Propel ¦ SYSTIMAX ULL |  | Fiber trunk cable assembly
UGXQPQXT8 |  | Base Product | Ultra Low Loss (ULL) OM4 MPO8 (Non-Pinned) to MPO8 (Pinned), Fiber Trunk Cable Assembly, 8-Fiber, Plenum | CommScope® | Propel ¦ SYSTIMAX ULL |  | Fiber trunk cable assembly
U3GQPQXTM |  | Base Product | Ultra Low Loss (ULL) Singlemode MPO8 (Non-Pinned) to MPO8 (Pinned), Fiber Trunk Cable Assembly, 144-Fiber, LZSH B2ca | CommScope® | Propel ¦ SYSTIMAX ULL |  | Fiber trunk cable assembly
UJXQPUCTM |  | Base Product | Ultra Low Loss (ULL) OM4 MPO8 (Non-Pinned) to unconnectorized, Fiber Trunk Cable Assembly, 144-Fiber, Dual Rated (OFNR/LSZH) | CommScope® | Propel ¦ SYSTIMAX ULL |  | Fiber trunk cable assembly
UJGQXUCTF |  | Base Product | Ultra Low Loss (ULL) Singlemode MPO8 (Pinned) to unconnectorized, Fiber Trunk Cable Assembly, 24-Fiber, Dual Rated (OFNR/LSZH) | CommScope® | Propel ¦ SYSTIMAX ULL |  | Fiber trunk cable assembly
UJVQXQXTL |  | Base Product | Ultra Low Loss (ULL) OM5 MPO8 (Pinned) to MPO8 (Pinned), Fiber Trunk Cable Assembly, 96-Fiber, Dual Rated (OFNR/LSZH) | CommScope® | Propel ¦ SYSTIMAX ULL |  | Fiber trunk cable assembly
UGGQXQXT8 |  | Base Product | Ultra Low Loss (ULL) Singlemode MPO8 (Pinned) to MPO8 (Pinned), Fiber Trunk Cable Assembly, 8-Fiber, Plenum | CommScope® | Propel ¦ SYSTIMAX ULL |  | Fiber trunk cable assembly
UGGQXQXTK |  | Base Product | Ultra Low Loss (ULL) Singlemode MPO8 (Pinned) to MPO8 (Pinned), Fiber Trunk Cable Assembly, 72-Fiber, Plenum | CommScope® | Propel ¦ SYSTIMAX ULL |  | Fiber trunk cable assembly
U3XQXUCTH |  | Base Product | Ultra Low Loss (ULL) OM4 MPO8 (Pinned) to unconnectorized, Fiber Trunk Cable Assembly, 48-Fiber, LZSH B2ca | CommScope® | Propel ¦ SYSTIMAX ULL |  | Fiber trunk cable assembly
U3GQPUCTF |  | Base Product | Ultra Low Loss (ULL) Singlemode MPO8 (Non-Pinned) to unconnectorized, Fiber Trunk Cable Assembly, 24-Fiber, LZSH B2ca | CommScope® | Propel ¦ SYSTIMAX ULL |  | Fiber trunk cable assembly
U3VQPQXTM |  | Base Product | Ultra Low Loss (ULL) OM5 MPO8 (Non-Pinned) to MPO8 (Pinned), Fiber Trunk Cable Assembly, 144-Fiber, LZSH B2ca | CommScope® | Propel ¦ SYSTIMAX ULL |  | Fiber trunk cable assembly
UJGQPQXTR |  | Base Product | Ultra Low Loss (ULL) Singlemode MPO8 (Non-Pinned) to MPO8 (Pinned), Fiber Trunk Cable Assembly, 16-Fiber, Dual Rated (OFNR/LSZH) | CommScope® | Propel ¦ SYSTIMAX ULL |  | Fiber trunk cable assembly
UJVQXQXTS |  | Base Product | Ultra Low Loss (ULL) OM5 MPO8 (Pinned) to MPO8 (Pinned), Fiber Trunk Cable Assembly,32-Fiber, Dual Rated (OFNR/LSZH) | CommScope® | Propel ¦ SYSTIMAX ULL |  | Fiber trunk cable assembly
UGVQXQXTK |  | Base Product | Ultra Low Loss (ULL) OM5 MPO8 (Pinned) to MPO8 (Pinned), Fiber Trunk Cable Assembly, 72-Fiber, Plenum | CommScope® | Propel ¦ SYSTIMAX ULL |  | Fiber trunk cable assembly
U3VQXUCTR |  | Base Product | Ultra Low Loss (ULL) OM5 MPO8 (Pinned) to unconnectorized, Fiber Trunk Cable Assembly, 16-Fiber, LZSH B2ca | CommScope® | Propel ¦ SYSTIMAX ULL |  | Fiber trunk cable assembly
U3VQXUCTS |  | Base Product | Ultra Low Loss (ULL) OM5 MPO8 (Pinned) to unconnectorized, Fiber Trunk Cable Assembly,32-Fiber, LZSH B2ca | CommScope® | Propel ¦ SYSTIMAX ULL |  | Fiber trunk cable assembly
U3GQPUCTS |  | Base Product | Ultra Low Loss (ULL) Singlemode MPO8 (Non-Pinned) to unconnectorized, Fiber Trunk Cable Assembly,32-Fiber, LZSH B2ca | CommScope® | Propel ¦ SYSTIMAX ULL |  | Fiber trunk cable assembly
U3XQPQXTF |  | Base Product | Ultra Low Loss (ULL) OM4 MPO8 (Non-Pinned) to MPO8 (Pinned), Fiber Trunk Cable Assembly, 24-Fiber, LZSH B2ca | CommScope® | Propel ¦ SYSTIMAX ULL |  | Fiber trunk cable assembly
U3VQPUCTL |  | Base Product | Ultra Low Loss (ULL) OM5 MPO8 (Non-Pinned) to unconnectorized, Fiber Trunk Cable Assembly, 96-Fiber, LZSH B2ca | CommScope® | Propel ¦ SYSTIMAX ULL |  | Fiber trunk cable assembly
U3XQPQXTH |  | Base Product | Ultra Low Loss (ULL) OM4 MPO8 (Non-Pinned) to MPO8 (Pinned), Fiber Trunk Cable Assembly, 48-Fiber, LZSH B2ca | CommScope® | Propel ¦ SYSTIMAX ULL |  | Fiber trunk cable assembly
UJVQPQXTL |  | Base Product | Ultra Low Loss (ULL) OM5 MPO8 (Non-Pinned) to MPO8 (Pinned), Fiber Trunk Cable Assembly, 96-Fiber, Dual Rated (OFNR/LSZH) | CommScope® | Propel ¦ SYSTIMAX ULL |  | Fiber trunk cable assembly
U3VQPUCTR |  | Base Product | Ultra Low Loss (ULL) OM5 MPO8 (Non-Pinned) to unconnectorized, Fiber Trunk Cable Assembly, 16-Fiber, LZSH B2ca | CommScope® | Propel ¦ SYSTIMAX ULL |  | Fiber trunk cable assembly
UJGQPUCTU |  | Base Product | Ultra Low Loss (ULL) Singlemode MPO8 (Non-Pinned) to unconnectorized, Fiber Trunk Cable Assembly, 64-Fiber, Dual Rated (OFNR/LSZH) | CommScope® | Propel ¦ SYSTIMAX ULL |  | Fiber trunk cable assembly
U3VQPUCTS |  | Base Product | Ultra Low Loss (ULL) OM5 MPO8 (Non-Pinned) to unconnectorized, Fiber Trunk Cable Assembly, 32-Fiber, LZSH B2ca | CommScope® | Propel ¦ SYSTIMAX ULL |  | Fiber trunk cable assembly
URVQPQXF8 |  | Base Product | Ultra Low Loss (ULL) OM5 MPO8 (Non-Pinned) to MPO8 (Pinned), Fiber Array Cable Assembly, 8-Fiber, Dual Rated (OFNR/LSZH) | CommScope® | Propel ¦ SYSTIMAX ULL |  | Fiber array cable assembly
UJGQXQXT8 |  | Base Product | Ultra Low Loss (ULL) Singlemode MPO8 (Pinned) to MPO8 (Pinned), Fiber Trunk Cable Assembly, 8-Fiber, Dual Rated (OFNR/LSZH) | CommScope® | Propel ¦ SYSTIMAX ULL |  | Fiber trunk cable assembly
U3VQPUCTU |  | Base Product | Ultra Low Loss (ULL) OM5 MPO8 (Non-Pinned) to unconnectorized, Fiber Trunk Cable Assembly, 64-Fiber, LZSH B2ca | CommScope® | Propel ¦ SYSTIMAX ULL |  | Fiber trunk cable assembly
UGXQPUCTS |  | Base Product | Ultra Low Loss (ULL) OM4 MPO8 (Non-Pinned) to unconnectorized, Fiber Trunk Cable Assembly, 32-Fiber, Plenum | CommScope® | Propel ¦ SYSTIMAX ULL |  | Fiber trunk cable assembly
UGVQPQXT8 |  | Base Product | Ultra Low Loss (ULL) OM5 MPO8 (Non-Pinned) to MPO8 (Pinned), Fiber Trunk Cable Assembly, 8-Fiber, Plenum | CommScope® | Propel ¦ SYSTIMAX ULL |  | Fiber trunk cable assembly
UJXQXUCTR |  | Base Product | Ultra Low Loss (ULL) OM4 MPO8 (Pinned) to unconnectorized, Fiber Trunk Cable Assembly, 16-Fiber, Dual Rated (OFNR/LSZH) | CommScope® | Propel ¦ SYSTIMAX ULL |  | Fiber trunk cable assembly
URXQPQPF8 |  | Base Product | Ultra Low Loss (ULL) OM4 MPO8 (Non-Pinned) to MPO8 (Non-Pinned), Fiber Array Cable Assembly, 8-Fiber, Dual Rated (OFNR/LSZH) | CommScope® | Propel ¦ SYSTIMAX ULL |  | Fiber array cable assembly
U3GQXQXTU |  | Base Product | Ultra Low Loss (ULL) Singlemode MPO8 (Pinned) to MPO8 (Pinned), Fiber Trunk Cable Assembly, 64-Fiber, LZSH B2ca | CommScope® | Propel ¦ SYSTIMAX ULL |  | Fiber trunk cable assembly
UJXQPQXTL |  | Base Product | Ultra Low Loss (ULL) OM4 MPO8 (Non-Pinned) to MPO8 (Pinned), Fiber Trunk Cable Assembly, 96-Fiber, Dual Rated (OFNR/LSZH) | CommScope® | Propel ¦ SYSTIMAX ULL |  | Fiber trunk cable assembly
UJXQXUCTS |  | Base Product | Ultra Low Loss (ULL) OM4 MPO8 (Pinned) to unconnectorized, Fiber Trunk Cable Assembly,32-Fiber, Dual Rated (OFNR/LSZH) | CommScope® | Propel ¦ SYSTIMAX ULL |  | Fiber trunk cable assembly
UJXQPQXTM |  | Base Product | Ultra Low Loss (ULL) OM4 MPO8 (Non-Pinned) to MPO8 (Pinned), Fiber Trunk Cable Assembly, 144-Fiber, Dual Rated (OFNR/LSZH) | CommScope® | Propel ¦ SYSTIMAX ULL |  | Fiber trunk cable assembly
U3GQXUCTF |  | Base Product | Ultra Low Loss (ULL) Singlemode MPO8 (Pinned) to unconnectorized, Fiber Trunk Cable Assembly, 24-Fiber, LZSH B2ca | CommScope® | Propel ¦ SYSTIMAX ULL |  | Fiber trunk cable assembly
URXQPUCF8 |  | Base Product | Ultra Low Loss (ULL) OM4 MPO8 (Non-Pinned) to unconnectorized, Fiber Array Cable Assembly, 8-Fiber, Dual Rated (OFNR/LSZH) | CommScope® | Propel ¦ SYSTIMAX ULL |  | Fiber array cable assembly
URXQXLUF8 |  | Base Product | Ultra Low Loss (ULL) OM4 MPO8 (Pinned) to LC/UPC Uniboot, Fiber Array Cable Assembly, 8-Fiber, Dual Rated (OFNR/LSZH) | CommScope® | Propel ¦ SYSTIMAX ULL |  | Fiber array cable assembly
UJXQPQXTS |  | Base Product | Ultra Low Loss (ULL) OM4 MPO8 (Non-Pinned) to MPO8 (Pinned), Fiber Trunk Cable Assembly, 32-Fiber, Dual Rated (OFNR/LSZH) | CommScope® | Propel ¦ SYSTIMAX ULL |  | Fiber trunk cable assembly
U3XQPUCTR |  | Base Product | Ultra Low Loss (ULL) OM4 MPO8 (Non-Pinned) to unconnectorized, Fiber Trunk Cable Assembly, 16-Fiber, LZSH B2ca | CommScope® | Propel ¦ SYSTIMAX ULL |  | Fiber trunk cable assembly
UJG2XMES3 |  | Base Product | Ultra Low Loss (ULL) Singlemode MPO24 (pinned) to MPO12 (Unpinned) Pre-terminated Trunk Cable, 2880-Fiber, 12-fiber Rollable Ribbon Central Tube, Low Smoke Zero Halogen (LSZH)/Riser | CommScope® | SYSTIMAX ULL |  | Fiber trunk cable assembly
U3X2X2XBF |  | Base Product | Ultra Low Loss (ULL) OM4 MPO24 (Pinned) to MP/24 (Pinned), Fiber Trunk Cable Assembly, 24-Fiber, Low Smoke Zero Halogen (LSZH), B2ca | CommScope® | SYSTIMAX ULL |  | Fiber trunk cable assembly
URGMPLUUD |  | Base Product | Ultra Low Loss (ULL) Singlemode MPO12 (Non-pinned) to LC Uniboot, Fiber Array Cable Assembly, 12-Fiber, Dual Rated (OFNR/LSZH) | CommScope® | Propel ¦ SYSTIMAX ULL |  | Fiber array cable assembly
UJGMPUCDM |  | Base Product | Ultra Low Loss (ULL) Singlemode, MPO12 Unpinned to Unconnectorized, Fiber Trunk Cable Assembly, 144-Fiber, Low Smoke Zero Halogen/Riser, Indoor/Outdoor | CommScope® | SYSTIMAX ULL |  | Fiber trunk cable assembly
UJGMXUCSH |  | Base Product | Ultra Low Loss Singlemode MPO12 Pinned to Unconnectorized 48-Fiber Pre-terminated Trunk Cable, Rollable Ribbon Indoor/Outdoor Central Tube, Low Smoke Zero Halogen/Riser | CommScope® | SYSTIMAX ULL |  | Fiber trunk cable assembly
UJGMXUCSF |  | Base Product | Ultra Low Loss (ULL) Singlemode MPO12 (Pinned) to Unconnectorized, Fiber Trunk Cable Assembly, 24-Fiber, Dual Rated LSZH/Riser Cca | CommScope® | SYSTIMAX ULL |  | Fiber trunk cable assembly
AQGMPLCGD |  | Base Product | Ultra Low Loss (ULL) Singlemode MPO12 (Unpinned) to LC/UPC, Fiber Extension Cable Assembly, 12-Fiber, Plenum | CommScope® | SYSTIMAX ULL |  | Fiber array cable assembly
UNVQZLUTL |  | Base Product | Ultra Low Loss ULL OM5 MPO8 APC pinned to LC/UPC Uniboot Ruggedized fanout Cable, 96-Fiber, Dual Rated (OFNR/LSZH), 8 fiber PmP 2.0 mm | CommScope® | Propel ¦ SYSTIMAX ULL |  | Ruggedized fanout
UNGQXLUTR |  | Base Product | Singlemode MPO8 APC pinned to LC/UPC Uniboot Ruggedized fanout Cable, 16-Fiber, Dual Rated (OFNR/LSZH), 8 fiber PmP 2.0 mm | CommScope® | Propel ¦ SYSTIMAX ULL |  | Ruggedized fanout
UNGQXLUTU |  | Base Product | Singlemode MPO8 APC pinned to LC/UPC Uniboot Ruggedized fanout Cable, 64-Fiber, Dual Rated (OFNR/LSZH), 8 fiber PmP 2.0 mm | CommScope® | Propel ¦ SYSTIMAX ULL |  | Ruggedized fanout
U4XQPLUT8 |  | Base Product | Ultra Low Loss ULL OM4 MPO8 UPC non-pinned to LC/UPC Uniboot Ruggedized fanout Cable, 8-Fiber, LSZH, 8 fiber PmP 2.0 mm /B2ca | CommScope® | Propel ¦ SYSTIMAX ULL |  | Ruggedized fanout
UNVQZLUTU |  | Base Product | Ultra Low Loss ULL OM5 MPO8 APC pinned to LC/UPC Uniboot Ruggedized fanout Cable, 64-Fiber, Dual Rated (OFNR/LSZH), 8 fiber PmP 2.0 mm | CommScope® | Propel ¦ SYSTIMAX ULL |  | Ruggedized fanout
ULXQZLUTS |  | Base Product | Ultra Low Loss ULL OM4 MPO8 APC pinned to LC/UPC Uniboot Ruggedized fanout Cable, 32-Fiber, Plenum, 8 fiber PmP 2.0 mm | CommScope® | Propel ¦ SYSTIMAX ULL |  | Ruggedized fanout
ULXQPLUTM |  | Base Product | Ultra Low Loss ULL OM4 MPO8 UPC non-pinned to LC/UPC Uniboot Ruggedized fanout Cable, 144-Fiber, Plenum, 8 fiber PmP 2.0 mm | CommScope® | Propel ¦ SYSTIMAX ULL |  | Ruggedized fanout
ULVQZLUTH |  | Base Product | Ultra Low Loss ULL OM5 MPO8 APC pinned to LC/UPC Uniboot Ruggedized fanout Cable, 48-Fiber, Plenum, 8 fiber PmP 2.0 mm | CommScope® | Propel ¦ SYSTIMAX ULL |  | Ruggedized fanout
U4XQPLUTK |  | Base Product | Ultra Low Loss ULL OM4 MPO8 UPC non-pinned to LC/UPC Uniboot Ruggedized fanout Cable, 72-Fiber, LSZH, 8 fiber PmP 2.0 mm /B2ca | CommScope® | Propel ¦ SYSTIMAX ULL |  | Ruggedized fanout
ULVQPLUTK |  | Base Product | Ultra Low Loss ULL OM5 MPO8 UPC non-pinned to LC/UPC Uniboot Ruggedized fanout Cable, 72-Fiber, Plenum, 8 fiber PmP 2.0 mm | CommScope® | Propel ¦ SYSTIMAX ULL |  | Ruggedized fanout
ULVQPLUTL |  | Base Product | Ultra Low Loss ULL OM5 MPO8 UPC non-pinned to LC/UPC Uniboot Ruggedized fanout Cable, 96-Fiber, Plenum, 8 fiber PmP 2.0 mm | CommScope® | Propel ¦ SYSTIMAX ULL |  | Ruggedized fanout
ULVQZLUTN |  | Base Product | Ultra Low Loss ULL OM5 MPO8 APC pinned to LC/UPC Uniboot Ruggedized fanout Cable, 192-Fiber, Plenum, 8 fiber PmP 2.0 mm | CommScope® | Propel ¦ SYSTIMAX ULL |  | Ruggedized fanout
ULXQPLUTU |  | Base Product | Ultra Low Loss ULL OM4 MPO8 UPC non-pinned to LC/UPC Uniboot Ruggedized fanout Cable, 64-Fiber, Plenum, 8 fiber PmP 2.0 mm | CommScope® | Propel ¦ SYSTIMAX ULL |  | Ruggedized fanout
ULVQPLUTM |  | Base Product | Ultra Low Loss ULL OM5 MPO8 UPC non-pinned to LC/UPC Uniboot Ruggedized fanout Cable, 144-Fiber, Plenum, 8 fiber PmP 2.0 mm | CommScope® | Propel ¦ SYSTIMAX ULL |  | Ruggedized fanout
U4XQPLUTR |  | Base Product | Ultra Low Loss ULL OM4 MPO8 UPC non-pinned to LC/UPC Uniboot Ruggedized fanout Cable, 16-Fiber, LSZH, 8 fiber PmP 2.0 mm /B2ca | CommScope® | Propel ¦ SYSTIMAX ULL |  | Ruggedized fanout
ULXQVLUT8 |  | Base Product | Ultra Low Loss ULL OM4 MPO8 APC non-pinned to LC/UPC Uniboot Ruggedized fanout Cable, 8-Fiber, Plenum, 8 fiber PmP 2.0 mm | CommScope® | Propel ¦ SYSTIMAX ULL |  | Ruggedized fanout
U4VQPLUTF |  | Base Product | Ultra Low Loss ULL OM5 MPO8 UPC non-pinned to LC/UPC Uniboot Ruggedized fanout Cable, 8-Fiber, LSZH, 8 fiber PmP 2.0 mm /B2ca | CommScope® | Propel ¦ SYSTIMAX ULL |  | Ruggedized fanout
U4GQPLUTN |  | Base Product | Singlemode MPO8 APC non-pinned to LC/UPC Uniboot Ruggedized fanout Cable, 192-Fiber, LSZH, 8 fiber PmP 2.0 mm /B2ca | CommScope® | Propel ¦ SYSTIMAX ULL |  | Ruggedized fanout
ULVQZLUTS |  | Base Product | Ultra Low Loss ULL OM5 MPO8 APC pinned to LC/UPC Uniboot Ruggedized fanout Cable, 32-Fiber, Plenum, 8 fiber PmP 2.0 mm | CommScope® | Propel ¦ SYSTIMAX ULL |  | Ruggedized fanout
ULVQZLUTU |  | Base Product | Ultra Low Loss ULL OM5 MPO8 APC pinned to LC/UPC Uniboot Ruggedized fanout Cable, 64-Fiber, Plenum, 8 fiber PmP 2.0 mm | CommScope® | Propel ¦ SYSTIMAX ULL |  | Ruggedized fanout
UNVQVLUT8 |  | Base Product | Ultra Low Loss ULL OM5 MPO8 APC non-pinned to LC/UPC Uniboot Ruggedized fanout Cable, 8-Fiber, Dual Rated (OFNR/LSZH), 8 fiber PmP 2.0 mm | CommScope® | Propel ¦ SYSTIMAX ULL |  | Ruggedized fanout
U4VQPLUTL |  | Base Product | Ultra Low Loss ULL OM5 MPO8 UPC non-pinned to LC/UPC Uniboot Ruggedized fanout Cable, 8-Fiber, LSZH, 8 fiber PmP 2.0 mm /B2ca | CommScope® | Propel ¦ SYSTIMAX ULL |  | Ruggedized fanout
ULVQVLUT8 |  | Base Product | Ultra Low Loss ULL OM5 MPO8 APC non-pinned to LC/UPC Uniboot Ruggedized fanout Cable, 8-Fiber, Plenum, 8 fiber PmP 2.0 mm | CommScope® | Propel ¦ SYSTIMAX ULL |  | Ruggedized fanout
ULXQVLUTM |  | Base Product | Ultra Low Loss ULL OM4 MPO8 APC non-pinned to LC/UPC Uniboot Ruggedized fanout Cable, 144-Fiber, Plenum, 8 fiber PmP 2.0 mm | CommScope® | Propel ¦ SYSTIMAX ULL |  | Ruggedized fanout
UNVQVLUTK |  | Base Product | Ultra Low Loss ULL OM5 MPO8 APC non-pinned to LC/UPC Uniboot Ruggedized fanout Cable, 72-Fiber, Dual Rated (OFNR/LSZH), 8 fiber PmP 2.0 mm | CommScope® | Propel ¦ SYSTIMAX ULL |  | Ruggedized fanout
UNXQVLUTK |  | Base Product | Ultra Low Loss ULL OM4 MPO8 APC non-pinned to LC/UPC Uniboot Ruggedized fanout Cable, 72-Fiber, Dual Rated (OFNR/LSZH), 8 fiber PmP 2.0 mm | CommScope® | Propel ¦ SYSTIMAX ULL |  | Ruggedized fanout
U4GQXLUTK |  | Base Product | Singlemode MPO8 APC pinned to LC/UPC Uniboot Ruggedized fanout Cable, 72-Fiber, LSZH, 8 fiber PmP 2.0 mm /B2ca | CommScope® | Propel ¦ SYSTIMAX ULL |  | Ruggedized fanout
U4XQVLUTM |  | Base Product | Ultra Low Loss ULL OM4 MPO8 APC non-pinned to LC/UPC Uniboot Ruggedized fanout Cable, 144-Fiber, LSZH, 8 fiber PmP 2.0 mm /B2ca | CommScope® | Propel ¦ SYSTIMAX ULL |  | Ruggedized fanout
ULVQVLUTM |  | Base Product | Ultra Low Loss ULL OM5 MPO8 APC non-pinned to LC/UPC Uniboot Ruggedized fanout Cable, 144-Fiber, Plenum, 8 fiber PmP 2.0 mm | CommScope® | Propel ¦ SYSTIMAX ULL |  | Ruggedized fanout
U4GQXLUTN |  | Base Product | Singlemode MPO8 APC pinned to LC/UPC Uniboot Ruggedized fanout Cable, 192-Fiber, LSZH, 8 fiber PmP 2.0 mm /B2ca | CommScope® | Propel ¦ SYSTIMAX ULL |  | Ruggedized fanout
U4VQVLUTH |  | Base Product | Ultra Low Loss ULL OM5 MPO8 APC non-pinned to LC/UPC Uniboot Ruggedized fanout Cable, 48-Fiber, LSZH, 8 fiber PmP 2.0 mm /B2ca | CommScope® | Propel ¦ SYSTIMAX ULL |  | Ruggedized fanout
UNGQPLUTK |  | Base Product | Singlemode MPO8 APC non-pinned to LC/UPC Uniboot Ruggedized fanout Cable, 72-Fiber, Dual Rated (OFNR/LSZH), 8 fiber PmP 2.0 mm | CommScope® | Propel ¦ SYSTIMAX ULL |  | Ruggedized fanout
U4XQXLUTL |  | Base Product | Ultra Low Loss ULL OM4 MPO8 UPC pinned to LC/UPC Uniboot Ruggedized fanout Cable, 96-Fiber, LSZH, 8 fiber PmP 2.0 mm /B2ca | CommScope® | Propel ¦ SYSTIMAX ULL |  | Ruggedized fanout
U4VQXLUT8 |  | Base Product | Ultra Low Loss ULL OM5 MPO8 UPC pinned to LC/UPC Uniboot Ruggedized fanout Cable, 8-Fiber, LSZH, 8 fiber PmP 2.0 mm /B2ca | CommScope® | Propel ¦ SYSTIMAX ULL |  | Ruggedized fanout
ULVQXLUTM |  | Base Product | Ultra Low Loss ULL OM5 MPO8 UPC pinned to LC/UPC Uniboot Ruggedized fanout Cable, 144-Fiber, Plenum, 8 fiber PmP 2.0 mm | CommScope® | Propel ¦ SYSTIMAX ULL |  | Ruggedized fanout
U4VQXLUTF |  | Base Product | Ultra Low Loss ULL OM5 MPO8 UPC pinned to LC/UPC Uniboot Ruggedized fanout Cable, 24-Fiber, LSZH, 8 fiber PmP 2.0 mm /B2ca | CommScope® | Propel ¦ SYSTIMAX ULL |  | Ruggedized fanout
ULXQPLUTF |  | Base Product | Ultra Low Loss ULL OM4 MPO8 UPC non-pinned to LC/UPC Uniboot Ruggedized fanout Cable, 24-Fiber, Plenum, 8 fiber PmP 2.0 mm | CommScope® | Propel ¦ SYSTIMAX ULL |  | Ruggedized fanout
ULXQZLUTH |  | Base Product | Ultra Low Loss ULL OM4 MPO8 APC pinned to LC/UPC Uniboot Ruggedized fanout Cable, 48-Fiber, Plenum, 8 fiber PmP 2.0 mm | CommScope® | Propel ¦ SYSTIMAX ULL |  | Ruggedized fanout
ULVQXLUTR |  | Base Product | Ultra Low Loss ULL OM5 MPO8 UPC pinned to LC/UPC Uniboot Ruggedized fanout Cable, 16-Fiber, Plenum, 8 fiber PmP 2.0 mm | CommScope® | Propel ¦ SYSTIMAX ULL |  | Ruggedized fanout
UNXQZLUTF |  | Base Product | Ultra Low Loss ULL OM4 MPO8 APC pinned to LC/UPC Uniboot Ruggedized fanout Cable, 24-Fiber, Dual Rated (OFNR/LSZH), 8 fiber PmP 2.0 mm | CommScope® | Propel ¦ SYSTIMAX ULL |  | Ruggedized fanout
UKVQZQZTL |  | Base Product | Ultra Low Loss (ULL) OM5 MPO8 APC (pinned) to MPO8 APC (pinned) Fiber Trunk Cable Assembly, 96-Fiber, Armored Indoor Dual Rated (OFNR/LSZH) | CommScope® | Propel ¦ SYSTIMAX ULL |  | Fiber trunk cable assembly
UDVLCUC21 |  | Base Product | Ultra Low Loss (ULL) OM5 LC/UPC to Unconnectorized, 1.6 mm Simplex Fiber Pigtail, Plenum | CommScope® | SYSTIMAX ULL | UDV | Fiber pigtail ¦ jacketed
FAWL8UC0C |  | Base Product | Singlemode LC/UPC Keyed Aqua to Unconnectorized, Fiber Pigtail, 0.9 mm Tight Buffer, 12-Fiber Kit Blue - Aqua (1-12) | CommScope® | SYSTIMAX InstaPATCH® 360 | FAW | Fiber pigtail ¦ unjacketed
FAXL2UC0C |  | Base Product | OM4 LC/UPC Keyed Yellow to Unconnectorized, Fiber Pigtail, 0.9 mm Tight Buffer, 12-Fiber Kit Blue - Aqua (1-12) | CommScope® | SYSTIMAX InstaPATCH® 360 | FAX | Fiber pigtail ¦ unjacketed
FAWLAUC0B |  | Base Product | Singlemode LC APC to Unconnectorized, Fiber Pigtail, 0.9 mm Tight Buffer, 6-Fiber Kit Red - Aqua (7-12) | CommScope® | SYSTIMAX InstaPATCH® 360 | FAW | Fiber pigtail ¦ unjacketed
FAWLAUC0C |  | Base Product | Singlemode LC APC to Unconnectorized, 0.9 mm Tight Buffer Fiber Pigtail, 12-fiber Kit, Blue - Aqua (1-12) | CommScope® | SYSTIMAX InstaPATCH® 360 | FAW | Fiber pigtail ¦ unjacketed
FBXSCUC11 |  | Base Product | LazrSPEED® 550 SC/UPC to Unconnectorized, Fiber Pigtail, 0.9 mm SBJ | CommScope® | SYSTIMAX InstaPATCH® 360 | FBX | Fiber pigtail ¦ unjacketed
FBWLAUC11 |  | Base Product | TeraSPEED® LC APC to Unconnectorized, Fiber Pigtail, 0.9 mm SBJ | CommScope® | SYSTIMAX InstaPATCH® 360 | FBW | Fiber pigtail ¦ unjacketed
OCP |  | Base Product | OCP Series Singlemode Fiber Optic Pigtail |  |  | OCP | Fiber pigtail ¦ jacketed ¦ Fiber pigtail ¦ unjacketed
CC2247-000 | OCP-L1-06MASIA-XX | Variant of OCP | Fiber Optic Pigtail, Simplex, Singlemode, LC/UPC to Stub, yellow, 6 m |  |  | OCP | Fiber pigtail ¦ jacketed
760251755 | OCP-EC-02MASEN-XX | Variant of OCP | Fiber Optic Pigtail, Simplex, Singlemode, LSZH, 0.9 mm diameter, Grade B, LSH/APC to Stub, white, 2 m |  |  | OCP | Fiber pigtail ¦ jacketed
760242776 | OCP-LG-02MASEN-XX-(8COL) | Variant of OCP | Fiber Optic Pigtail, Simplex, Singlemode, LC/APC to Stub, 0.9 mm diameter, multicolor, 8 fibers, 2 m |  |  | OCP | Fiber pigtail ¦ jacketed
760249511 | OCP-L5-02MGLEN-XX-(12COL/D) | Variant of OCP | Fiber Optic Pigtail, Multi-fiber, Multimode, OM4, LC/PC to Stub, 0.9 mm diameter, 12 fibers, multicolor, 2 m |  |  | OCP | Fiber pigtail ¦ jacketed
760252457 | OCP-LF-02MALEN-XX-WH | Variant of OCP | Fiber Optic Pigtail, Simplex, Singlemode, LC/UPC to Stub, 0.9 mm diameter, 2 m, loose buffered cable |  |  | OCP | Fiber pigtail ¦ jacketed
EH0108-003 | OCP-L1-15DASEN-XX-AP | Variant of OCP | Fiber Optic Pigtail, Single fiber white color, Singlemode, LC/UPC to Stub, 0.9 mm diameter, 1.5 m |  |  | OCP | Fiber pigtail ¦ jacketed
FPCC-7EYP |  | Variant of FPCC | Fiber Optic Patch Cord, duplex, singlemode, 1.2 mm OFNP jacket, SC/UPC-SC/APC, yellow |  |  | FPCC | Fiber patch cord ¦ duplex
FPCC-EMYP |  | Variant of FPCC | Fiber Optic Patch Cord, duplex, singlemode, 1.2 mm OFNP jacket, SC/APC-LC/APC, yellow |  |  | FPCC | Fiber patch cord ¦ duplex
UKVMXUCCK |  | Base Product | Ultra Low Loss (ULL) OM5 MPO12 UPC (pinned) to Unconnectorized Fiber Trunk Cable Assembly, 72-Fiber, Armored Indoor Dual Rated (OFNR/LSZH) | CommScope® | Propel ¦ SYSTIMAX ULL |  | Fiber trunk cable assembly
UKVMXUCCL |  | Base Product | Ultra Low Loss (ULL) OM5 MPO12 UPC (pinned) to Unconnectorized Fiber Trunk Cable Assembly, 96-Fiber, Armored Indoor Dual Rated (OFNR/LSZH) | CommScope® | Propel ¦ SYSTIMAX ULL |  | Fiber trunk cable assembly
UKXMXMXCL |  | Base Product | Ultra Low Loss (ULL) OM4 MPO12 UPC (pinned) to MPO12 UPC (pinned) Fiber Trunk Cable Assembly, 96-Fiber, Armored Indoor Low Smoke Zero Halogen (LSZH) | CommScope® | Propel ¦ SYSTIMAX ULL |  | Fiber trunk cable assembly
UKXMXMXCM |  | Base Product | Ultra Low Loss (ULL) OM4 MPO12 UPC (pinned) to MPO12 UPC (pinned) Fiber Trunk Cable Assembly, 144-Fiber, Armored Indoor Low Smoke Zero Halogen (LSZH) | CommScope® | Propel ¦ SYSTIMAX ULL |  | Fiber trunk cable assembly
UKXMXUCCF |  | Base Product | Ultra Low Loss (ULL) OM4 MPO12 UPC (pinned) to Unconnectorized Fiber Trunk Cable Assembly, 24-Fiber, Armored Indoor Dual Rated (OFNR/LSZH) | CommScope® | Propel ¦ SYSTIMAX ULL |  | Fiber trunk cable assembly
UKGMXMXCN |  | Base Product | Singlemode MPO12 APC (pinned) to MPO12 APC (pinned) Fiber Trunk Cable Assembly, 192-Fiber, Armored Indoor Dual Rated (OFNR/LSZH) | CommScope® | Propel ¦ SYSTIMAX ULL |  | Fiber trunk cable assembly
UHGMXUCCG |  | Base Product | Singlemode MPO12 APC (pinned) to Unconnectorized Fiber Trunk Cable Assembly, 36-Fiber, Armored Indoor Plenum | CommScope® | Propel ¦ SYSTIMAX ULL |  | Fiber trunk cable assembly
UKVQXQXTM |  | Base Product | Ultra Low Loss (ULL) OM5 MPO8 UPC (pinned) to MPO8 UPC (pinned) Fiber Trunk Cable Assembly, 144-Fiber, Armored Indoor Dual Rated (OFNR/LSZH) | CommScope® | Propel ¦ SYSTIMAX ULL |  | Fiber trunk cable assembly
UHGMXUCCL |  | Base Product | Singlemode MPO12 APC (pinned) to Unconnectorized Fiber Trunk Cable Assembly, 96-Fiber, Armored Indoor Plenum | CommScope® | Propel ¦ SYSTIMAX ULL |  | Fiber trunk cable assembly
UHVMXUCCN |  | Base Product | Ultra Low Loss (ULL) OM5 MPO12 UPC (pinned) to Unconnectorized Fiber Trunk Cable Assembly, 192-Fiber, Armored Indoor Plenum | CommScope® | Propel ¦ SYSTIMAX ULL |  | Fiber trunk cable assembly
UKGQXUCTS |  | Base Product | Singlemode MPO8 APC (pinned) to Unconnectorized Fiber Trunk Cable Assembly, 32-Fiber, Armored Indoor Dual Rated (OFNR/LSZH) | CommScope® | Propel ¦ SYSTIMAX ULL |  | Fiber trunk cable assembly
UKVRZRZ8L |  | Base Product | Ultra Low Loss (ULL) OM5 MPO16 APC (pinned) to MPO16 APC (pinned), Fiber Trunk Cable Assembly, 96-Fiber, Armored Indoor Dual Rated (OFNR/LSZH) | CommScope® | Propel ¦ SYSTIMAX ULL |  | Fiber trunk cable assembly
UKGMXUCCM |  | Base Product | Singlemode MPO12 APC (pinned) to Unconnectorized Fiber Trunk Cable Assembly, 144-Fiber,Armored Indoor Dual Rated (OFNR/LSZH) | CommScope® | Propel ¦ SYSTIMAX ULL |  | Fiber trunk cable assembly
UKGMXUCCN |  | Base Product | Singlemode MPO12 APC (pinned) to Unconnectorized Fiber Trunk Cable Assembly, 192-Fiber, Armored Indoor Dual Rated (OFNR/LSZH) | CommScope® | Propel ¦ SYSTIMAX ULL |  | Fiber trunk cable assembly
UKGMXUCCP |  | Base Product | Singlemode MPO12 APC (pinned) to Unconnectorized Fiber Trunk Cable Assembly, 288-Fiber, Armored Indoor Dual Rated (OFNR/LSZH) | CommScope® | Propel ¦ SYSTIMAX ULL |  | Fiber trunk cable assembly
UHVQXQXTK |  | Base Product | Ultra Low Loss (ULL) OM5 MPO8 UPC (pinned) to MPO8 UPC (pinned) Fiber Trunk Cable Assembly, 72-Fiber, Armored Indoor Plenum | CommScope® | Propel ¦ SYSTIMAX ULL |  | Fiber trunk cable assembly
UKGQXQXT8 |  | Base Product | Singlemode MPO8 APC (pinned) to MPO8 APC (pinned) Fiber Trunk Cable Assembly, 8-Fiber, Armored Indoor Dual Rated (OFNR/LSZH) | CommScope® | Propel ¦ SYSTIMAX ULL |  | Fiber trunk cable assembly
UHGQXQXTM |  | Base Product | Singlemode MPO8 APC (pinned) to MPO8 APC (pinned) Fiber Trunk Cable Assembly, 144-Fiber, Armored Indoor Plenum | CommScope® | Propel ¦ SYSTIMAX ULL |  | Fiber trunk cable assembly
UKVQXUCTN |  | Base Product | Ultra Low Loss (ULL) OM5 MPO8 UPC (pinned) to Unconnectorized Fiber Trunk Cable Assembly, 192-Fiber, Armored Indoor Dual Rated (OFNR/LSZH) | CommScope® | Propel ¦ SYSTIMAX ULL |  | Fiber trunk cable assembly
UHXQZUCT8 |  | Base Product | Ultra Low Loss (ULL) OM4 MPO8 APC (pinned) to Unconnectorized Fiber Trunk Cable Assembly, 8-Fiber, Armored Indoor Plenum | CommScope® | Propel ¦ SYSTIMAX ULL |  | Fiber trunk cable assembly
UKVRZRZ8R |  | Base Product | Ultra Low Loss (ULL) OM5 MPO16 APC (pinned) to MPO16 APC (pinned), Fiber Trunk Cable Assembly, 16-Fiber, Armored Indoor Dual Rated (OFNR/LSZH) | CommScope® | Propel ¦ SYSTIMAX ULL |  | Fiber trunk cable assembly
UHVQXQXTS |  | Base Product | Ultra Low Loss (ULL) OM5 MPO8 UPC (pinned) to MPO8 UPC (pinned) Fiber Trunk Cable Assembly, 32-Fiber, Armored Indoor Plenum | CommScope® | Propel ¦ SYSTIMAX ULL |  | Fiber trunk cable assembly
UKGRZRZ8S |  | Base Product | Singlemode MPO16 APC (pinned) to MPO16 APC (pinned), Fiber Trunk Cable Assembly, 32-Fiber, Armored Indoor Dual Rated (OFNR/LSZH) | CommScope® | Propel ¦ SYSTIMAX ULL |  | Fiber trunk cable assembly
UHGRZUC8R |  | Base Product | Singlemode MPO16 APC (pinned) to Unconnectorized, Fiber Trunk Cable Assembly, 16-Fiber, Armored Indoor Plenum | CommScope® | Propel ¦ SYSTIMAX ULL |  | Fiber trunk cable assembly
UKVRZUC8H |  | Base Product | Ultra Low Loss (ULL) OM5 MPO16 APC (pinned) to Unconnectorized, Fiber Trunk Cable Assembly, 48-Fiber, Armored Indoor Dual Rated (OFNR/LSZH) | CommScope® | Propel ¦ SYSTIMAX ULL |  | Fiber trunk cable assembly
UHVQXQXTU |  | Base Product | Ultra Low Loss (ULL) OM5 MPO8 UPC (pinned) to MPO8 UPC (pinned) Fiber Trunk Cable Assembly, 64-Fiber, Armored Indoor Plenum | CommScope® | Propel ¦ SYSTIMAX ULL |  | Fiber trunk cable assembly
UHXQXQXTK |  | Base Product | Ultra Low Loss (ULL) OM4 MPO8 UPC (pinned) to MPO8 UPC (pinned) Fiber Trunk Cable Assembly, 72-Fiber, Armored Indoor Plenum | CommScope® | Propel ¦ SYSTIMAX ULL |  | Fiber trunk cable assembly
UHGQXUCTH |  | Base Product | Singlemode MPO8 APC (pinned) to Unconnectorized Fiber Trunk Cable Assembly, 48-Fiber, Armored Indoor Plenum | CommScope® | Propel ¦ SYSTIMAX ULL |  | Fiber trunk cable assembly
UHXQZUCTM |  | Base Product | Ultra Low Loss (ULL) OM4 MPO8 APC (pinned) to Unconnectorized Fiber Trunk Cable Assembly, 144-Fiber, Armored Indoor Plenum | CommScope® | Propel ¦ SYSTIMAX ULL |  | Fiber trunk cable assembly
UKXQXQXTR |  | Base Product | Ultra Low Loss (ULL) OM4 MPO8 UPC (pinned) to MPO8 UPC (pinned) Fiber Trunk Cable Assembly, 16-Fiber, Armored Indoor Dual Rated (OFNR/LSZH) | CommScope® | Propel ¦ SYSTIMAX ULL |  | Fiber trunk cable assembly
UKGRZUC8M |  | Base Product | Singlemode MPO16 APC (pinned) to Unconnectorized, Fiber Trunk Cable Assembly, 144-Fiber, Armored Indoor Dual Rated (OFNR/LSZH) | CommScope® | Propel ¦ SYSTIMAX ULL |  | Fiber trunk cable assembly
UKXQXQXTU |  | Base Product | Ultra Low Loss (ULL) OM4 MPO8 UPC (pinned) to MPO8 UPC (pinned) Fiber Trunk Cable Assembly, 64-Fiber, Armored Indoor Dual Rated (OFNR/LSZH) | CommScope® | Propel ¦ SYSTIMAX ULL |  | Fiber trunk cable assembly
UKXRZUC8N |  | Base Product | Ultra Low Loss (ULL) OM4 MPO16 APC (pinned) to Unconnectorized, Fiber Trunk Cable Assembly, 192-Fiber, Armored Indoor Dual Rated (OFNR/LSZH) | CommScope® | Propel ¦ SYSTIMAX ULL |  | Fiber trunk cable assembly
UKXRZUC8Q |  | Base Product | Ultra Low Loss (ULL) OM4 MPO16 APC (pinned) to Unconnectorized, Fiber Trunk Cable Assembly, 128-Fiber, Armored Indoor Dual Rated (OFNR/LSZH) | CommScope® | Propel ¦ SYSTIMAX ULL |  | Fiber trunk cable assembly
UKXQXUCTF |  | Base Product | Ultra Low Loss (ULL) OM4 MPO8 UPC (pinned) to Unconnectorized Fiber Trunk Cable Assembly,24-Fiber, Armored Indoor Dual Rated (OFNR/LSZH) | CommScope® | Propel ¦ SYSTIMAX ULL |  | Fiber trunk cable assembly
UKVRZUC8U |  | Base Product | Ultra Low Loss (ULL) OM5 MPO16 APC (pinned) to Unconnectorized, Fiber Trunk Cable Assembly, 64-Fiber, Armored Indoor Dual Rated (OFNR/LSZH) | CommScope® | Propel ¦ SYSTIMAX ULL |  | Fiber trunk cable assembly
UHVMXMXCH |  | Base Product | Ultra Low Loss (ULL) OM5 MPO12 UPC (pinned) to MPO12 UPC (pinned) Fiber Trunk Cable Assembly, 48-Fiber, Armored Indoor Plenum | CommScope® | Propel ¦ SYSTIMAX ULL |  | Fiber trunk cable assembly
UKXQXUCTH |  | Base Product | Ultra Low Loss (ULL) OM4 MPO8 UPC (pinned) to Unconnectorized Fiber Trunk Cable Assembly, 48-Fiber, Armored Indoor Dual Rated (OFNR/LSZH) | CommScope® | Propel ¦ SYSTIMAX ULL |  | Fiber trunk cable assembly
UHVQXUCTN |  | Base Product | Ultra Low Loss (ULL) OM5 MPO8 UPC (pinned) to UnterminatedFiber Trunk Cable Assembly, 192-Fiber, Armored Indoor Plenum | CommScope® | Propel ¦ SYSTIMAX ULL |  | Fiber trunk cable assembly
UKXQZUCTS |  | Base Product | Ultra Low Loss (ULL) OM4 MPO8 APC (pinned) to Unconnectorized Fiber Trunk Cable Assembly, 32-Fiber, Armored Indoor Dual Rated (OFNR/LSZH) | CommScope® | Propel ¦ SYSTIMAX ULL |  | Fiber trunk cable assembly
UKXQZUCTU |  | Base Product | Ultra Low Loss (ULL) OM4 MPO8 APC (pinned) to Unconnectorized Fiber Trunk Cable Assembly, 64-Fiber, Armored Indoor Dual Rated (OFNR/LSZH) | CommScope® | Propel ¦ SYSTIMAX ULL |  | Fiber trunk cable assembly
UHVMXUCCF |  | Base Product | Ultra Low Loss (ULL) OM5 MPO12 UPC (pinned) to Unconnectorized Fiber Trunk Cable Assembly, 24-Fiber, Armored Indoor Plenum | CommScope® | Propel ¦ SYSTIMAX ULL |  | Fiber trunk cable assembly
UHVQZQZTL |  | Base Product | Ultra Low Loss (ULL) OM5 MPO8 APC (pinned) to MPO8 APC (pinned) Fiber Trunk Cable Assembly, 96-Fiber, Armored Indoor Plenum | CommScope® | Propel ¦ SYSTIMAX ULL |  | Fiber trunk cable assembly
UKXRZRZ8N |  | Base Product | Ultra Low Loss (ULL) OM4 MPO16 APC (pinned) to MPO16 APC (pinned), Fiber Trunk Cable Assembly, 192-Fiber, Armored Indoor Dual Rated (OFNR/LSZH) | CommScope® | Propel ¦ SYSTIMAX ULL |  | Fiber trunk cable assembly
UHXRZUC8N |  | Base Product | Ultra Low Loss (ULL) OM4 MPO16 APC (pinned) to Unconnectorized, Fiber Trunk Cable Assembly, 192-Fiber, Armored Indoor Plenum | CommScope® | Propel ¦ SYSTIMAX ULL |  | Fiber trunk cable assembly
UKXRZRZ8R |  | Base Product | Ultra Low Loss (ULL) OM4 MPO16 APC (pinned) to MPO16 APC (pinned), Fiber Trunk Cable Assembly, 16-Fiber, Armored Indoor Dual Rated (OFNR/LSZH) | CommScope® | Propel ¦ SYSTIMAX ULL |  | Fiber trunk cable assembly
URXRVQX7R |  | Base Product | Ultra Low Loss OM4, 16F MM APC MPO (Unpinned) to 8F MPO (pinned), Fiber Extension Cable Assembly, 16-Fiber, Dual rate (LSZH/RISER) | CommScope® | Propel |  | Fiber array cable assembly
URXQZBVF8 |  | Base Product | Ultra Low Loss (ULL) OM4, 1X2, MPO8 Multimode APC (Pinned) to MPO4 Multimode APC (Non-Pinned), 8-Fiber, Conversion Array, Low Smoke Zero Halogen (LSZH) | CommScope® | Propel ¦ SYSTIMAX ULL |  | Fiber conversion array cable assembly
UGGQXQXTP |  | Base Product | Ultra Low Loss (ULL) Singlemode MPO8 (Pinned) to MPO8 (Pinned) Pre-terminated Trunk Cable, Plenum, 288-Fiber | CommScope® | SYSTIMAX ULL |  | Fiber trunk cable assembly
UGXQZQZVP |  | Base Product | Ultra Low Loss (ULL) OM4 MPO8 APC (Pinned) to MPO8 APC (Pinned), Fiber Trunk Cable Assembly, 288-Fiber, OFNR | CommScope® | Propel ¦ SYSTIMAX ULL |  | Fiber trunk cable assembly
UHXMPMPCF |  | Base Product | Ultra Low Loss (ULL), OM4 MPO (Unpinned) to MPO (Unpinned), InstaPATCH® 360 Armored Pre-terminated Trunk Cable, 24-Fiber, Plenum | CommScope® | SYSTIMAX InstaPATCH® 360 |  | Fiber trunk cable assembly
UHXMPMPCL |  | Base Product | Ultra Low Loss (ULL), OM4 MPO (Unpinned) to MPO (Unpinned), InstaPATCH® 360 Armored Pre-terminated Trunk Cable, 96-Fiber, Plenum | CommScope® | SYSTIMAX InstaPATCH® 360 |  | Fiber trunk cable assembly
UHGMPMPCH |  | Base Product | Ultra Low Loss, Singlemode MPO12 APC (unpinned) to MPO12 APC (unpinned) Fiber Trunk Cable Assembly, 48-Fiber, Armored Indoor Plenum | CommScope® | SYSTIMAX ULL |  | Fiber trunk cable assembly
UKGMPMXCM |  | Base Product | Ultra Low Loss (ULL) Singlemode MPO12 (Unpinned) to MPO12 (Pinned), Armored Pre-terminated Trunk Cable, 144-Fiber, Low Smoke Zero Halogen (LSZH) | CommScope® | SYSTIMAX ULL |  | Fiber trunk cable assembly
UKXMPMPCH |  | Base Product | Ultra Low Loss (ULL) OM4 MPO12 UPC (unpinned) to MPO12 UPC (unpinned) Fiber Trunk Cable Assembly, 48-Fiber, Armored Indoor Low Smoke Zero Halogen (LSZH) | CommScope® | SYSTIMAX ULL |  | Fiber trunk cable assembly
UHXMPMPCG |  | Base Product | Ultra Low Loss (ULL), OM4 MPO (Unpinned) to MPO (Unpinned), InstaPATCH® 360 Armored Pre-terminated Trunk Cable, 36-Fiber, Plenum | CommScope® | SYSTIMAX InstaPATCH® 360 |  | Fiber trunk cable assembly
UHXMPMXCH |  | Base Product | Ultra Low Loss (ULL), OM4 MPO (Unpinned) to MPO (Pinned), InstaPATCH® 360 Armored Pre-terminated Trunk Cable, 48-Fiber, Plenum | CommScope® | SYSTIMAX InstaPATCH® 360 |  | Fiber trunk cable assembly
A3XMXMPCF |  | Base Product | OM4 MPO12 (Pinned) to MPO12 (Unpinned), Fiber Trunk Cable Assembly, 24-Fiber, B2ca, Method A, Low Smoke Zero Halogen | CommScope® |  |  | Fiber trunk cable assembly
U3GMPUCCL |  | Base Product | Ultra Low Loss (ULL) Singlemode MPO12 (Unpinned) to Unconnectorized, Fiber Trunk Cable Assembly, 96-Fiber, CPR Class B2ca, Low Smoke Zero Halogen/Riser | CommScope® | SYSTIMAX ULL |  | Fiber trunk cable assembly
ARGRPLU7R |  | Base Product | Ultra Low Loss (ULL) Singlemode, MPO16 (Non-Pinned) to LC Uniboot, Fiber Array Cable Assembly, 16-Fiber, Dual Rated (OFNR/LSZH), Method A | CommScope® | Propel ¦ SYSTIMAX ULL |  | Fiber array cable assembly
UJVMXMXCN |  | Base Product | Ultra Low Loss (ULL) OM5 MPO(Pinned) to MPO(Pinned) Pre-terminated Trunk Cable, MPO12, 192-Fiber, Dual Rated LSZH/Riser, 12 fiber PmP 2.0 mm | CommScope® | SYSTIMAX ULL |  | Fiber trunk cable assembly
URXMVMVGD |  | Base Product | Ultra Low Loss (ULL) OM4 MPO12 APC (Unpinned) to MPO12 APC (Unpinned), Fiber Extension Cable Assembly, 12-Fiber, Low Smoke Zero Halogen | CommScope® | SYSTIMAX ULL |  | Fiber array cable assembly
D3GRYRY8L |  | Base Product | Ultra Low Loss (ULL) Singlemode MPO16 (Pinned) Push-Pull to MPO16 (Pinned) Push-Pull, Fiber Trunk Cable Assembly, 96-Fiber, LSZH B2ca | CommScope® | Propel ¦ SYSTIMAX ULL |  | Fiber trunk cable assembly
UHXMXMXAK |  | Base Product | Ultra Low Loss (ULL) Multimode OM4 MPO12 (Pinned) to MPO12 (Pinned), Armored Pre-terminated Trunk Cable, 72-Fiber, Plenum | CommScope® | SYSTIMAX ULL |  | Fiber trunk cable assembly
UHXMXMXAM |  | Base Product | Ultra Low Loss (ULL) Multimode OM4 MPO12 (Pinned) to MPO12 (Pinned), Armored Pre-terminated Trunk Cable, 144-Fiber, Plenum | CommScope® | SYSTIMAX ULL |  | Fiber trunk cable assembly
UHVMXUCAD |  | Base Product | Ultra Low Loss (ULL) Multimode OM5 MPO12 (Pinned) to Unconnectorized, Armored Pre-terminated Trunk Cable, 12-Fiber, Plenum | CommScope® | SYSTIMAX ULL |  | Fiber trunk cable assembly
UHVMXMXAF |  | Base Product | Ultra Low Loss (ULL) Multimode OM5 MPO12 (Pinned) to MPO12 (Pinned), Armored Pre-terminated Trunk Cable, 24-Fiber, Plenum | CommScope® | SYSTIMAX ULL |  | Fiber trunk cable assembly |  | Discontinued
UHVMXMXAK |  | Base Product | Ultra Low Loss (ULL) Multimode OM5 MPO12 (Pinned) to MPO12 (Pinned), Armored Pre-terminated Trunk Cable, 72-Fiber, Plenum | CommScope® | SYSTIMAX ULL |  | Fiber trunk cable assembly
UHVMXUCAK |  | Base Product | Ultra Low Loss (ULL) Multimode OM5 MPO12 (Pinned) to Unconnectorized, Armored Pre-terminated Trunk Cable, 72-Fiber, Plenum | CommScope® | SYSTIMAX ULL |  | Fiber trunk cable assembly
UHVMXUCAM |  | Base Product | Ultra Low Loss (ULL) Multimode OM5 MPO12 (Pinned) to Unconnectorized, Armored Pre-terminated Trunk Cable, 144-Fiber, Plenum | CommScope® | SYSTIMAX ULL |  | Fiber trunk cable assembly
UHVMPMXAL |  | Base Product | Ultra Low Loss (ULL) Multimode OM5 MPO12 (Unpinned) to MPO12 (Pinned), Armored Pre-terminated Trunk Cable, 96-Fiber, Plenum | CommScope® | SYSTIMAX ULL |  | Fiber trunk cable assembly
UHGMXUCAG |  | Base Product | Ultra Low Loss (ULL) Singlemode MPO12 (Pinned) to Unconnectorized, Armored Pre-terminated Trunk Cable, 36-Fiber, Plenum | CommScope® | SYSTIMAX InstaPATCH® 360 |  | Fiber trunk cable assembly
UHGMPMXAH |  | Base Product | Ultra Low Loss (ULL) Singlemode MPO12 (Unpinned) to MPO12 (Pinned), Armored Pre-terminated Trunk Cable, 48-Fiber, Plenum | CommScope® | SYSTIMAX InstaPATCH® 360 |  | Fiber trunk cable assembly
UHGMPMXAL |  | Base Product | Ultra Low Loss (ULL) Singlemode MPO12 (Unpinned) to MPO12 (Pinned), Armored Pre-terminated Trunk Cable, 96-Fiber, Plenum | CommScope® | SYSTIMAX InstaPATCH® 360 |  | Fiber trunk cable assembly
UJXQZUCTU |  | Base Product | Ultra Low Loss (ULL) OM4 MPO APC (Pinned) to Unconnectorized, Fiber Trunk Cable Assembly, 64-Fiber, Dual Rated (OFNR/LSZH) | CommScope® | Propel ¦ SYSTIMAX ULL |  | Fiber trunk cable assembly
UGVQZUCTL |  | Base Product | Ultra Low Loss (ULL) OM5 MPO8 APC (Pinned) to Unconnectorized, Fiber Trunk Cable Assembly, 96-Fiber, Plenum | CommScope® | Propel ¦ SYSTIMAX ULL |  | Fiber trunk cable assembly
UGXQVUCTK |  | Base Product | Ultra Low Loss (ULL) OM4 MPO8 APC (Non-Pinned) to Unconnectorized, Fiber Trunk Cable Assembly, 72-Fiber, Plenum | CommScope® | Propel ¦ SYSTIMAX ULL |  | Fiber trunk cable assembly
UJXQVQZTL |  | Base Product | Ultra Low Loss (ULL) OM4 MPO APC (Pinned) to MPO APC (unPinned), Fiber Trunk Cable Assembly, 96-Fiber, Dual Rated (OFNR/LSZH) | CommScope® | Propel ¦ SYSTIMAX ULL |  | Fiber trunk cable assembly
UQVRVRZ7R |  | Base Product | Ultra Low Loss (ULL) OM5 MPO16 APC (Non-Pinned) to MPO16 APC (Pinned), Fiber Array Cable Assembly, 16-Fiber, Plenum | CommScope® | Propel ¦ SYSTIMAX ULL |  | Fiber array cable assembly
U3VRZUC8Q |  | Base Product | Ultra Low Loss (ULL) OM5 MPO16 APC (Pinned) to Unconnectorized, Fiber Trunk Cable Assembly, 128-Fiber, LSZH B2ca | CommScope® | Propel ¦ SYSTIMAX ULL |  | Fiber trunk cable assembly
UJVQZQZT8 |  | Base Product | Ultra Low Loss (ULL) OM5 MPO APC (Pinned) to MPO APC (Pinned), Fiber Trunk Cable Assembly, 8-Fiber, Dual Rated (OFNR/LSZH) | CommScope® | Propel ¦ SYSTIMAX ULL |  | Fiber trunk cable assembly
UJXQVQZTN |  | Base Product | Ultra Low Loss (ULL) OM4 MPO APC (Pinned) to MPO APC (unPinned), Fiber Trunk Cable Assembly, 192-Fiber, Dual Rated (OFNR/LSZH) | CommScope® | Propel ¦ SYSTIMAX ULL |  | Fiber trunk cable assembly
UQVRZLU7R |  | Base Product | Ultra Low Loss (ULL) OM5 MPO16 APC (Pinned) to LC/UPC Uniboot, Fiber Array Cable Assembly, 16-Fiber, Plenum | CommScope® | Propel ¦ SYSTIMAX ULL |  | Fiber array cable assembly
URXQZQZF8 |  | Base Product | Ultra Low Loss (ULL) OM4 MPO8 APC (Pinned) to MPO8 APC (Pinned), Fiber Trunk Cable Assembly, 8-Fiber, Dual Rated (OFNR/LSZH) | CommScope® | Propel ¦ SYSTIMAX ULL |  | Fiber array cable assembly
UJVQZQZTH |  | Base Product | Ultra Low Loss (ULL) OM5 MPO APC (Pinned) to MPO APC (Pinned), Fiber Trunk Cable Assembly, 48-Fiber, Dual Rated (OFNR/LSZH) | CommScope® | Propel ¦ SYSTIMAX ULL |  | Fiber trunk cable assembly
U3XQZUCTM |  | Base Product | Ultra Low Loss (ULL) OM4 MPO8 APC (Pinned) to Unconnectorized, Fiber Trunk Cable Assembly, 144-Fiber, LSZH B2ca | CommScope® | Propel ¦ SYSTIMAX ULL |  | Fiber trunk cable assembly
UGVQZUCTU |  | Base Product | Ultra Low Loss (ULL) OM5 MPO8 APC (Pinned) to Unconnectorized, Fiber Trunk Cable Assembly, 64-Fiber, Plenum | CommScope® | Propel ¦ SYSTIMAX ULL |  | Fiber trunk cable assembly
UJVQZQZTK |  | Base Product | Ultra Low Loss (ULL) OM5 MPO APC (Pinned) to MPO APC (Pinned), Fiber Trunk Cable Assembly, 72-Fiber, Dual Rated (OFNR/LSZH) | CommScope® | Propel ¦ SYSTIMAX ULL |  | Fiber trunk cable assembly
UGGRXUC8Q |  | Base Product | Ultra Low Loss (ULL) Singlemode G.657.A2 MPO16 (Pinned) to Unconnectorized, Fiber Trunk Cable Assembly, 128-Fiber, Plenum | CommScope® | Propel ¦ SYSTIMAX ULL |  | Fiber trunk cable assembly
URXRVLU7R |  | Base Product | Ultra Low Loss (ULL) OM4 MPO16 APC (Non-Pinned) to LC/UPC Uniboot, Fiber Array Cable Assembly, 16-Fiber, Dual Rated (OFNR/LSZH) | CommScope® | Propel ¦ SYSTIMAX ULL |  | Fiber array cable assembly
URXRVRV7R |  | Base Product | Ultra Low Loss (ULL) OM4 MPO16 APC (Non-Pinned) to MPO16 APC (Non-Pinned), Fiber Array Cable Assembly, 16-Fiber, Dual Rated (OFNR/LSZH) | CommScope® | Propel ¦ SYSTIMAX ULL |  | Fiber array cable assembly
UGVRZRZ8N |  | Base Product | Ultra Low Loss (ULL) OM5 MPO16 APC (Pinned) to MPO16 APC (Pinned), Fiber Trunk Cable Assembly, 192-Fiber, Plenum | CommScope® | Propel ¦ SYSTIMAX ULL |  | Fiber trunk cable assembly
UGXRZUC8U |  | Base Product | Ultra Low Loss (ULL) OM4 MPO16 APC (Pinned) to Unconnectorized, Fiber Trunk Cable Assembly, 64-Fiber, Plenum | CommScope® | Propel ¦ SYSTIMAX ULL |  | Fiber trunk cable assembly
URXRVRZ7R |  | Base Product | Ultra Low Loss (ULL) OM4 MPO16 APC (Non-Pinned) to MPO16 APC (Pinned), Fiber Array Cable Assembly, 16-Fiber, Dual Rated (OFNR/LSZH) | CommScope® | Propel ¦ SYSTIMAX ULL |  | Fiber array cable assembly
UJXRZUC8H |  | Base Product | Ultra Low Loss (ULL) OM4 MPO16 APC (Pinned) to Unconnectorized, Fiber Trunk Cable Assembly, 48-Fiber, Dual Rated (OFNR/LSZH) | CommScope® | Propel ¦ SYSTIMAX ULL |  | Fiber trunk cable assembly
UQXQVUCF8 |  | Base Product | Ultra Low Loss (ULL) OM4 MPO8 APC (Non-Pinned) to Unconnectorized, Fiber Trunk Cable Assembly, 8-Fiber, Plenum | CommScope® | Propel ¦ SYSTIMAX ULL |  | Fiber array cable assembly
UJGRXRX8M |  | Base Product | Ultra Low Loss (ULL) Singlemode G.657.A2 MPO16 (Pinned) to MPO16 (Pinned), Fiber Trunk Cable Assembly, 144-Fiber, Dual Rated (OFNR/LSZH) | CommScope® | Propel ¦ SYSTIMAX ULL |  | Fiber trunk cable assembly
UQXQZUCF8 |  | Base Product | Ultra Low Loss (ULL) OM4 MPO8 APC (Pinned) to Unconnectorized, Fiber Trunk Cable Assembly, 8-Fiber, Plenum | CommScope® | Propel ¦ SYSTIMAX ULL |  | Fiber array cable assembly
UQG2X2EBH |  | Base Product | Ultra Low Loss (ULL) Singlemode G.657.A2 , 2X3, MPO24 (Non-Pinned) to MPO24 (Non-Pinned-QSFP), 48-Fiber, Conversion Array, Plenum | CommScope® | Propel ¦ SYSTIMAX ULL |  | Fiber conversion array cable assembly
UQX2EMPAH |  | Base Product | Ultra Low Loss (ULL) OM4, 3X4, MPO24 (Non-Pinned - QSFP) to MPO12 (Non-Pinned), 48-Fiber, Conversion Array ,Plenum | CommScope® | Propel ¦ SYSTIMAX ULL |  | Fiber conversion array cable assembly
UQGRPMPAH |  | Base Product | Ultra Low Loss (ULL) Singlemode G.657.A2, 3X4, MPO16 (Non-Pinned) to MPO12 (Non-Pinned), 48-Fiber, Conversion Array, Plenum | CommScope® | Propel ¦ SYSTIMAX ULL |  | Fiber conversion array cable assembly
U3XMXUCCL |  | Base Product | Ultra Low Loss ULL LazrSPEED® 550 MPO(Pinned) to Unconnectorized Pre-terminated Trunk Cable, MPO12, 96-Fiber, LSZH, 12 fiber PmP 2.0 mm /B2ca | CommScope® | SYSTIMAX ULL |  | Fiber trunk cable assembly
U3XQXQXQS |  | Base Product | Ultra Low Loss (ULL) OM4 MPO8 QSFP (Pinned) to MPO8 QSFP (Pinned), Fiber Trunk Cable Assembly, 32-Fiber, Low Smoke Zero Halogen (LSZH) | CommScope® | SYSTIMAX ULL |  | Fiber trunk cable assembly |  | Discontinued
U3XQPQXQL |  | Base Product | Ultra Low Loss (ULL) OM4, MPO8 QSFP Unpinned to MPO8 QSFP Pinned, Fiber Trunk Cable Assembly, 96-Fiber, Low Smoke Zero Halogen | CommScope® | SYSTIMAX ULL |  | Fiber trunk cable assembly |  | Discontinued
U4GMPLACG |  | Base Product | Ultra Low Loss ULL TeraSPEED® MPO(Unpinned) to LC/APC Ruggedized fanout Cable, 36-Fiber, LSZH, 12 fiber PmP 2.0 mm /B2ca | CommScope® | SYSTIMAX ULL |  | Ruggedized fanout
U4GMPLCCL |  | Base Product | Ultra Low Loss ULL TeraSPEED® MPO(Unpinned) to LC/UPC Ruggedized fanout Cable, 96-Fiber, LSZH, 12 fiber PmP 2.0 mm /B2ca | CommScope® | SYSTIMAX ULL |  | Ruggedized fanout
U4GMPLGCF |  | Base Product | Ultra Low Loss ULL TeraSPEED® MPO(Unpinned) to LC/APC G B Ruggedized fanout Cable, 24-Fiber, LSZH, 12 fiber PmP 2.0 mm /B2ca | CommScope® | SYSTIMAX ULL |  | Ruggedized fanout
U4GMXLFCM |  | Base Product | Ultra Low Loss ULL TeraSPEED® MPO(Pinned) to LC/UPC G B Ruggedized fanout Cable, 144-Fiber, LSZH, 12 fiber PmP 2.0 mm /B2ca | CommScope® | SYSTIMAX ULL |  | Ruggedized fanout
U4GMPSCCG |  | Base Product | Ultra Low Loss ULL TeraSPEED® MPO(Unpinned) to SC/UPC Ruggedized fanout Cable, 36-Fiber, LSZH, 12 fiber PmP 2.0 mm /B2ca | CommScope® | SYSTIMAX ULL |  | Ruggedized fanout
U4GMXLGCG |  | Base Product | Ultra Low Loss ULL TeraSPEED® MPO(Pinned) to LC/APC G B Ruggedized fanout Cable, 36-Fiber, LSZH, 12 fiber PmP 2.0 mm /B2ca | CommScope® | SYSTIMAX ULL |  | Ruggedized fanout
U4GMXLFCH |  | Base Product | Ultra Low Loss ULL TeraSPEED® MPO(Pinned) to LC/UPC G B Ruggedized fanout Cable, 48-Fiber, LSZH, 12 fiber PmP 2.0 mm /B2ca | CommScope® | SYSTIMAX ULL |  | Ruggedized fanout
U4GMXLGCM |  | Base Product | Ultra Low Loss ULL TeraSPEED® MPO(Pinned) to LC/APC G B Ruggedized fanout Cable, 144-Fiber, LSZH, 12 fiber PmP 2.0 mm /B2ca | CommScope® | SYSTIMAX ULL |  | Ruggedized fanout
U4GMXSCCF |  | Base Product | Ultra Low Loss ULL TeraSPEED® MPO(Pinned) to SC/UPC Ruggedized fanout Cable, 24-Fiber, LSZH, 12 fiber PmP 2.0 mm /B2ca | CommScope® | SYSTIMAX ULL |  | Ruggedized fanout
U4GMXSCCH |  | Base Product | Ultra Low Loss ULL TeraSPEED® MPO(Pinned) to SC/UPC Ruggedized fanout Cable, 48-Fiber, LSZH, 12 fiber PmP 2.0 mm /B2ca | CommScope® | SYSTIMAX ULL |  | Ruggedized fanout
U4VMPLUCK |  | Base Product | Ultra Low Loss ULL LazrSPEED® 550 OM5 MPO(Unpinned) to LC/UPC Uniboot Ruggedized fanout Cable, 72-Fiber, LSZH, 12 fiber PmP 2.0 mm /B2ca | CommScope® | SYSTIMAX ULL |  | Ruggedized fanout
U4VMPLCAF |  | Base Product | Ultra Low Loss (ULL) OM5 MPO (Unpinned) to LC/UPC, InstaPATCH® 360 Ruggedized Fanout Cable Assembly, 24-Fiber, Low Smoke Zero Halogen (LSZH) | CommScope® | SYSTIMAX InstaPATCH® 360 ¦ SYSTIMAX ULL |  | Ruggedized fanout |  | Discontinued
U4VMXSCCL |  | Base Product | Ultra Low Loss ULL LazrSPEED® 550 OM5 MPO(Pinned) to SC/UPC Ruggedized fanout Cable, 96-Fiber, LSZH, 12 fiber PmP 2.0 mm /B2ca | CommScope® | SYSTIMAX ULL |  | Ruggedized fanout
U4VMPLCCL |  | Base Product | Ultra Low Loss ULL LazrSPEED® 550 OM5 MPO(Unpinned) to LC/UPC Ruggedized fanout Cable, 96-Fiber, LSZH, 12 fiber PmP 2.0 mm /B2ca | CommScope® | SYSTIMAX ULL |  | Ruggedized fanout
U4VMXLUCH |  | Base Product | Ultra Low Loss ULL LazrSPEED® 550 OM5 MPO(Pinned) to LC/UPC Uniboot Ruggedized fanout Cable, 48-Fiber, LSZH, 12 fiber PmP 2.0 mm /B2ca | CommScope® | SYSTIMAX ULL |  | Ruggedized fanout
U4VMXLCAK |  | Base Product | Ultra Low Loss OM5 MPO12 Pinned to LC/UPC 72-Fiber InstaPATCH® 360 Ruggedized Fanout Cable, Low Smoke Zero Halogen | CommScope® | SYSTIMAX InstaPATCH® 360 ¦ SYSTIMAX ULL |  | Ruggedized fanout |  | Discontinued
U4VMXLCCL |  | Base Product | Ultra Low Loss ULL LazrSPEED® 550 OM5 MPO(Pinned) to LC/UPC Ruggedized fanout Cable, 96-Fiber, LSZH, 12 fiber PmP 2.0 mm /B2ca | CommScope® | SYSTIMAX ULL |  | Ruggedized fanout
U4XMPLCCG |  | Base Product | Ultra Low Loss ULL LazrSPEED® 550 MPO(Unpinned) to LC/UPC Ruggedized fanout Cable, 36-Fiber, LSZH, 12 fiber PmP 2.0 mm /B2ca | CommScope® | SYSTIMAX ULL |  | Ruggedized fanout
U4XMPLCCH |  | Base Product | Ultra Low Loss ULL LazrSPEED® 550 MPO(Unpinned) to LC/UPC Ruggedized fanout Cable, 48-Fiber, LSZH, 12 fiber PmP 2.0 mm /B2ca | CommScope® | SYSTIMAX ULL |  | Ruggedized fanout
U4XMXLCCF |  | Base Product | Ultra Low Loss ULL LazrSPEED® 550 MPO(Pinned) to LC/UPC Ruggedized fanout Cable, 24-Fiber, LSZH, 12 fiber PmP 2.0 mm /B2ca | CommScope® | SYSTIMAX ULL |  | Ruggedized fanout
U4XMXLCCK |  | Base Product | Ultra Low Loss ULL LazrSPEED® 550 MPO(Pinned) to LC/UPC Ruggedized fanout Cable, 72-Fiber, LSZH, 12 fiber PmP 2.0 mm /B2ca | CommScope® | SYSTIMAX ULL |  | Ruggedized fanout
UGGMPMXAM |  | Base Product | Ultra Low Loss (ULL) Singlemode MPO12 (Unpinned) to MPO12 (Pinned), Fiber Trunk Cable Assembly, 144-Fiber, Plenum | CommScope® | SYSTIMAX ULL |  | Fiber trunk cable assembly
UGGMXMXAK |  | Base Product | Ultra Low Loss (ULL) Singlemode MPO12 (Pinned) to MPO12 (Pinned), Fiber Trunk Cable Assembly, 72-Fiber, Plenum | CommScope® | SYSTIMAX ULL |  | Fiber trunk cable assembly
UGGMXMXAL |  | Base Product | Ultra Low Loss (ULL) Singlemode MPO12 (Pinned) to MPO12 (Pinned), Fiber Trunk Cable Assembly, 96-Fiber, Plenum | CommScope® | SYSTIMAX ULL |  | Fiber trunk cable assembly
UGGMXMXAM |  | Base Product | Ultra Low Loss (ULL) Singlemode MPO12 (Pinned) to MPO12 (Pinned), Fiber Trunk Cable Assembly, 144-Fiber, Plenum | CommScope® | SYSTIMAX ULL |  | Fiber trunk cable assembly
UGGMXUCCH |  | Base Product | Ultra Low Loss ULL TeraSPEED® MPO(Pinned) to Unconnectorized Pre-terminated Trunk Cable, MPO12, 48-Fiber, Plenum, 12 fiber PmP 2.0 mm Dca | CommScope® | SYSTIMAX ULL |  | Fiber trunk cable assembly
UGGQPQXQL |  | Base Product | Ultra Low Loss (ULL) Singlemode MPO8 QSFP (Unpinned) to MPO8 QSFP (Pinned), Fiber Trunk Cable Assembly, 96-Fiber, Plenum | CommScope® | SYSTIMAX ULL |  | Fiber trunk cable assembly
UGGQXQXQS |  | Base Product | Ultra Low Loss (ULL) Singlemode MPO8 QSFP (Pinned) to MPO8 QSFP (Pinned), Fiber Trunk Cable Assembly, 32-Fiber, Plenum | CommScope® | SYSTIMAX ULL |  | Fiber trunk cable assembly
UGGMXUCCL |  | Base Product | Ultra Low Loss ULL TeraSPEED® MPO(Pinned) to Unconnectorized Pre-terminated Trunk Cable, MPO12, 96-Fiber, Plenum, 12 fiber PmP 2.0 mm Dca | CommScope® | SYSTIMAX ULL |  | Fiber trunk cable assembly
UGVMXMXAK |  | Base Product | Ultra Low Loss (ULL) OM5 MPO12 (Pinned) to MPO12 (Pinned), Fiber Trunk Cable Assembly, 72-Fiber, Plenum | CommScope® | SYSTIMAX ULL |  | Fiber trunk cable assembly
UGXMPMPCL |  | Base Product | Ultra Low Loss ULL LazrSPEED® 550 MPO(Unpinned) to MPO(Unpinned) Pre-terminated Trunk Cable, MPO12, 96-Fiber, Plenum, 12 fiber PmP 2.0 mm Dca | CommScope® | SYSTIMAX ULL |  | Fiber trunk cable assembly
UGXMXMXAD |  | Base Product | Ultra Low Loss (ULL) OM4 MPO12 (Pinned) to MPO12 (Pinned), Fiber Trunk Cable Assembly, 12-Fiber, Plenum | CommScope® | SYSTIMAX ULL |  | Fiber trunk cable assembly
UGVQXQXQF |  | Base Product | Ultra Low Loss (ULL) OM5 MPO8 QSFP (Pinned) to MPO8 QSFP (Pinned), Fiber Trunk Cable Assembly, 24-Fiber, Plenum | CommScope® | SYSTIMAX ULL |  | Fiber trunk cable assembly
UGXMPMXAD |  | Base Product | Ultra Low Loss (ULL) OM4 MPO12 (Unpinned) to MPO12 (Pinned), Fiber Trunk Cable Assembly, 12-Fiber, Plenum | CommScope® | SYSTIMAX ULL |  | Fiber trunk cable assembly
UGXMPMXCF |  | Base Product | Ultra Low Loss ULL LazrSPEED® 550 MPO(Unpinned) to MPO(Pinned) Pre-terminated Trunk Cable, MPO12, 24-Fiber, Plenum, 12 fiber PmP 2.0 mm Dca | CommScope® | SYSTIMAX ULL |  | Fiber trunk cable assembly
UGVMXMXCM |  | Base Product | Ultra Low Loss ULL LazrSPEED® 550 OM5 MPO(Pinned) to MPO(Pinned) Pre-terminated Trunk Cable, MPO12, 144-Fiber, Plenum, 12 fiber PmP 2.0 mm Dca | CommScope® | SYSTIMAX ULL |  | Fiber trunk cable assembly
UGXMXMXAH |  | Base Product | Ultra Low Loss (ULL) OM4 MPO12 (Pinned) to MPO12 (Pinned), Fiber Trunk Cable Assembly, 48-Fiber, Plenum | CommScope® | SYSTIMAX ULL |  | Fiber trunk cable assembly
UGXMPMXAG |  | Base Product | Ultra Low Loss (ULL) OM4 MPO12 (Unpinned) to MP12O (Pinned), Fiber Trunk Cable Assembly, 36-Fiber, Plenum | CommScope® | SYSTIMAX ULL |  | Fiber trunk cable assembly
UGXMXMXAK |  | Base Product | Ultra Low Loss (ULL) OM4 MPO12 (Pinned) to MPO12 (Pinned), Fiber Trunk Cable Assembly, 72-Fiber, Plenum | CommScope® | SYSTIMAX ULL |  | Fiber trunk cable assembly
UGXMXMXAL |  | Base Product | Ultra Low Loss (ULL) OM4 MPO12 (Pinned) to MPO12 (Pinned), Fiber Trunk Cable Assembly, 96-Fiber, Plenum | CommScope® | SYSTIMAX ULL |  | Fiber trunk cable assembly
UGXMXMXAM |  | Base Product | Ultra Low Loss (ULL) OM4 MPO12 (Pinned) to MPO12 (Pinned), Fiber Trunk Cable Assembly, 144-Fiber, Plenum | CommScope® | SYSTIMAX ULL |  | Fiber trunk cable assembly
UGXMXMXCF |  | Base Product | Ultra Low Loss ULL LazrSPEED® 550 MPO(Pinned) to MPO(Pinned) Pre-terminated Trunk Cable, MPO12, 24-Fiber, Plenum, 12 fiber PmP 2.0 mm | CommScope® | SYSTIMAX ULL |  | Fiber trunk cable assembly
UGX2X2XBH |  | Base Product | Ultra Low Loss (ULL) OM4 MPO24 (Pinned) to MPO24 (Pinned), Fiber Trunk Cable Assembly, 48-Fiber, Plenum | CommScope® | SYSTIMAX ULL |  | Fiber trunk cable assembly
UGXMPMPCH |  | Base Product | Ultra Low Loss ULL LazrSPEED® 550 MPO(Unpinned) to MPO(Unpinned) Pre-terminated Trunk Cable, MPO12, 48-Fiber, Plenum, 12 fiber PmP 2.0 mm Dca | CommScope® | SYSTIMAX ULL |  | Fiber trunk cable assembly
UGXMXUCCK |  | Base Product | Ultra Low Loss ULL LazrSPEED® 550 MPO(Pinned) to Unconnectorized Pre-terminated Trunk Cable, MPO12, 72-Fiber, Plenum, 12 fiber PmP 2.0 mm Dca | CommScope® | SYSTIMAX ULL |  | Fiber trunk cable assembly
UGXQPQXQS |  | Base Product | Ultra Low Loss (ULL) OM4 MPO QSFP (Unpinned) to MPO QSFP (Pinned), Pre-terminated Trunk Cable, MPO8, 32-Fiber, Plenum | CommScope® | SYSTIMAX ULL |  | Fiber trunk cable assembly
UJGMPMPAF |  | Base Product | Ultra Low Loss (ULL) Singlemode MPO12 (Unpinned) to MPO12 (Unpinned), Pre-terminated Trunk Cable, 24-Fiber, Low Smoke Zero Halogen (LSZH)/Riser | CommScope® | SYSTIMAX ULL |  | Fiber trunk cable assembly
UJGMPMXDH |  | Base Product | Ultra Low Loss (ULL) Singlemode, MPO12 Unpinned to MPO12 Pinned, Fiber Trunk Cable Assembly, 48-Fiber, Indoor/Outdoor, Low Smoke Zero Halogen/Riser | CommScope® | SYSTIMAX ULL |  | Fiber trunk cable assembly
UJGMPMPRM |  | Base Product | Ultra Low Loss (ULL) Singlemode MPO12 (Unpinned) to MPO12 (Unpinned), Fiber Trunk Cable Assembly, 144-Fiber, Rollable Ribbon Central Tube, Low Smoke Zero Halogen (LSZH)/Riser | CommScope® | SYSTIMAX ULL |  | Fiber trunk cable assembly
UJGMPMXDK |  | Base Product | Ultra Low Loss (ULL) Singlemode, MPO12 Unpinned to MPO12 Pinned, 72-Fiber Indoor/Outdoor Pre-terminated Trunk Cable, Low Smoke Zero Halogen/Riser | CommScope® | SYSTIMAX ULL |  | Fiber trunk cable assembly
UJGMPMPCM |  | Base Product | Ultra Low Loss ULL TeraSPEED® MPO(Unpinned) to MPO(Unpinned) Pre-terminated Trunk Cable, MPO12, 144-Fiber, LSZH, 12 fiber PmP 2.0 mm Dca | CommScope® | SYSTIMAX ULL |  | Fiber trunk cable assembly
UJGMPMPRV |  | Base Product | Ultra Low Loss (ULL) Singlemode MPO12 (Unpinned) to MPO12 (Unpinned), Fiber Trunk Cable Assembly, 432-Fiber, Rollable Ribbon Central Tube, Low Smoke Zero Halogen/Riser | CommScope® | SYSTIMAX ULL |  | Fiber trunk cable assembly
UJGMPUCDK |  | Base Product | Ultra Low Loss Singlemode MPO12 Unpinned to Unconnectorized 72-Fiber Pre-terminated Trunk Cable, Indoor/Outdoor, Low Smoke Zero Halogen/Riser | CommScope® | SYSTIMAX ULL |  | Fiber trunk cable assembly
UJGMPMXAG |  | Base Product | Ultra Low Loss (ULL) Singlemode MPO12 (Unpinned) to MPO12 (Pinned), Fiber Trunk Cable Assembly, 36-Fiber, Low Smoke Zero Halogen (LSZH) | CommScope® | SYSTIMAX ULL |  | Fiber trunk cable assembly
UJGMPUCRM |  | Base Product | Ultra Low Loss (ULL) Singlemode, MPO12 Unpinned to Unconnectorized, Fiber Trunk Cable Assembly, 144-Fiber, Rollable Ribbon Central Tube, Low Smoke Zero Halogen/Riser | CommScope® | SYSTIMAX ULL |  | Fiber trunk cable assembly
UJGMXMXCG |  | Base Product | Ultra Low Loss ULL TeraSPEED® MPO(Pinned) to MPO(Pinned) Pre-terminated Trunk Cable, MPO12, 36-Fiber, LSZH, 12 fiber PmP 2.0 mm Dca | CommScope® | SYSTIMAX ULL |  | Fiber trunk cable assembly
UJGMXMXSM |  | Base Product | Ultra Low Loss (ULL) Singlemode, MPO12 Pinned to MPO12 Pinned, Fiber Trunk Cable Assembly, 144-Fiber, Rollable Ribbon Indoor/Outdoor Central Tube, Low Smoke Zero Halogen/Riser | CommScope® | SYSTIMAX ULL |  | Fiber trunk cable assembly
UJGMXMXAG |  | Base Product | Ultra Low Loss (ULL) Singlemode MPO12 (Pinned) to MPO12 (Pinned), Fiber Trunk Cable Assembly, 36-Fiber, Low Smoke Zero Halogen (LSZH) | CommScope® | SYSTIMAX ULL |  | Fiber trunk cable assembly
UJGMXUCDK |  | Base Product | Ultra Low Loss Singlemode MPO12 Pinned to Unconnectorized 72-Fiber Pre-terminated Trunk Cable, Indoor/Outdoor, Low Smoke Zero Halogen/Riser | CommScope® | SYSTIMAX ULL |  | Fiber trunk cable assembly
UJGMXMXRM |  | Base Product | Ultra Low Loss (ULL) Singlemode MPO12 (Pinned) to MPO12 (Pinned), Fiber Trunk Cable Assembly, 144-Fiber, Rollable Ribbon Central Tube, Low Smoke Zero Halogen (LSZH)/Riser | CommScope® | SYSTIMAX ULL |  | Fiber trunk cable assembly
UJGMXUCDL |  | Base Product | Ultra Low Loss Singlemode MPO12 Pinned to Unconnectorized 96-Fiber Pre-terminated Trunk Cable, Indoor/Outdoor, Low Smoke Zero Halogen/Riser | CommScope® | SYSTIMAX ULL |  | Fiber trunk cable assembly
UJV2X2XBH |  | Base Product | Ultra Low Loss (ULL) OM5 MPO24 (Pinned) to MPO24 (Pinned), Fiber Trunk Cable Assembly, 48-Fiber, Low Smoke Zero Halogen (LSZH) | CommScope® | SYSTIMAX ULL |  | Fiber trunk cable assembly
UJGMXMXSW |  | Base Product | Ultra Low Loss Singlemode MPO12 Pinned to MPO12 Pinned 576-Fiber Pre-terminated Trunk Cable, Rollable Ribbon Indoor/Outdoor Central Tube, Low Smoke Zero Halogen/Riser | CommScope® | SYSTIMAX ULL |  | Fiber trunk cable assembly
UJV2X2XBK |  | Base Product | Ultra Low Loss (ULL) OM5 MPO24 (Pinned) to MPO24 (Pinned), Fiber Trunk Cable Assembly, 72-Fiber, Low Smoke Zero Halogen (LSZH) | CommScope® | SYSTIMAX ULL |  | Fiber trunk cable assembly
UJGMXMXRP |  | Base Product | Ultra Low Loss (ULL) Singlemode MPO12 (Pinned) to MPO12 (Pinned), Fiber Trunk Cable Assembly, 288-Fiber, Low Smoke Zero Halogen/Riser | CommScope® | SYSTIMAX ULL |  | Fiber trunk cable assembly
UJGMXMXRV |  | Base Product | Ultra Low Loss (ULL) Singlemode MPO12 (Pinned) to MPO12 (Pinned), Fiber Trunk Cable Assembly, 432-Fiber, Low Smoke Zero Halogen/Riser | CommScope® | SYSTIMAX ULL |  | Fiber trunk cable assembly
UJGQPQXQU |  | Base Product | Ultra Low Loss (ULL) Singlemode MPO8 QSFP (Unpinned) to MPO8 QSFP (Pinned), Fiber Trunk Cable Assembly, 64-Fiber, Low Smoke Zero Halogen | CommScope® | SYSTIMAX ULL |  | Fiber trunk cable assembly
UJGMXUCSX |  | Base Product | Ultra Low Loss Singlemode MPO12 Pinned to Unconnectorized 864-Fiber Pre-terminated Trunk Cable, Rollable Ribbon Indoor/Outdoor Central Tube, Low Smoke Zero Halogen/Riser | CommScope® | SYSTIMAX ULL |  | Fiber trunk cable assembly
UJVMPMPCG |  | Base Product | Ultra Low Loss ULL LazrSPEED® 550 OM5 MPO(Unpinned) to MPO(Unpinned) Pre-terminated Trunk Cable, MPO12, 36-Fiber, LSZH, 12 fiber PmP 2.0 mm Dca | CommScope® | SYSTIMAX ULL |  | Fiber trunk cable assembly
UJVMPMXCG |  | Base Product | Ultra Low Loss ULL LazrSPEED® 550 OM5 MPO(Unpinned) to MPO(Pinned) Pre-terminated Trunk Cable, MPO12, 36-Fiber, LSZH, 12 fiber PmP 2.0 mm Dca | CommScope® | SYSTIMAX ULL |  | Fiber trunk cable assembly
UJV2P2XBM |  | Base Product | Ultra Low Loss (ULL) OM5 MPO24 (Unpinned) to MPO24 (Pinned), Fiber Trunk Cable Assembly, 144-Fiber, Low Smoke Zero Halogen (LSZH) | CommScope® | SYSTIMAX ULL |  | Fiber trunk cable assembly
UJVMXUCCH |  | Base Product | Ultra Low Loss ULL LazrSPEED® 550 OM5 MPO(Pinned) to Unconnectorized Pre-terminated Trunk Cable, MPO12, 48-Fiber, LSZH, 12 fiber PmP 2.0 mm Dca | CommScope® | SYSTIMAX ULL |  | Fiber trunk cable assembly
UJVMXMXCM |  | Base Product | Ultra Low Loss ULL LazrSPEED® 550 OM5 MPO(Pinned) to MPO(Pinned) Pre-terminated Trunk Cable, MPO12, 144-Fiber, Dual Rated LSZH/Riser, 12 fiber PmP 2.0 mm Dca | CommScope® | SYSTIMAX ULL |  | Fiber trunk cable assembly
UJXMXMXCD |  | Base Product | Ultra Low Loss ULL LazrSPEED® 550 MPO(Pinned) to MPO(Pinned) Pre-terminated Trunk Cable, MPO12, 12-Fiber, LSZH, 12 fiber PmP 2.0 mm Dca | CommScope® | SYSTIMAX ULL |  | Fiber trunk cable assembly
UJXMPMXCL |  | Base Product | Ultra Low Loss ULL LazrSPEED® 550 MPO(Unpinned) to MPO(Pinned) Pre-terminated Trunk Cable, MPO12, 96-Fiber, LSZH, 12 fiber PmP 2.0 mm Dca | CommScope® | SYSTIMAX ULL |  | Fiber trunk cable assembly
UJXQPQXQR |  | Base Product | Ultra Low Loss (ULL) OM4 MPO8 QSFP (Unpinned) to MPO8 QSFP (Pinned), Fiber Trunk Cable Assembly, 16-Fiber, Low Smoke Zero Halogen (LSZH) | CommScope® | SYSTIMAX ULL |  | Fiber trunk cable assembly
UKGMPMPDF |  | Base Product | Ultra Low Loss (ULL) Singlemode, MPO12 Unpinned to MPO12 Unpinned, Fiber Trunk Cable Assembly, 24-Fiber, Indoor/Outdoor Armored, Low Smoke Zero Halogen/Riser | CommScope® | SYSTIMAX ULL |  | Fiber trunk cable assembly
UJXQXQXQH |  | Base Product | Ultra Low Loss (ULL) OM4 MPO8 QSFP (Pinned) to MPO8 QSFP (Pinned), Fiber Trunk Cable Assembly, 48-Fiber, Low Smoke Zero Halogen (LSZH) | CommScope® | SYSTIMAX ULL |  | Fiber trunk cable assembly
UKGMPUCDK |  | Base Product | Ultra Low Loss Singlemode MPO12 Unpinned to Unconnectorized 72-Fiber Pre-terminated Trunk Cable, Indoor/Outdoor Armored, Low Smoke Zero Halogen/Riser | CommScope® | SYSTIMAX ULL |  | Fiber trunk cable assembly
UKGMXMXSW |  | Base Product | Ultra Low Loss Singlemode MPO12 Pinned to MPO12 Pinned 576-Fiber Pre-terminated Trunk Cable, Rollable Ribbon Indoor/Outdoor Armored Central Tube, Low Smoke Zero Halogen/Riser | CommScope® | SYSTIMAX ULL |  | Fiber trunk cable assembly
UKGMPUCDL |  | Base Product | Ultra Low Loss Singlemode MPO12 Unpinned to Unconnectorized 96-Fiber Pre-terminated Trunk Cable, Indoor/Outdoor Armored, Low Smoke Zero Halogen/Riser | CommScope® | SYSTIMAX ULL |  | Fiber trunk cable assembly
UKGMXMXSX |  | Base Product | Ultra Low Loss Singlemode MPO12 Pinned to MPO12 Pinned 864-Fiber Pre-terminated Trunk Cable, Rollable Ribbon Indoor/Outdoor Armored Central Tube, Low Smoke Zero Halogen/Riser | CommScope® | SYSTIMAX ULL |  | Fiber trunk cable assembly
UKGMPMPSW |  | Base Product | Ultra Low Loss Singlemode MPO12 Unpinned to MPO12 Unpinned 576-Fiber Pre-terminated Trunk Cable, Rollable Ribbon Indoor/Outdoor Armored Central Tube, Low Smoke Zero Halogen/Riser | CommScope® | SYSTIMAX ULL |  | Fiber trunk cable assembly
ULGMPLACK |  | Base Product | Ultra Low Loss ULL TeraSPEED® MPO(Unpinned) to LC/APC Ruggedized fanout Cable, 72-Fiber, Plenum, 12 fiber PmP 2.0 mm Dca | CommScope® | SYSTIMAX ULL |  | Ruggedized fanout
UKGMXUCDL |  | Base Product | Ultra Low Loss Singlemode MPO12 Pinned to Unconnectorized 96-Fiber Pre-terminated Trunk Cable, Indoor/Outdoor Armored, Low Smoke Zero Halogen/Riser | CommScope® | SYSTIMAX ULL |  | Fiber trunk cable assembly
UKGMXUCSV |  | Base Product | Ultra Low Loss Singlemode MPO12 Pinned to Unconnectorized 432-Fiber Pre-terminated Trunk Cable, Rollable Ribbon Indoor/Outdoor Armored Central Tube, Low Smoke Zero Halogen/Riser | CommScope® | SYSTIMAX ULL |  | Fiber trunk cable assembly
FHZMPMPAH |  | Base Product | OM3 MPO (Unpinned) to MPO (Unpinned), InstaPATCH® 360 Armored Pre-terminated Trunk Cable, 48-Fiber, Plenum | CommScope® | SYSTIMAX InstaPATCH® 360 |  | Fiber trunk cable assembly |  | Discontinued
URVQPLCJ8 |  | Base Product | Ultra Low Loss OM5 MPO8 Unpinned to LC/UPC 8-Fiber Low Smoke Zero Halogen Array Cord | CommScope® | SYSTIMAX ULL |  | Fiber array cable assembly
AJXMPMPAL |  | Base Product | OM4 MPO12 (Unpinned) to MPO12 (Unpinned), Fiber Trunk Cable Assembly, 96-Fiber, Method A, Low Smoke Zero Halogen | CommScope® |  |  | Fiber trunk cable assembly
AJXMPMPCL |  | Base Product | Ultra Low Loss ULL LazrSPEED® 550 MPO(Unpinned) to MPO(Unpinned) Pre-terminated Trunk Cable, MPO12, 96-Fiber, LSZH, 12 fiber PmP 2.0 mm Dca, Method A | CommScope® |  |  | Fiber trunk cable assembly
AJXMXMPAF |  | Base Product | OM4 MPO12 (Pinned) to MPO12 (Unpinned), Fiber Trunk Cable Assembly, 24-Fiber, Method A, Low Smoke Zero Halogen | CommScope® |  |  | Fiber trunk cable assembly
AJXMXMXAM |  | Base Product | OM4 MPO12 (Pinned) to MPO12 (Pinned), Fiber Trunk Cable Assembly, 144-Fiber, Method A, Low Smoke Zero Halogen | CommScope® |  |  | Fiber trunk cable assembly
ALXMPLCAD |  | Base Product | OM4 MPO12 (Unpinned) to LC, Ruggedized Fanout Cable, 12-Fiber, Plenum, Plenum | CommScope® |  |  | Ruggedized fanout
AJXMXMXCG |  | Base Product | Ultra Low Loss ULL LazrSPEED® 550 MPO(Pinned) to MPO(Pinned) Pre-terminated Trunk Cable, MPO12, 36-Fiber, LSZH, 12 fiber PmP 2.0 mm Dca, Method A | CommScope® |  |  | Fiber trunk cable assembly
AQXMXMPGD |  | Base Product | OM4 MPO12 (Pinned) to MPO12 (Unpinned), Fiber Patch Cord, 12-Fiber, Method A, Plenum | CommScope® |  |  | Fiber array cable assembly
ANGMXLCAD |  | Base Product | Singlemode MPO12 (Pinned) to LC, Ruggedized Fanout Fiber Cable, 12-Fiber, Method A, Low Smoke Zero Halogen | CommScope® |  |  | Ruggedized fanout
F3WMPMPAM |  | Base Product | Singlemode MPO (Unpinned) to MPO (Unpinned), InstaPATCH® 360 Pre-terminated Trunk Cable, 144-Fiber, Low Smoke Zero Halogen B2ca | CommScope® | SYSTIMAX InstaPATCH® 360 |  | Fiber trunk cable assembly |  | Discontinued
F3WMPMXAD |  | Base Product | Singlemode MPO (Unpinned) to MPO (Pinned), InstaPATCH® 360 Pre-terminated Trunk Cable, 12-Fiber, Low Smoke Zero Halogen B2ca | CommScope® | SYSTIMAX InstaPATCH® 360 |  | Fiber trunk cable assembly |  | Discontinued
F3XMPMXAK |  | Base Product | OM4 MPO (Unpinned) to MPO (Pinned), InstaPATCH® 360 Pre-terminated Trunk Cable, 72-Fiber, Low Smoke Zero Halogen B2ca | CommScope® | SYSTIMAX InstaPATCH® 360 |  | Fiber trunk cable assembly |  | Discontinued
F3WMPMXAK |  | Base Product | Singlemode MPO (Unpinned) to MPO (Pinned), InstaPATCH® 360 Pre-terminated Trunk Cable, 72-Fiber, Low Smoke Zero Halogen B2ca | CommScope® | SYSTIMAX InstaPATCH® 360 |  | Fiber trunk cable assembly |  | Discontinued
F3ZMPMXAD |  | Base Product | OM3 MPO (Unpinned) to MPO (Pinned), InstaPATCH® 360 Pre-terminated Trunk Cable, 12-Fiber, Low Smoke Zero Halogen B2ca | CommScope® | SYSTIMAX InstaPATCH® 360 |  | Fiber trunk cable assembly |  | Discontinued
F3ZMPMPAD |  | Base Product | OM3 MPO (Unpinned) to MPO (Unpinned), InstaPATCH® 360 Pre-terminated Trunk Cable, 12-Fiber, Low Smoke Zero Halogen B2ca | CommScope® | SYSTIMAX InstaPATCH® 360 |  | Fiber trunk cable assembly |  | Discontinued
F3ZMPMXAG |  | Base Product | OM3 MPO (Unpinned) to MPO (Pinned), InstaPATCH® 360 Pre-terminated Trunk Cable, 36-Fiber, Low Smoke Zero Halogen B2ca | CommScope® | SYSTIMAX InstaPATCH® 360 |  | Fiber trunk cable assembly |  | Discontinued
F4WMXLCAF |  | Base Product | Singlemode MPO (Pinned) to LC/UPC, InstaPATCH® 360 Ruggedized Fanout Cable, 24-Fiber, Low Smoke Zero Halogen B2ca | CommScope® | SYSTIMAX InstaPATCH® 360 |  | Ruggedized fanout |  | Discontinued
F4WMPSCAH |  | Base Product | Singlemode MPO (Unpinned) to SC/UPC, InstaPATCH® 360 Ruggedized Fanout Cable, 48-Fiber, Low Smoke Zero Halogen B2ca | CommScope® | SYSTIMAX InstaPATCH® 360 |  | Ruggedized fanout |  | Discontinued
F4XMXLCAH |  | Base Product | OM4 MPO (Pinned) to LC/UPC, InstaPATCH® 360 Ruggedized Fanout Cable, 48-Fiber, Low Smoke Zero Halogen B2ca | CommScope® | SYSTIMAX InstaPATCH® 360 |  | Ruggedized fanout |  | Discontinued
F4ZMPLCAF |  | Base Product | OM3 MPO (Unpinned) to LC/UPC, InstaPATCH® 360 Ruggedized Fanout Cable, 24-Fiber, Low Smoke Zero Halogen B2ca | CommScope® | SYSTIMAX InstaPATCH® 360 |  | Ruggedized fanout |  | Discontinued
F4ZMPLCAG |  | Base Product | OM3 MPO (Unpinned) to LC/UPC, InstaPATCH® 360 Ruggedized Fanout Cable, 36-Fiber, Low Smoke Zero Halogen B2ca | CommScope® | SYSTIMAX InstaPATCH® 360 |  | Ruggedized fanout |  | Discontinued
F4XMXSCAF |  | Base Product | OM4 MPO (Pinned) to SC/UPC, InstaPATCH® 360 Ruggedized Fanout Cable, 24-Fiber, Low Smoke Zero Halogen B2ca | CommScope® | SYSTIMAX InstaPATCH® 360 |  | Ruggedized fanout |  | Discontinued
F4ZMPSCAD |  | Base Product | OM3 MPO (Unpinned) to SC/UPC, InstaPATCH® 360 Ruggedized Fanout Cable, 12-Fiber, Low Smoke Zero Halogen B2ca | CommScope® | SYSTIMAX InstaPATCH® 360 |  | Ruggedized fanout |  | Discontinued
FGWMPMPAK |  | Base Product | Singlemode MPO (Unpinned) to MPO (Unpinned), InstaPATCH® 360 Pre-terminated Trunk Cable, 72-Fiber, Plenum | CommScope® | SYSTIMAX InstaPATCH® 360 |  | Fiber trunk cable assembly
FGVMPMPAH |  | Base Product | OM5 MPO (Unpinned) to MPO (Unpinned), InstaPATCH® 360 Pre-terminated Trunk Cable, 48-Fiber, plenum | CommScope® | SYSTIMAX InstaPATCH® 360 |  | Fiber trunk cable assembly
FGWMPMXAM |  | Base Product | Singlemode MPO (Unpinned) to MPO (Pinned), InstaPATCH® 360 Pre-terminated Trunk Cable, 144-Fiber, Plenum | CommScope® | SYSTIMAX InstaPATCH® 360 |  | Fiber trunk cable assembly
FGWMPMPAD |  | Base Product | Singlemode MPO (Unpinned) to MPO (Unpinned), InstaPATCH® 360 Pre-terminated Trunk Cable, 12-Fiber, Plenum | CommScope® | SYSTIMAX InstaPATCH® 360 |  | Fiber trunk cable assembly
FGWMPMXAH |  | Base Product | Singlemode MPO (Unpinned) to MPO (Pinned), InstaPATCH® 360 Pre-terminated Trunk Cable, 48-Fiber, Plenum | CommScope® | SYSTIMAX InstaPATCH® 360 |  | Fiber trunk cable assembly
FGXMPMPAK |  | Base Product | OM4 MPO (Unpinned) to MPO (Unpinned), InstaPATCH® 360 Pre-terminated Trunk Cable, 72-Fiber, Plenum | CommScope® | SYSTIMAX InstaPATCH® 360 |  | Fiber trunk cable assembly
FHWMPMXAH |  | Base Product | Singlemode MPO (Unpinned) to MPO (Pinned), InstaPATCH® 360 Armored Pre-terminated Trunk Cable, 48-Fiber, Plenum | CommScope® | SYSTIMAX InstaPATCH® 360 |  | Fiber trunk cable assembly |  | Discontinued
FHXMPMPAH |  | Base Product | OM4 MPO (Unpinned) to MPO (Unpinned), InstaPATCH® 360 Armored Pre-terminated Trunk Cable, 48-Fiber, Plenum | CommScope® | SYSTIMAX InstaPATCH® 360 |  | Fiber trunk cable assembly |  | Discontinued
FHXMPMXAM |  | Base Product | OM4 MPO (Unpinned) to MPO (Pinned), InstaPATCH® 360 Armored Pre-terminated Trunk Cable, 144-Fiber, Plenum | CommScope® | SYSTIMAX InstaPATCH® 360 |  | Fiber trunk cable assembly |  | Discontinued
1446420 | FPCDY-SPSC/PLC-P-15M | Variant of FPCDY | Fiber Optic Patch Cord, Simplex, Singlemode, SC/UPC to LC/UPC, yellow, 15 m |  |  | FPCDY | Fiber patch cord ¦ simplex
1460297 | FPC2Y-APSC/DLC-P-2.2M | Variant of FPC2Y | Fiber Optic Patch Cord, Duplex, Singlemode, SC/APC to LC/UPC, yellow, 2.2 m |  |  | FPC2Y | Fiber patch cord ¦ duplex
1465023 | FPCDY-SPSC/PLC-P-5M | Variant of FPCDY | Fiber Optic Patch Cord, Simplex, Singlemode, SC/UPC to LC/UPC, yellow, 5 m |  |  | FPCDY | Fiber patch cord ¦ simplex
1470003 | FPCRD-SPSC/PLC-P-1.8M | Variant of FPCRD | Fiber Optic Patch Cord, Duplex, Singlemode, SC/UPC to LC/UPC, yellow, 1.8 m |  |  | FPCRD | Fiber patch cord ¦ duplex
1662380 | FPC2Y-SPSC/DLC-P-2.3M | Variant of FPC2Y | Fiber Optic Patch Cord, Duplex, Singlemode, SC/UPC to LC/UPC, yellow, 2.3 m |  |  | FPC2Y | Fiber patch cord ¦ duplex
1675699 | FPC2Y-APSC/PLC-P-10M | Variant of FPC2Y | Fiber Optic Patch Cord, Duplex, Singlemode, SC/APC to LC/UPC, yellow, 10 m |  |  | FPC2Y | Fiber patch cord ¦ duplex
ULVQZLUTM |  | Base Product | Ultra Low Loss ULL OM5 MPO8 APC pinned to LC/UPC Uniboot Ruggedized fanout Cable, 144-Fiber, Plenum, 8 fiber PmP 2.0 mm | CommScope® | Propel ¦ SYSTIMAX ULL |  | Ruggedized fanout
UNVQPLUTR |  | Base Product | Ultra Low Loss ULL OM5 MPO8 UPC non-pinned to LC/UPC Uniboot Ruggedized fanout Cable, 16-Fiber, Dual Rated (OFNR/LSZH), 8 fiber PmP 2.0 mm | CommScope® | Propel ¦ SYSTIMAX ULL |  | Ruggedized fanout
2-2160564-0 | OCP-LG-20MASIA-XX | Variant of OCP | Fiber Optic Pigtail, Simplex, Singlemode, LC/APC to Stub, yellow, 20 m |  |  | OCP | Fiber pigtail ¦ jacketed
FAWSAUC01 |  | Base Product | TeraSPEED® SC APC to Unconnectorized, Fiber Pigtail, 0.9 mm Tight Buffer | CommScope® | SYSTIMAX InstaPATCH® 360 | FAW | Fiber pigtail ¦ unjacketed
FAXSCUC01 |  | Base Product | LazrSPEED® 550 SC/UPC to Unconnectorized, Fiber Pigtail, 0.9 mm Tight Buffer | CommScope® | SYSTIMAX InstaPATCH® 360 | FAX | Fiber pigtail ¦ unjacketed
CC0987-000 | OCP-E8-02MASEN-XX | Variant of OCP | Fiber Optic Pigtail, Simplex, Singlemode, LSH/APC to Stub, 0.9 mm diameter, 2 m |  |  | OCP | Fiber pigtail ¦ jacketed |  | Discontinued
1920750-5 | OCJ-L2-05MASIA-S2 | Variant of OCJ | Fiber Optic Patch Cord, Simplex, Singlemode, LC/APC to SC/APC, yellow, 5 m |  |  | OCJ | Fiber patch cord ¦ simplex
1920838-3 | OCJ-L1-03MASHA-S3 | Variant of OCJ | Fiber Optic Patch Cord, Duplex, Singlemode, LC/UPC to SC/APC 9°, yellow, 3 m |  |  | OCJ | Fiber patch cord ¦ duplex
FFWLASA21 |  | Base Product | Singlemode LC/APC to SC/APC, Fiber Patch Cord, 1.6 mm Simplex, Low Smoke Zero Halogen (LSZH) | CommScope® | SYSTIMAX InstaPATCH® 360 | FFW | Fiber patch cord ¦ simplex
2105084 |  | Base Product | Fiber Optic Patch Cord, Simplex, 0.9mm, LSZH, Multimode OM4, LC/UPC to LC/UPC, Aqua | CommScope® |  | 210 | Fiber patch cord ¦ simplex
2105082 |  | Base Product | Fiber Optic Patch Cord, LSZH, Simplex, 0.9mm, Singlemode, SC/UPC to SC/UPC, Yellow | CommScope® |  | 210 | Fiber patch cord ¦ simplex
FPCE |  | Base Product | Fiber Optic Patch Cord, Simplex, Singlemode, 1.2 mm OFNP and LSZH jacket, tuned |  |  | FPCE | Fiber patch cord ¦ simplex
FFXLCLC21 |  | Base Product | OM4 LC/UPC to LC/UPC, Fiber Patch Cord, 1.6 mm Simplex, Low Smoke Zero Halogen (LSZH) | CommScope® | SYSTIMAX InstaPATCH® 360 | FFX | Fiber patch cord ¦ simplex
FPCC-MMYP |  | Variant of FPCC | Fiber Optic Patch Cord, duplex, singlemode, 1.2 mm OFNP jacket, LC/APC-LC/APC, yellow |  |  | FPCC | Fiber patch cord ¦ duplex
FDWL8SC42 |  | Base Product | Singlemode LC/UPC Keyed Aqua to SC/UPC Fiber Patch Cord, 1.6 mm Duplex, Plenum | CommScope® | SYSTIMAX InstaPATCH® 360 | FDW | Fiber patch cord ¦ duplex
FDWL6SC42 |  | Base Product | Singlemode LC/UPC Keyed Slate to SC/UPC Fiber Patch Cord, 1.6 mm Duplex, Plenum | CommScope® | SYSTIMAX InstaPATCH® 360 | FDW | Fiber patch cord ¦ duplex
FDWLASA42 |  | Base Product | Singlemode LC APC to SC APC, Fiber Patch Cord, 1.6 mm Duplex, Plenum | CommScope® | SYSTIMAX InstaPATCH® 360 | FDW | Fiber patch cord ¦ duplex
FDWL4L442 |  | Base Product | Singlemode LC/UPC Keyed Green to LC/UPC Keyed Green Fiber Patch Cord, 1.6 mm Duplex, Plenum | CommScope® | SYSTIMAX InstaPATCH® 360 | FDW | Fiber patch cord ¦ duplex
FDWSCLA21 |  | Base Product | Singlemode SC/UPC to LC/APC, Fiber Patch Cord, 1.6 mm Simplex, Plenum | CommScope® | SYSTIMAX InstaPATCH® 360 | FDW | Fiber patch cord ¦ simplex
FDWSCSC42 |  | Base Product | Singlemode SC/UPC to SC/UPC, Fiber Patch Cord, 1.6 mm Duplex, Plenum | CommScope® | SYSTIMAX InstaPATCH® 360 | FDW | Fiber patch cord ¦ duplex
FDXL1SC42 |  | Base Product | OM4 LC/UPC Keyed Red to SC/UPC Fiber Patch Cord, 1.6 mm Duplex, Plenum | CommScope® | SYSTIMAX InstaPATCH® 360 | FDX | Fiber patch cord ¦ duplex
UNGSCSCCK |  | Base Product | Ultra Low Loss ULL TeraSPEED® SC/UPC to SC/UPC Ruggedized fanout Cable, 72-Fiber, LSZH, 12 fiber PmP 2.0 mm Dca | CommScope® | SYSTIMAX ULL |  | Ruggedized fanout
UNGSCSCCM |  | Base Product | Ultra Low Loss ULL TeraSPEED® SC/UPC to SC/UPC Ruggedized fanout Cable, 144-Fiber, LSZH, 12 fiber PmP 2.0 mm Dca | CommScope® | SYSTIMAX ULL |  | Ruggedized fanout
UNVLCLCCD |  | Base Product | Ultra Low Loss ULL LazrSPEED® 550 OM5 LC/UPC to LC/UPC Ruggedized fanout Cable, 12-Fiber, LSZH, 12 fiber PmP 2.0 mm Dca | CommScope® | SYSTIMAX ULL |  | Ruggedized fanout
UNXLULUCF |  | Base Product | Ultra Low Loss ULL LazrSPEED® 550 LC/UPC Uniboot to LC/UPC Uniboot Ruggedized fanout Cable, 24-Fiber, LSZH, 12 fiber PmP 2.0 mm Dca | CommScope® | SYSTIMAX ULL |  | Ruggedized fanout
UNXLULUCL |  | Base Product | Ultra Low Loss ULL LazrSPEED® 550 LC/UPC Uniboot to LC/UPC Uniboot Ruggedized fanout Cable, 96-Fiber, LSZH, 12 fiber PmP 2.0 mm Dca | CommScope® | SYSTIMAX ULL |  | Ruggedized fanout
UNXLCLCCH |  | Base Product | Ultra Low Loss ULL LazrSPEED® 550 LC/UPC to LC/UPC Ruggedized fanout Cable, 48-Fiber, LSZH, 12 fiber PmP 2.0 mm Dca | CommScope® | SYSTIMAX ULL |  | Ruggedized fanout
UNXLCLCCK |  | Base Product | Ultra Low Loss ULL LazrSPEED® 550 LC/UPC to LC/UPC Ruggedized fanout Cable, 72-Fiber, LSZH, 12 fiber PmP 2.0 mm Dca | CommScope® | SYSTIMAX ULL |  | Ruggedized fanout
UNXSCSCCM |  | Base Product | Ultra Low Loss ULL LazrSPEED® 550 SC/UPC to SC/UPC Ruggedized fanout Cable, 144-Fiber, LSZH, 12 fiber PmP 2.0 mm Dca | CommScope® | SYSTIMAX ULL |  | Ruggedized fanout
UNXSCSCCG |  | Base Product | Ultra Low Loss ULL LazrSPEED® 550 SC/UPC to SC/UPC Ruggedized fanout Cable, 36-Fiber, LSZH, 12 fiber PmP 2.0 mm Dca | CommScope® | SYSTIMAX ULL |  | Ruggedized fanout
F4WSCSCAH |  | Base Product | SingleMode SC/UPC to SC/UPC, InstaPATCH® 360 Ruggedized Fiber Fanout Cable Assembly, 48-Fiber, Low Smoke Zero Halogen (LSZH) | CommScope® | SYSTIMAX InstaPATCH® 360 |  | Ruggedized fanout |  | Discontinued
F4WLCLCAD |  | Base Product | SingleMode LC/UPC to LC/UPC, InstaPATCH® 360 Ruggedized Fiber Fanout Cable Assembly, 12-Fiber, Low Smoke Zero Halogen (LSZH) | CommScope® | SYSTIMAX InstaPATCH® 360 |  | Ruggedized fanout
F4WLCLCAG |  | Base Product | Singlemode LC/UPC to LC/UPC, InstaPATCH® 360 Ruggedized Fiber Fanout Cable Assembly, 36-Fiber, Low Smoke Zero Halogen (LSZH) | CommScope® | SYSTIMAX InstaPATCH® 360 |  | Ruggedized fanout |  | Discontinued
F4WLCLCAK |  | Base Product | Singlemode LC/UPC to LC/UPC, InstaPATCH® 360 Ruggedized Fiber Fanout Cable Assembly, 72-Fiber, Low Smoke Zero Halogen (LSZH) | CommScope® | SYSTIMAX InstaPATCH® 360 |  | Ruggedized fanout |  | Discontinued
F4XSCSCAF |  | Base Product | OM4 SC/UPC to SC/UPC 24-Fiber InstaPATCH® 360 Ruggedized Fanout Cable, Low Smoke Zero Halogen | CommScope® | SYSTIMAX InstaPATCH® 360 |  | Ruggedized fanout |  | Discontinued
F4ZLCLCAH |  | Base Product | OM3 LC/UPC to LC/UPC 48-Fiber InstaPATCH® 360 Ruggedized Fanout Cable, Low Smoke Zero Halogen | CommScope® | SYSTIMAX InstaPATCH® 360 |  | Ruggedized fanout |  | Discontinued
FLWLCLCAF |  | Base Product | Singlemode LC/UPC to LC/UPC, InstaPATCH® 360 Ruggedized Fiber Fanout Cable Assembly, 24-Fiber, Plenum | CommScope® | SYSTIMAX InstaPATCH® 360 |  | Ruggedized fanout
FNWLCLCAF |  | Base Product | Singlemode LC/UPC to LC/UPC, InstaPATCH® 360 Ruggedized Fiber Fanout Cable Assembly, 24-Fiber, Low Smoke Zero Halogen (LSZH) | CommScope® | SYSTIMAX InstaPATCH® 360 |  | Ruggedized fanout
FNXLCLCAF |  | Base Product | OM4 LC/UPC to LC/UPC 24-Fiber InstaPATCH® 360 Ruggedized Fanout Cable, Low Smoke Zero Halogen | CommScope® | SYSTIMAX InstaPATCH® 360 |  | Ruggedized fanout
FNZSCSCAD |  | Base Product | OM3 SC/UPC to SC/UPC 12-Fiber InstaPATCH® 360 Ruggedized Fanout Cable, Low Smoke Zero Halogen | CommScope® | SYSTIMAX InstaPATCH® 360 |  | Ruggedized fanout
FPM-07/7-AN010M |  | Variant | Fiber Optic Patch Cord, Multi-fiber, Singlemode, 4 fibers, SC/UPC to SC/UPC, yellow, 10 m |  |  | FPM | Fiber distribution cable assembly
FPM-07/K-AN015M |  | Variant | Fiber Optic Patch Cord, Multi-fiber, Singlemode, 4 fibers, SC/UPC to LC/UPC, yellow, 15 m |  |  | FPM | Fiber distribution cable assembly
FPM-0M/0-M003M |  | Variant | Fiber Optic Pigtail, OS2, LC/APC-stub, 12F soft wall 900 μm buffered fiber, 3 m, yellow, 12" breakout |  |  | FPM | Fiber pigtail ¦ multi-fiber
FPM-07/K-AN030M |  | Variant | Fiber Optic Patch Cord, Multi-fiber, Singlemode, 4 fibers, SC/UPC to LC/UPC, yellow, 30 m |  |  | FPM | Fiber distribution cable assembly
IFC-7/02080-NGF |  | Variant | Intra Facility Fiber Cable, OS2, SC/UPC- stub, 48F, 80 m, NGF breakout 96-, 144-position |  |  | IFC | Fiber distribution cable assembly
IFC-7/7VP022-PPV |  | Variant | Fiber Optic Intra Facility Fiber Cable, OS2, SC/UPC to SC/UPC, yellow, 22 m |  |  | IFC | Fiber distribution cable assembly
IFC-7/7VP036-PPV |  | Variant | Intra Facility Fiber Cable, OS2, SC/UPC- SC/UPC, 72-fiber ribbon, 36 m, with LSX pulling socks |  |  | IFC | Fiber distribution cable assembly
IFC-7/7VP028-PPV |  | Variant | Fiber Optic Intra Facility Fiber Cable, OS2, SC/UPC to SC/UPC, yellow, 28 m |  |  | IFC | Fiber distribution cable assembly
1437478 | FPM-07/7-AN024M-VC/45 | Variant | Fiber Optic Patch Cord, Multi-fiber, Singlemode, 4 fibers, SC/UPC to SC/UPC, yellow, 24 m |  |  | FPM | Fiber distribution cable assembly
1454878 | FPM-07/K-AN013M-25/39 | Variant | Fiber Optic Patch Cord, Multi-fiber, Singlemode, 4 fibers, SC/UPC to LC/UPC, yellow, 13 m |  |  | FPM | Fiber distribution cable assembly
1455097 | FPM-07/K-AN022M-25/39 | Variant | Fiber Optic Patch Cord, Multi-fiber, Singlemode, 4 fibers, SC/UPC to LC/UPC, yellow, 22 m |  |  | FPM | Fiber distribution cable assembly
1452152 | FPM-0M/E-AN028M-VB/60 | Variant | Fiber Optic Patch Cord, Multi-fiber, Singlemode, 4 fibers, LC/APC to SC/APC, yellow, 28 m |  |  | FPM | Fiber distribution cable assembly
1460405 | FPM-0M/E-AT030M-VB/60 | Variant | Fiber Optic Patch Cord, Multi-fiber, Singlemode, 24 fibers, LC/APC to SC/APC, yellow, 30 m |  |  | FPM | Fiber distribution cable assembly
1464156 | FPM-07/K-AC035M-25/39 | Variant | Fiber Optic Patch Cord, Multi-fiber, Singlemode, 2 fibers, SC/UPC to LC/UPC, yellow, 35 m |  |  | FPM | Fiber distribution cable assembly
2-2055025-5 | OCJ-S2-25MASHA-S2 | Variant of OCJ | Fiber Optic Patch Cord, Simplex, Singlemode, SC/APC to SC/APC, yellow, 25 m |  |  | OCJ | Fiber patch cord ¦ simplex
760241463 | OCJ-S2-02MASIA-S3 | Variant of OCJ | Fiber Optic Patch Cord, Simplex, Singlemode, SC/APC to SC/APC 9°, yellow, 2 m |  |  | OCJ | Fiber patch cord ¦ simplex
760254921 | OCJ-S1-03MASIA-S2 | Variant of OCJ | Fiber Optic Patch Cord, Simplex, Singlemode, SC/UPC to SC/APC, yellow, 3 m |  |  | OCJ | Fiber patch cord ¦ simplex
1920604-2 | OCJ-S1-02MASHA-S1 | Variant of OCJ | Fiber Optic Patch Cord, Duplex, Singlemode, SC/UPC to SC/UPC, yellow, 2 m |  |  | OCJ | Fiber patch cord ¦ duplex
760245632 | OCJ-S1-20MASIA-S3 | Variant of OCJ | Fiber Optic Patch Cord, Simplex, Singlemode, SC/UPC to SC/APC 9°, yellow, 20 m |  |  | OCJ | Fiber patch cord ¦ simplex
760251761 | OCJ-EC-10MASCA-EC | Variant of OCJ | Fiber Optic Patch Cord, Simplex, Singlemode, LSZH, 2.4 mm diameter, LSH/APC to LSH/APC, tuned, grade B, yellow, 10 m |  |  | OCJ | Fiber patch cord ¦ simplex
2-2160544-6 |  | Variant of 2160544 | Fiber Optic Patch Cord, Duplex, Multimode, LC/UPC to LC/UPC, aqua, 2.6 m | CommScope® |  | 216 | Fiber patch cord ¦ duplex
3-2160046-2 |  | Variant of 2160046 | Fiber Optic Patch Cord, OM4, LC duplex to LC duplex, 1.8 mm LSZH, 32 m, aqua | CommScope® |  | 216 | Fiber patch cord ¦ duplex
3-2160046-4 |  | Variant of 2160046 | Fiber Optic Patch Cord, OM4, LC duplex to LC duplex, 1.8 mm LSZH, 34 m, aqua | CommScope® |  | 216 | Fiber patch cord ¦ duplex
3-2160046-7 |  | Variant of 2160046 | Fiber Optic Patch Cord, OM4, LC duplex to LC duplex, 1.8 mm LSZH, 37 m, aqua | CommScope® |  | 216 | Fiber patch cord ¦ duplex
3-2160046-9 |  | Variant of 2160046 | Fiber Optic Patch Cord, OM4, LC duplex to LC duplex, 1.8 mm LSZH, 39 m, aqua | CommScope® |  | 216 | Fiber patch cord ¦ duplex
U4GLALACM |  | Base Product | Ultra Low Loss ULL TeraSPEED® LC/APC to LC/APC Ruggedized fanout Cable, 144-Fiber, LSZH, 12 fiber PmP 2.0 mm /B2ca | CommScope® | SYSTIMAX ULL |  | Ruggedized fanout
U4GLGLGCM |  | Base Product | Ultra Low Loss ULL TeraSPEED® LC/APC G B to LC/APC G B Ruggedized fanout Cable, 144-Fiber, LSZH, 12 fiber PmP 2.0 mm /B2ca | CommScope® | SYSTIMAX ULL |  | Ruggedized fanout
U4GLULUCD |  | Base Product | Ultra Low Loss ULL TeraSPEED® LC/UPC Uniboot to LC/UPC Uniboot Ruggedized fanout Cable, 12-Fiber, LSZH, 12 fiber PmP 2.0 mm /B2ca | CommScope® | SYSTIMAX ULL |  | Ruggedized fanout
U4GLCLCCM |  | Base Product | Ultra Low Loss ULL TeraSPEED® LC/UPC to LC/UPC Ruggedized fanout Cable, 144-Fiber, LSZH, 12 fiber PmP 2.0 mm /B2ca | CommScope® | SYSTIMAX ULL |  | Ruggedized fanout
ULGSCSCCD |  | Base Product | Ultra Low Loss ULL TeraSPEED® SC/UPC to SC/UPC Ruggedized fanout Cable, 12-Fiber, Plenum, 12 fiber PmP 2.0 mm Dca | CommScope® | SYSTIMAX ULL |  | Ruggedized fanout
ULVLCLCCG |  | Base Product | Ultra Low Loss ULL LazrSPEED® 550 OM5 LC/UPC to LC/UPC Ruggedized fanout Cable, 36-Fiber, Plenum, 12 fiber PmP 2.0 mm Dca | CommScope® | SYSTIMAX ULL |  | Ruggedized fanout
5-2160046-3 |  | Variant of 2160046 | Fiber Optic Patch Cord, OM4, LC duplex to LC duplex, 1.8 mm LSZH, 53 m, aqua | CommScope® |  | 216 | Fiber patch cord ¦ duplex
9-2160046-5 |  | Variant of 2160046 | Fiber Optic Patch Cord, Duplex, Multimode, LC/UPC to LC/UPC, aqua, 5.5 m | CommScope® |  | 216 | Fiber patch cord ¦ duplex
8-2160046-2 |  | Variant of 2160046 | Fiber Optic Patch Cord, OM4, LC duplex to LC duplex, 1.8 mm LSZH, 1.6 m, aqua | CommScope® |  | 216 | Fiber patch cord ¦ duplex
4-2105092-0 |  | Variant of 2105092 | Fiber Optic Patch Cord, Duplex, OS2, SC/UPC to SC/UPC, LSZH & OFNR, yellow, 40 m | CommScope® |  | 210 | Fiber patch cord ¦ duplex
3-2105067-5 |  | Variant of 2105067 | Fiber Optic Patch Cord, Duplex, Multimode, LC/UPC to LC/UPC, aqua, 35 m | CommScope® |  | 210 | Fiber patch cord ¦ duplex
1-2105061-3 |  | Variant of 2105061 | Fiber Optic Patch Cord, Duplex, Multimode, LC/UPC to LC/UPC, LSZH & OFNR, aqua, 13 m | CommScope® |  | 210 | Fiber patch cord ¦ duplex
3-2105061-8 |  | Variant of 2105061 | Fiber Optic Patch Cord, Duplex, Multimode, LC/UPC to LC/UPC, LSZH & OFNR, aqua, 38 m | CommScope® |  | 210 | Fiber patch cord ¦ duplex
4-2105061-3 |  | Variant of 2105061 | Fiber Optic Patch Cord, Duplex, Multimode, LC/UPC to LC/UPC, LSZH & OFNR, aqua, 43 m | CommScope® |  | 210 | Fiber patch cord ¦ duplex
1-2105028-3 |  | Variant of 2105028 | Fiber Optic Patch Cord, OS2, LC/LC duplex, 1.8 mm LSZH & OFNR, 13 m, yellow | CommScope® |  | 210 | Fiber patch cord ¦ duplex
9-2105027-7 |  | Variant of 2105027 | Fiber Optic Patch Cord, OM3, LC/LC duplex, 1.8 mm LSZH & OFNR, 110 m, aqua | CommScope® |  | 210 | Fiber patch cord ¦ duplex
9-2105027-8 |  | Variant of 2105027 | Fiber Optic Patch Cord, OM3, LC/LC duplex, 1.8 mm LSZH & OFNR, 115 m, aqua | CommScope® |  | 210 | Fiber patch cord ¦ duplex
1-2105027-3 |  | Variant of 2105027 | Fiber Optic Patch Cord, OM3, LC to LC duplex, 1.8 mm LSZH & OFNR, 13 m, aqua | CommScope® |  | 210 | Fiber patch cord ¦ duplex
3-2055108-0 |  | Variant of 2055108 | Fiber Optic Patch Cord, Duplex, Multimode, SC/UPC to SC/UPC, aqua, 30 m | CommScope® |  | 205 | Fiber patch cord ¦ duplex
1859795-5 |  | Variant of 1859795 | Fiber Optic Patch Cord, Singlemode, LC/UPC to LC/UPC duplex, 3.0 mm LSZH & OFNR, Yellow, 5 m | CommScope® |  | 185 | Fiber patch cord ¦ duplex
2-1859795-5 |  | Variant of 1859795 | Fiber Optic Patch Cord, Singlemode, LC/UPC to LC/UPC duplex, 3.0 mm LSZH & OFNR, Yellow, 25 m | CommScope® |  | 185 | Fiber patch cord ¦ duplex
F-1859795-0 |  | Variant of 1859795 | Fiber Optic Patch Cord, Singlemode, LC/UPC to LC/UPC duplex, 3.0 mm LSZH & OFNR, Yellow, 150 m | CommScope® |  | 185 | Fiber patch cord ¦ duplex
3-1859794-0 |  | Variant of 1859794 | Fiber Optic Patch Cord, Duplex, Multimode OM3, LC/UPC to LC/UPC, 3 mm, LSZH/OFNR, aqua, 30 m | CommScope® |  | 185 | Fiber patch cord ¦ duplex
C-1859794-0 |  | Variant of 1859794 | Fiber Optic Patch Cord, Duplex, Multimode OM3, LC/UPC to LC/UPC, 3 mm, LSZH/OFNR, aqua, 120 m | CommScope® |  | 185 | Fiber patch cord ¦ duplex
D-1859794-0 |  | Variant of 1859794 | Fiber Optic Patch Cord, Duplex, Multimode OM3, LC/UPC to LC/UPC, 3 mm, LSZH/OFNR, aqua, 130 m | CommScope® |  | 185 | Fiber patch cord ¦ duplex
1859793-3 |  | Variant of 1859793 | Fiber Optic Patch Cord, Duplex, Multimode OM4, LC/UPC to LC/UPC, 3 mm, LSZH/OFNR, aqua, 3 m | CommScope® |  | 185 | Fiber patch cord ¦ duplex
C-1859793-0 |  | Variant of 1859793 | Fiber Optic Patch Cord, Duplex, Multimode OM4, LC/UPC to LC/UPC, 3 mm, LSZH/OFNR, aqua, 120 m | CommScope® |  | 185 | Fiber patch cord ¦ duplex
2105081-5 |  | Variant of 2105081 | Fiber Optic Patch Cord, Simplex, 0.9mm, LSZH, Singlemode, LC/UPC to LC/UPC, Yellow, 5 m | CommScope® |  | 210 | Fiber patch cord ¦ simplex
2105082-4 |  | Variant of 2105082 | Fiber Optic Patch Cord, Simplex, 0.9mm, LSZH, Singlemode, SC/UPC to SC/UPC, Yellow, 4 m | CommScope® |  | 210 | Fiber patch cord ¦ simplex
760254331 | OCJ-EC-02MASIA-LF | Variant of OCJ | Fiber Optic Patch Cord, Simplex, Singlemode, LSH/APC to LC/UPC, 1.8 mm diameter, yellow, 2m |  |  | OCJ | Fiber patch cord ¦ simplex
FFWLASC42 |  | Base Product | Singlemode LC/APC to SC/UPC, Fiber Patch Cord, 1.6 mm Duplex, Dual Rated Low Smoke Zero Halogen (LSZH)/Riser | CommScope® | SYSTIMAX InstaPATCH® 360 | FFW | Fiber patch cord ¦ duplex
U4XLCLCCK |  | Base Product | Ultra Low Loss ULL LazrSPEED® 550 LC/UPC to LC/UPC Ruggedized fanout Cable, 72-Fiber, LSZH, 12 fiber PmP 2.0 mm /B2ca | CommScope® | SYSTIMAX ULL |  | Ruggedized fanout
U4XSCSCCH |  | Base Product | Ultra Low Loss ULL LazrSPEED® 550 SC/UPC to SC/UPC Ruggedized fanout Cable, 48-Fiber, LSZH, 12 fiber PmP 2.0 mm /B2ca | CommScope® | SYSTIMAX ULL |  | Ruggedized fanout
ULGLCLCCH |  | Base Product | Ultra Low Loss ULL TeraSPEED® LC/UPC to LC/UPC Ruggedized fanout Cable, 48-Fiber, Plenum, 12 fiber PmP 2.0 mm Dca | CommScope® | SYSTIMAX ULL |  | Ruggedized fanout
ULGLULUCH |  | Base Product | Ultra Low Loss ULL TeraSPEED® LC/UPC Uniboot to LC/UPC Uniboot Ruggedized fanout Cable, 48-Fiber, Plenum, 12 fiber PmP 2.0 mm Dca | CommScope® | SYSTIMAX ULL |  | Ruggedized fanout
ULGLGLGCH |  | Base Product | Ultra Low Loss ULL TeraSPEED® LC/APC G B to LC/APC G B Ruggedized fanout Cable, 48-Fiber, Plenum, 12 fiber PmP 2.0 mm Dca | CommScope® | SYSTIMAX ULL |  | Ruggedized fanout
ULGLCLCCF |  | Base Product | Ultra Low Loss ULL TeraSPEED® LC/UPC to LC/UPC Ruggedized fanout Cable, 24-Fiber, Plenum, 12 fiber PmP 2.0 mm Dca | CommScope® | SYSTIMAX ULL |  | Ruggedized fanout
ULVLCLCCM |  | Base Product | Ultra Low Loss ULL LazrSPEED® 550 OM5 LC/UPC to LC/UPC Ruggedized fanout Cable, 144-Fiber, Plenum, 12 fiber PmP 2.0 mm Dca | CommScope® | SYSTIMAX ULL |  | Ruggedized fanout
ULVLULUCD |  | Base Product | Ultra Low Loss ULL LazrSPEED® 550 OM5 LC/UPC Uniboot to LC/UPC Uniboot Ruggedized fanout Cable, 12-Fiber, Plenum, 12 fiber PmP 2.0 mm Dca | CommScope® | SYSTIMAX ULL |  | Ruggedized fanout
ULVLCLCCD |  | Base Product | Ultra Low Loss ULL LazrSPEED® 550 OM5 LC/UPC to LC/UPC Ruggedized fanout Cable, 12-Fiber, Plenum, 12 fiber PmP 2.0 mm Dca | CommScope® | SYSTIMAX ULL |  | Ruggedized fanout
ULXLULUCG |  | Base Product | Ultra Low Loss ULL LazrSPEED® 550 LC/UPC Uniboot to LC/UPC Uniboot Ruggedized fanout Cable, 36-Fiber, Plenum, 12 fiber PmP 2.0 mm Dca | CommScope® | SYSTIMAX ULL |  | Ruggedized fanout
ULXLCLCCH |  | Base Product | Ultra Low Loss ULL LazrSPEED® 550 LC/UPC to LC/UPC Ruggedized fanout Cable, 48-Fiber, Plenum, 12 fiber PmP 2.0 mm Dca | CommScope® | SYSTIMAX ULL |  | Ruggedized fanout
ULXLCLCCK |  | Base Product | Ultra Low Loss ULL LazrSPEED® 550 LC/UPC to LC/UPC Ruggedized fanout Cable, 72-Fiber, Plenum, 12 fiber PmP 2.0 mm Dca | CommScope® | SYSTIMAX ULL |  | Ruggedized fanout
ULXSCSCCF |  | Base Product | Ultra Low Loss ULL LazrSPEED® 550 SC/UPC to SC/UPC Ruggedized fanout Cable, 24-Fiber, Plenum, 12 fiber PmP 2.0 mm Dca | CommScope® | SYSTIMAX ULL |  | Ruggedized fanout
UNGLFLFCK |  | Base Product | Ultra Low Loss ULL TeraSPEED® LC/UPC G B to LC/UPC G B Ruggedized fanout Cable, 72-Fiber, LSZH, 12 fiber PmP 2.0 mm Dca | CommScope® | SYSTIMAX ULL |  | Ruggedized fanout
UNGLCLCCH |  | Base Product | Ultra Low Loss ULL TeraSPEED® LC/UPC to LC/UPC Ruggedized fanout Cable, 48-Fiber, LSZH | CommScope® | SYSTIMAX ULL |  | Ruggedized fanout
UNGLCLCCK |  | Base Product | Ultra Low Loss ULL TeraSPEED® LC/UPC to LC/UPC Ruggedized fanout Cable, 72-Fiber, LSZH, 12 fiber PmP 2.0 mm Dca | CommScope® | SYSTIMAX ULL |  | Ruggedized fanout
UNGLULUCH |  | Base Product | Ultra Low Loss ULL TeraSPEED® LC/UPC Uniboot to LC/UPC Uniboot Ruggedized fanout Cable, 48-Fiber, LSZH, 12 fiber PmP 2.0 mm Dca | CommScope® | SYSTIMAX ULL |  | Ruggedized fanout
UNGLGLGCG |  | Base Product | Ultra Low Loss ULL TeraSPEED® LC/APC G B to LC/APC G B Ruggedized fanout Cable, 36-Fiber, LSZH, 12 fiber PmP 2.0 mm Dca | CommScope® | SYSTIMAX ULL |  | Ruggedized fanout
1470263 | FPM-07/K-AC042M-25/39 | Variant | Fiber Optic Patch Cord, Multi-fiber, Singlemode, 2 fibers, SC/UPC to LC/UPC, 42 m |  |  | FPM | Fiber distribution cable assembly
1467866 | FPM-07/K-AT024M-25/39 | Variant | Fiber Optic Patch Cord, Multi-fiber, Singlemode, 24 fibers, SC/UPC to LC/UPC, yellow, 24 m |  |  | FPM | Fiber distribution cable assembly
1468885 | FPM-07/K-AC025M-25/39 | Variant | Fiber Optic Patch Cord, Multi-fiber, Singlemode, 2 fibers, SC/UPC to LC/UPC, yellow, 25 m |  |  | FPM | Fiber distribution cable assembly
300001762625 | FPM-07/7-AN058M-25/25 | Variant | Fiber Optic Patch Cord, Multi-fiber, Singlemode, 4 fibers, SC/UPC to SC/UPC, 58 m |  |  | FPM | Fiber distribution cable assembly
320000102478 | FPM-07/7-AC049M-25/25 | Variant | Fiber Optic Patch Cord, Multi-fiber, Singlemode, 2 fibers, SC/UPC to SC/UPC, yellow, 49 m |  |  | FPM | Fiber distribution cable assembly
320000109037 | FPM-0K/K-AC093M-39/39 | Variant | Fiber Optic Patch Cord, Multi-fiber, Singlemode, 2 fibers, LC/UPC to LC/UPC, 93 m |  |  | FPM | Fiber distribution cable assembly
320000114104 | FPM-07/K-AF064M-25/25 | Variant | Fiber Optic Patch Cord, Multi-fiber, Singlemode, 12 fibers, SC/UPC to LC/UPC, 64 m |  |  | FPM | Fiber distribution cable assembly
320000116205 | FPM-07/K-AT056M-25/39 | Variant | Fiber Optic Patch Cord, Multi-fiber, Singlemode, 24 fibers, SC/UPC to LC/UPC, 56 m |  |  | FPM | Fiber distribution cable assembly
320000118273 | FPM-07/7-AF026M-25/25 | Variant | Fiber Optic Patch Cord, Multi-fiber, Singlemode, 12 fibers, SC/UPC to SC/UPC, yellow, 26 m |  |  | FPM | Fiber distribution cable assembly
UHGLCUCAD |  | Base Product | Ultra Low Loss TeraSpeed LC/UPC to Unconnectorized Armored Pre-terminated Trunk Cable, 12-Fiber, Plenum | CommScope® | SYSTIMAX ULL |  | Ruggedized fanout |  | Discontinued
FSWSASAW6 |  | Base Product | TeraSPEED® SC/APC to SC/APC, Distribution Cable, 6-Fiber, Plenum | CommScope® | SYSTIMAX InstaPATCH® 360 |  | Fiber distribution cable assembly
F4XLCLCAU |  | Base Product | OM4 LC/UPC to LC/UPC 64-Fiber InstaPATCH® 360 Ruggedized Fanout Cable, Low Smoke Zero Halogen, B2ca | CommScope® | SYSTIMAX InstaPATCH® 360 |  | Ruggedized fanout
FHZMPMPAM |  | Base Product | OM3 MPO (Unpinned) to MPO (Unpinned), InstaPATCH® 360 Armored Pre-terminated Trunk Cable, 144-Fiber, Plenum | CommScope® | SYSTIMAX InstaPATCH® 360 |  | Fiber trunk cable assembly |  | Discontinued
FJVMPMPAK |  | Base Product | OM5 MPO (Unpinned) to MPO (Unpinned), InstaPATCH® 360 Pre-terminated Trunk Cable, 72-Fiber, Low Smoke Zero Halogen | CommScope® | SYSTIMAX InstaPATCH® 360 |  | Fiber trunk cable assembly
FJWMPMPAD |  | Base Product | Singlemode MPO (Unpinned) to MPO (Unpinned), InstaPATCH® 360 Pre-terminated Trunk Cable, 12-Fiber, Low Smoke Zero Halogen | CommScope® | SYSTIMAX InstaPATCH® 360 |  | Fiber trunk cable assembly
FJXMPMXAM |  | Base Product | OM4 MPO (Unpinned) to MPO (Pinned), InstaPATCH® 360 Pre-terminated Trunk Cable, 144-Fiber, Low Smoke Zero Halogen | CommScope® | SYSTIMAX InstaPATCH® 360 |  | Fiber trunk cable assembly
FJXMPMPAH |  | Base Product | OM4 MPO (Unpinned) to MPO (Unpinned), InstaPATCH® 360 Pre-terminated Trunk Cable, 48-Fiber, Low Smoke Zero Halogen | CommScope® | SYSTIMAX InstaPATCH® 360 |  | Fiber trunk cable assembly
FJZMPMXAL |  | Base Product | OM3 MPO (Unpinned) to MPO (Pinned), InstaPATCH® 360 Pre-terminated Trunk Cable, 96-Fiber, Low Smoke Zero Halogen | CommScope® | SYSTIMAX InstaPATCH® 360 |  | Fiber trunk cable assembly
FJXMPMXAK |  | Base Product | OM4 MPO (Unpinned) to MPO (Pinned), InstaPATCH® 360 Pre-terminated Trunk Cable, 72-Fiber, Low Smoke Zero Halogen | CommScope® | SYSTIMAX InstaPATCH® 360 |  | Fiber trunk cable assembly
FKWMPMXAK |  | Base Product | Singlemode MPO (Unpinned) to MPO (Pinned), InstaPATCH® 360 Armored Pre-terminated Trunk Cable, 72-Fiber, Low Smoke Zero Halogen | CommScope® | SYSTIMAX InstaPATCH® 360 |  | Fiber trunk cable assembly |  | Discontinued
FKXMPMPDH |  | Base Product | OM4 MPO (Unpinned) to MPO (Unpinned), InstaPATCH® 360 Armored Pre-terminated Trunk Cable, 48-Fiber, Low Smoke Zero Halogen | CommScope® | SYSTIMAX InstaPATCH® 360 |  | Fiber trunk cable assembly
FKXMPMPAF |  | Base Product | OM4 MPO (Unpinned) to MPO (Unpinned), InstaPATCH® 360 Armored Pre-terminated Trunk Cable, 24-Fiber, Low Smoke Zero Halogen | CommScope® | SYSTIMAX InstaPATCH® 360 |  | Fiber trunk cable assembly |  | Discontinued
FKXMPMPDL |  | Base Product | OM4 MPO (Unpinned) to MPO (Unpinned), InstaPATCH® 360 Armored Pre-terminated Trunk Cable, 96-Fiber, Low Smoke Zero Halogen | CommScope® | SYSTIMAX InstaPATCH® 360 |  | Fiber trunk cable assembly
FKXMPMPAK |  | Base Product | OM4 MPO (Unpinned) to MPO (Unpinned), InstaPATCH® 360 Armored Pre-terminated Trunk Cable, 72-Fiber, Low Smoke Zero Halogen | CommScope® | SYSTIMAX InstaPATCH® 360 |  | Fiber trunk cable assembly |  | Discontinued
FKXMPMPAL |  | Base Product | OM4 MPO (Unpinned) to MPO (Unpinned), InstaPATCH® 360 Armored Pre-terminated Trunk Cable, 96-Fiber, Low Smoke Zero Halogen | CommScope® | SYSTIMAX InstaPATCH® 360 |  | Fiber trunk cable assembly |  | Discontinued
FKXMPMPAM |  | Base Product | OM4 MPO (Unpinned) to MPO (Unpinned), InstaPATCH® 360 Armored Pre-terminated Trunk Cable, 144-Fiber, Low Smoke Zero Halogen | CommScope® | SYSTIMAX InstaPATCH® 360 |  | Fiber trunk cable assembly |  | Discontinued
FKZMPMPAM |  | Base Product | OM3 MPO (Unpinned) to MPO (Unpinned), InstaPATCH® 360 Armored Pre-terminated Trunk Cable, 144-Fiber, Low Smoke Zero Halogen | CommScope® | SYSTIMAX InstaPATCH® 360 |  | Fiber trunk cable assembly |  | Discontinued
FLWMPLCAD |  | Base Product | Singlemode MPO (Unpinned) to LC/UPC, InstaPATCH® 360 Ruggedized Fanout Cable, 12-Fiber, Plenum | CommScope® | SYSTIMAX InstaPATCH® 360 |  | Ruggedized fanout
FLXMPLCAF |  | Base Product | OM4 MPO (Unpinned) to LC/UPC, InstaPATCH® 360 Ruggedized Fanout Cable, 24-Fiber, Plenum | CommScope® | SYSTIMAX InstaPATCH® 360 |  | Ruggedized fanout
FLXMPLCAG |  | Base Product | OM4 MPO (Unpinned) to LC/UPC, InstaPATCH® 360 Ruggedized Fanout Cable, 36-Fiber, Plenum | CommScope® | SYSTIMAX InstaPATCH® 360 |  | Ruggedized fanout
FLXMPLCAK |  | Base Product | OM4 MPO (Unpinned) to LC/UPC, InstaPATCH® 360 Ruggedized Fanout Cable, 72-Fiber, Plenum | CommScope® | SYSTIMAX InstaPATCH® 360 |  | Ruggedized fanout
FLXMPLCAL |  | Base Product | OM4 MPO (Unpinned) to LC/UPC, InstaPATCH® 360 Ruggedized Fanout Cable, 96-Fiber, Plenum | CommScope® | SYSTIMAX InstaPATCH® 360 |  | Ruggedized fanout
FLXMXSCAG |  | Base Product | LazrSPEED® 550 MPO (Pinned) to SC/UPC, InstaPATCH® 360 Ruggedized Fanout Cable, 36-Fiber, Plenum | CommScope® | SYSTIMAX InstaPATCH® 360 |  | Ruggedized fanout
FLZMXSCAD |  | Base Product | OM3 MPO (Pinned) to SC/UPC, InstaPATCH® 360 Ruggedized Fanout Cable, 12-Fiber, Plenum | CommScope® | SYSTIMAX InstaPATCH® 360 |  | Ruggedized fanout
FNWMXLCAH |  | Base Product | Singlemode MPO (Pinned) to LC/UPC, InstaPATCH® 360 Ruggedized Fanout Cable, 48-Fiber, Low Smoke Zero Halogen | CommScope® | SYSTIMAX InstaPATCH® 360 |  | Ruggedized fanout
FNWMXSCAD |  | Base Product | Singlemode MPO (Pinned) to SC/UPC, InstaPATCH® 360 Ruggedized Fanout Cable, 12-Fiber, Low Smoke Zero Halogen | CommScope® | SYSTIMAX InstaPATCH® 360 |  | Ruggedized fanout
FNWMXLCAF |  | Base Product | Singlemode MPO (Pinned) to LC/UPC, InstaPATCH® 360 Ruggedized Fanout Cable, 24-Fiber, Low Smoke Zero Halogen | CommScope® | SYSTIMAX InstaPATCH® 360 |  | Ruggedized fanout
FNXMPSCAH |  | Base Product | OM4 MPO (Unpinned) to SC/UPC, InstaPATCH® 360 Ruggedized Fanout Cable, 48-Fiber, Low Smoke Zero Halogen | CommScope® | SYSTIMAX InstaPATCH® 360 |  | Ruggedized fanout
FNXMXLCAH |  | Base Product | OM4 MPO (Pinned) to LC/UPC, InstaPATCH® 360 Ruggedized Fanout Cable, 48-Fiber, Low Smoke Zero Halogen | CommScope® | SYSTIMAX InstaPATCH® 360 |  | Ruggedized fanout
FNXMXLCAK |  | Base Product | LazrSPEED® 550 MPO (Pinned) to LC/UPC, InstaPATCH® 360 Ruggedized Fanout Cable, 72-Fiber, LSZH | CommScope® | SYSTIMAX InstaPATCH® 360 |  | Ruggedized fanout
FNZMPLCAH |  | Base Product | OM3 MPO (Unpinned) to LC/UPC, InstaPATCH® 360 Ruggedized Fanout Cable, 48-Fiber, Low Smoke Zero Halogen | CommScope® | SYSTIMAX InstaPATCH® 360 |  | Ruggedized fanout
UJVMPMXAF |  | Base Product | Ultra Low Loss (ULL) OM5 MPO12 (Unpinned) to MPO12 (Pinned), Fiber Trunk Cable Assembly, 24-Fiber, Low Smoke Zero Halogen (LSZH) | CommScope® | SYSTIMAX ULL |  | Fiber trunk cable assembly
UQGMPLUHF |  | Base Product | Ultra Low Loss Singlemode, MPO12 (Unpinned) to LC/UPC Uniboot, Fiber Extension Cable Assembly, 24-Fiber, Plenum | CommScope® | SYSTIMAX ULL |  | Fiber array cable assembly
UHXQXUCTF |  | Base Product | Ultra Low Loss (ULL) OM4 MPO8 UPC (pinned) to Unconnectorized Fiber Trunk Cable Assembly, 24-Fiber, Armored Indoor Plenum | CommScope® | Propel ¦ SYSTIMAX ULL |  | Fiber trunk cable assembly
UHXQXQXQ8 |  | Base Product | Ultra Low Loss (ULL) OM4 MPO8 QSFP (Pinned) to MPO8 QSFP (Pinned), Fiber Trunk Cable Assembly, 8-Fiber, Armored Plenum | CommScope® | SYSTIMAX ULL |  | Fiber trunk cable assembly
UHXQXQXQR |  | Base Product | Ultra Low Loss (ULL) OM4 MPO8 QSFP (Pinned) to MPO8 QSFP (Pinned), Fiber Trunk Cable Assembly, 16-Fiber, Armored Plenum | CommScope® | SYSTIMAX ULL |  | Fiber trunk cable assembly
1712219 | FPCMY-SPSC/PLC-P-3M | Variant of FPCMY | Fiber Optic Patch Cord, Simplex, Singlemode, SC/UPC to LC/UPC, yellow, 3 m |  |  | FPCMY | Fiber patch cord ¦ simplex
1713523 | FPCTY-SPSC/PLC-P-3M | Variant of FPCTY | Fiber Optic Patch Cord, Duplex, Singlemode, SC/UPC to LC/UPC, yellow, 3 m |  |  | FPCTY | Fiber patch cord ¦ duplex
2055253-5 | OCJ-S2-05MASIA-S2 | Variant of OCJ | Fiber Optic Patch Cord, Simplex, Singlemode, SC/APC to SC/APC, yellow, 5 m |  |  | OCJ | Fiber patch cord ¦ simplex
2055025-1 | OCJ-S2-01MASHA-S2 | Variant of OCJ | Fiber Optic Patch Cord, Duplex, Singlemode, SC/APC to SC/APC, yellow, 1 m |  |  | OCJ | Fiber patch cord ¦ duplex
2055582-2 | OCJ-L1-02MASHA-S2 | Variant of OCJ | Fiber Optic Patch Cord, Duplex, Singlemode, LC/UPC to SC/APC, yellow, 2 m |  |  | OCJ | Fiber patch cord ¦ duplex
2105032-2 |  | Variant of 2105032 | Fiber Optic Patch Cord, Duplex, Singlemode, LC/UPC to SC/UPC, yellow, 2 m | CommScope® |  | 210 | Fiber patch cord ¦ duplex
2105067-2 |  | Variant of 2105067 | Fiber Optic Patch Cord, Duplex, Multimode, LC/UPC to SC/UPC, aqua, 2 m | CommScope® |  | 210 | Fiber patch cord ¦ duplex
3-1920720-0 | OCJ-L2-30MASHA-L2 | Variant of OCJ | Fiber Optic Patch Cord, Duplex, Singlemode, LC/APC to LC/APC, yellow, 30 m |  |  | OCJ | Fiber patch cord ¦ duplex
UKXQXQXT8 |  | Base Product | Ultra Low Loss (ULL) OM4 MPO8 UPC (pinned) to MPO8 UPC (pinned) Fiber Trunk Cable Assembly, 12-Fiber, Armored Indoor Dual Rated (OFNR/LSZH) | CommScope® | Propel ¦ SYSTIMAX ULL |  | Fiber trunk cable assembly
URGQPQXHF |  | Base Product | Ultra Low Loss (ULL) Singlemode, MPO/8(Unpinned) to MPO/8(Pinned), 24-Fiber, LSZH,array cord | CommScope® | SYSTIMAX ULL |  | Fiber array cable assembly
ARGMPLUGD |  | Base Product | Singlemode MPO12 (Unpinned) to LC/UPC Uniboot, Array Cord, 12-Fiber, Low Smoke Zero Halogen | CommScope® |  |  | Fiber array cable assembly
ULGMPLCCK |  | Base Product | Ultra Low Loss ULL TeraSPEED® MPO(Unpinned) to LC/UPC Ruggedized fanout Cable, 72-Fiber, Plenum, 12 fiber PmP 2.0 mm Dca | CommScope® | SYSTIMAX ULL |  | Ruggedized fanout
ULGMPSCCM |  | Base Product | Ultra Low Loss ULL TeraSPEED® MPO(Unpinned) to SC/UPC Ruggedized fanout Cable, 144-Fiber, Plenum, 12 fiber PmP 2.0 mm Dca | CommScope® | SYSTIMAX ULL |  | Ruggedized fanout
ULGMPLCAM |  | Base Product | Ultra Low Loss Singlemode MPO12 Unpinned to LC/UPC 144-Fiber InstaPATCH® 360 Ruggedized Fanout Cable, Plenum | CommScope® | SYSTIMAX InstaPATCH® 360 |  | Ruggedized fanout
ULGMPLFCD |  | Base Product | Ultra Low Loss ULL TeraSPEED® MPO(Unpinned) to LC/UPC G B Ruggedized fanout Cable, 12-Fiber, Plenum, 12 fiber PmP 2.0 mm Dca | CommScope® | SYSTIMAX ULL |  | Ruggedized fanout
ULGMPLGCH |  | Base Product | Ultra Low Loss ULL TeraSPEED® MPO(Unpinned) to LC/APC G B Ruggedized fanout Cable, 48-Fiber, Plenum, 12 fiber PmP 2.0 mm Dca | CommScope® | SYSTIMAX ULL |  | Ruggedized fanout
ULGMXLCCG |  | Base Product | Ultra Low Loss ULL TeraSPEED® MPO(Pinned) to LC/UPC Ruggedized fanout Cable, 36-Fiber, Plenum, 12 fiber PmP 2.0 mm Dca | CommScope® | SYSTIMAX ULL |  | Ruggedized fanout
ULGMPSCCG |  | Base Product | Ultra Low Loss ULL TeraSPEED® MPO(Unpinned) to SC/UPC Ruggedized fanout Cable, 36-Fiber, Plenum, 12 fiber PmP 2.0 mm Dca | CommScope® | SYSTIMAX ULL |  | Ruggedized fanout
ULGMXLUCD |  | Base Product | Ultra Low Loss ULL TeraSPEED® MPO(Pinned) to LC/UPC Uniboot Ruggedized fanout Cable, 12-Fiber, Plenum, 12 fiber PmP 2.0 mm Dca | CommScope® | SYSTIMAX ULL |  | Ruggedized fanout
ULGMXSACD |  | Base Product | Ultra Low Loss ULL TeraSPEED® MPO(Pinned) to SC/APC Ruggedized fanout Cable, 12-Fiber, Plenum, 12 fiber PmP 2.0 mm Dca | CommScope® | SYSTIMAX ULL |  | Ruggedized fanout
ULGMXLFCD |  | Base Product | Ultra Low Loss ULL TeraSPEED® MPO(Pinned) to LC/UPC G B Ruggedized fanout Cable, 12-Fiber, Plenum, 12 fiber PmP 2.0 mm Dca | CommScope® | SYSTIMAX ULL |  | Ruggedized fanout
ULGMXLUCK |  | Base Product | Ultra Low Loss ULL TeraSPEED® MPO(Pinned) to LC/UPC Uniboot Ruggedized fanout Cable, 72-Fiber, Plenum, 12 fiber PmP 2.0 mm Dca | CommScope® | SYSTIMAX ULL |  | Ruggedized fanout
ULVMXLUCD |  | Base Product | Ultra Low Loss ULL LazrSPEED® 550 OM5 MPO(Pinned) to LC/UPC Uniboot Ruggedized fanout Cable, 12-Fiber, Plenum, 12 fiber PmP 2.0 mm Dca | CommScope® | SYSTIMAX ULL |  | Ruggedized fanout
ULVMXSCCH |  | Base Product | Ultra Low Loss ULL LazrSPEED® 550 OM5 MPO(Pinned) to SC/UPC Ruggedized fanout Cable, 48-Fiber, Plenum, 12 fiber PmP 2.0 mm Dca | CommScope® | SYSTIMAX ULL |  | Ruggedized fanout
ULVMPLUCD |  | Base Product | Ultra Low Loss ULL LazrSPEED® 550 OM5 MPO(Unpinned) to LC/UPC Uniboot Ruggedized fanout Cable, 12-Fiber, Plenum, 12 fiber PmP 2.0 mm Dca | CommScope® | SYSTIMAX ULL |  | Ruggedized fanout
ULXMXLCCD |  | Base Product | Ultra Low Loss ULL LazrSPEED® 550 MPO(Pinned) to LC/UPC Ruggedized fanout Cable, 12-Fiber, Plenum, 12 fiber PmP 2.0 mm Dca | CommScope® | SYSTIMAX ULL |  | Ruggedized fanout
ULXMPLUCM |  | Base Product | Ultra Low Loss ULL LazrSPEED® 550 MPO(Unpinned) to LC/UPC Uniboot Ruggedized fanout Cable, 144-Fiber, Plenum, 12 fiber PmP 2.0 mm Dca | CommScope® | SYSTIMAX ULL |  | Ruggedized fanout
ULXMXLUCL |  | Base Product | Ultra Low Loss ULL LazrSPEED® 550 MPO(Pinned) to LC/UPC Uniboot Ruggedized fanout Cable, 96-Fiber, Plenum, 12 fiber PmP 2.0 mm Dca | CommScope® | SYSTIMAX ULL |  | Ruggedized fanout
UNGMPLACH |  | Base Product | Ultra Low Loss ULL TeraSPEED® MPO(Unpinned) to LC/APC Ruggedized fanout Cable, 48-Fiber, LSZH, 12 fiber PmP 2.0 mm Dca | CommScope® | SYSTIMAX ULL |  | Ruggedized fanout
UNGMPLACK |  | Base Product | Ultra Low Loss ULL TeraSPEED® MPO(Unpinned) to LC/APC Ruggedized fanout Cable, 72-Fiber, LSZH, 12 fiber PmP 2.0 mm Dca | CommScope® | SYSTIMAX ULL |  | Ruggedized fanout
UNGMPLGCL |  | Base Product | Ultra Low Loss ULL TeraSPEED® MPO(Unpinned) to LC/APC G B Ruggedized fanout Cable, 96-Fiber, LSZH, 12 fiber PmP 2.0 mm Dca | CommScope® | SYSTIMAX ULL |  | Ruggedized fanout
UNGMPLCCD |  | Base Product | Ultra Low Loss ULL TeraSPEED® MPO(Unpinned) to LC/UPC Ruggedized fanout Cable, 12-Fiber, LSZH, 12 fiber PmP 2.0 mm Dca | CommScope® | SYSTIMAX ULL |  | Ruggedized fanout
UNGMPLUCD |  | Base Product | Ultra Low Loss ULL TeraSPEED® MPO(Unpinned) to LC/UPC Uniboot Ruggedized fanout Cable, 12-Fiber, LSZH, 12 fiber PmP 2.0 mm Dca | CommScope® | SYSTIMAX ULL |  | Ruggedized fanout
UNGMPSCCK |  | Base Product | Ultra Low Loss ULL TeraSPEED® MPO(Unpinned) to SC/UPC Ruggedized fanout Cable, 72-Fiber, LSZH, 12 fiber PmP 2.0 mm Dca | CommScope® | SYSTIMAX ULL |  | Ruggedized fanout
UNGMXLCCF |  | Base Product | Ultra Low Loss ULL TeraSPEED® MPO(Pinned) to LC/UPC Ruggedized fanout Cable, 24-Fiber, LSZH, 12 fiber PmP 2.0 mm Dca | CommScope® | SYSTIMAX ULL |  | Ruggedized fanout
UNGMPLCCK |  | Base Product | Ultra Low Loss ULL TeraSPEED® MPO(Unpinned) to LC/UPC Ruggedized fanout Cable, 72-Fiber, LSZH, 12 fiber PmP 2.0 mm Dca | CommScope® | SYSTIMAX ULL |  | Ruggedized fanout
UNGMPSACD |  | Base Product | Ultra Low Loss ULL TeraSPEED® MPO(Unpinned) to SC/APC Ruggedized fanout Cable, 12-Fiber, LSZH, 12 fiber PmP 2.0 mm Dca | CommScope® | SYSTIMAX ULL |  | Ruggedized fanout
UNGMXLACK |  | Base Product | Ultra Low Loss ULL TeraSPEED® MPO(Pinned) to LC/APC Ruggedized fanout Cable, 72-Fiber, LSZH, 12 fiber PmP 2.0 mm Dca | CommScope® | SYSTIMAX ULL |  | Ruggedized fanout
UNGMXLGCG |  | Base Product | Ultra Low Loss ULL TeraSPEED® MPO(Pinned) to LC/APC G B Ruggedized fanout Cable, 36-Fiber, LSZH, 12 fiber PmP 2.0 mm Dca | CommScope® | SYSTIMAX ULL |  | Ruggedized fanout
UNGMPLFCD |  | Base Product | Ultra Low Loss ULL TeraSPEED® MPO(Unpinned) to LC/UPC G B Ruggedized fanout Cable, 12-Fiber, LSZH, 12 fiber PmP 2.0 mm Dca | CommScope® | SYSTIMAX ULL |  | Ruggedized fanout
UNGMXLFCF |  | Base Product | Ultra Low Loss ULL TeraSPEED® MPO(Pinned) to LC/UPC G B Ruggedized fanout Cable, 24-Fiber, LSZH, 12 fiber PmP 2.0 mm Dca | CommScope® | SYSTIMAX ULL |  | Ruggedized fanout
UNVMPLUCD |  | Base Product | Ultra Low Loss ULL LazrSPEED® 550 OM5 MPO(Unpinned) to LC/UPC Uniboot Ruggedized fanout Cable, 12-Fiber, LSZH, 12 fiber PmP 2.0 mm Dca | CommScope® | SYSTIMAX ULL |  | Ruggedized fanout
UNVMXSCCG |  | Base Product | Ultra Low Loss ULL LazrSPEED® 550 OM5 MPO(Pinned) to SC/UPC Ruggedized fanout Cable, 36-Fiber, LSZH, 12 fiber PmP 2.0 mm Dca | CommScope® | SYSTIMAX ULL |  | Ruggedized fanout
UNVMPLUCL |  | Base Product | Ultra Low Loss ULL LazrSPEED® 550 OM5 MPO(Unpinned) to LC/UPC Uniboot Ruggedized fanout Cable, 96-Fiber, LSZH, 12 fiber PmP 2.0 mm Dca | CommScope® | SYSTIMAX ULL |  | Ruggedized fanout
UNVMXLUCG |  | Base Product | Ultra Low Loss ULL LazrSPEED® 550 OM5 MPO(Pinned) to LC/UPC Uniboot Ruggedized fanout Cable, 36-Fiber, LSZH, 12 fiber PmP 2.0 mm Dca | CommScope® | SYSTIMAX ULL |  | Ruggedized fanout
UNXMPSCCG |  | Base Product | Ultra Low Loss ULL LazrSPEED® 550 MPO(Unpinned) to SC/UPC Ruggedized fanout Cable, 36-Fiber, LSZH, 12 fiber PmP 2.0 mm Dca | CommScope® | SYSTIMAX ULL |  | Ruggedized fanout
UNVMXLUCM |  | Base Product | Ultra Low Loss ULL LazrSPEED® 550 OM5 MPO(Pinned) to LC/UPC Uniboot Ruggedized fanout Cable, 144-Fiber, LSZH, 12 fiber PmP 2.0 mm Dca | CommScope® | SYSTIMAX ULL |  | Ruggedized fanout
UNXMPSCCL |  | Base Product | Ultra Low Loss ULL LazrSPEED® 550 MPO(Unpinned) to SC/UPC Ruggedized fanout Cable, 96-Fiber, LSZH, 12 fiber PmP 2.0 mm Dca | CommScope® | SYSTIMAX ULL |  | Ruggedized fanout
UNVMXSCCD |  | Base Product | Ultra Low Loss ULL LazrSPEED® 550 OM5 MPO(Pinned) to SC/UPC Ruggedized fanout Cable, 12-Fiber, LSZH, 12 fiber PmP 2.0 mm Dca | CommScope® | SYSTIMAX ULL |  | Ruggedized fanout
UNXMXLCCG |  | Base Product | Ultra Low Loss ULL LazrSPEED® 550 MPO(Pinned) to LC/UPC Ruggedized fanout Cable, 36-Fiber, LSZH, 12 fiber PmP 2.0 mm Dca | CommScope® | SYSTIMAX ULL |  | Ruggedized fanout
UNXMXSCCL |  | Base Product | Ultra Low Loss ULL LazrSPEED® 550 MPO(Pinned) to SC/UPC Ruggedized fanout Cable, 96-Fiber, LSZH, 12 fiber PmP 2.0 mm Dca | CommScope® | SYSTIMAX ULL |  | Ruggedized fanout
UNXMPLUCK |  | Base Product | Ultra Low Loss ULL LazrSPEED® 550 MPO(Unpinned) to LC/UPC Uniboot Ruggedized fanout Cable, 72-Fiber, LSZH, 12 fiber PmP 2.0 mm Dca | CommScope® | SYSTIMAX ULL |  | Ruggedized fanout
UQV2P2PHF |  | Base Product | Ultra Low Loss (ULL) OM5, MPO24 (Unpinned) to MPO24 (Unpinned), 24-Fiber, Plenum Patchcord | CommScope® | SYSTIMAX ULL |  | Fiber array cable assembly
UQVQPLCJ8 |  | Base Product | Ultra Low Loss OM5 MPO8 Unpinned to LC/UPC 8-Fiber Plenum Array Cord | CommScope® | SYSTIMAX ULL |  | Fiber array cable assembly
UQVQPMPHF |  | Base Product | Ultra Low Loss OM5, MPO8 QSFP (Unpinned) to MPO12 (Unpinned), Fiber Extension Cable Assembly, 24-Fiber, Plenum | CommScope® | SYSTIMAX ULL |  | Fiber array cable assembly
UQXMFMFGD |  | Base Product | Ultra Low Loss (ULL) OM4 MPO12 (Unpinned) Polarity and Gender Changeable, Fiber Extension Cable Assembly, 12-Fiber, Plenum | CommScope® | SYSTIMAX ULL |  | Fiber array cable assembly
UQXMXMXGD |  | Base Product | Ultra Low Loss (ULL) OM4 MPO12 (Pinned) to MPO12 (Pinned), Fiber Extension Cable Assembly, 12-Fiber, Plenum | CommScope® | SYSTIMAX ULL |  | Fiber array cable assembly
UQX2P2XHF |  | Base Product | Ultra Low Loss (ULL) OM4, MPO24 (Unpinned) to MPO24 (Pinned), 24-Fiber, Plenum Patchcord | CommScope® | SYSTIMAX ULL |  | Fiber array cable assembly
UQXQPLUJ8 |  | Base Product | Ultra Low Loss OM4 MPO8 Unpinned to LC/UPC Uniboot 8-Fiber Plenum Array Cord | CommScope® | SYSTIMAX ULL |  | Fiber array cable assembly
URV2P2XHF |  | Base Product | Ultra Low Loss (ULL) OM5, MPO24 (Unpinned) to MPO24 (Pinned), 24-Fiber, Low Smoke Zero Halogen (LSZH) Patchcord | CommScope® | SYSTIMAX ULL |  | Fiber array cable assembly
UQX2PQPHF |  | Base Product | Ultra Low Loss OM4, MPO24 (Unpinned) to MPO8 QSFP (Unpinned), Fiber Extension Cable Assembly, 24-Fiber, Plenum | CommScope® | SYSTIMAX ULL |  | Fiber array cable assembly
URGMPLCGD |  | Base Product | Ultra Low Loss (ULL) Singlemode MPO12 (Unpinned) to LC/UPC, Fiber Extension Cable Assembly, 12-Fiber, Low Smoke Zero Halogen | CommScope® | SYSTIMAX ULL |  | Fiber array cable assembly
URGMPLUGD |  | Base Product | Ultra Low Loss (ULL) Singlemode MPO12 (Unpinned) to LC/UPC Uniboot, Fiber Extension Cable Assembly, 12-Fiber, Low Smoke Zero Halogen | CommScope® | SYSTIMAX ULL |  | Fiber array cable assembly
URXMPMPHF |  | Base Product | Ultra Low Loss (ULL) LazrSPEED® 550 OM4, MPO/12(Unpinned) to MPO/12(Unpinned), 24-Fiber, LSZH array cord | CommScope® | SYSTIMAX ULL |  | Fiber array cable assembly
A3XMPMXCG |  | Base Product | Ultra Low Loss ULL LazrSPEED® 550 MPO(Unpinned) to MPO(Pinned) Pre-terminated Trunk Cable, MPO12, 36-Fiber, LSZH, 12 fiber PmP 2.0 mm /B2ca, Method A | CommScope® |  |  | Fiber trunk cable assembly
A3XMXMXCH |  | Base Product | Ultra Low Loss ULL LazrSPEED® 550 MPO(Pinned) to MPO(Pinned) Pre-terminated Trunk Cable, MPO12, 48-Fiber, LSZH, 12 fiber PmP 2.0 mm /B2ca, Method A | CommScope® |  |  | Fiber trunk cable assembly
A3XMPMPCG |  | Base Product | Ultra Low Loss ULL LazrSPEED® 550 MPO(Unpinned) to MPO(Unpinned) Pre-terminated Trunk Cable, MPO12, 36-Fiber, LSZH, 12 fiber PmP 2.0 mm /B2ca, Method A | CommScope® |  |  | Fiber trunk cable assembly
AJGMXMXAL |  | Base Product | Singlemode MPO12 (Pinned) to MPO12 (Pinned), Fiber Trunk Cable Assembly, 96-Fiber, Method A, Low Smoke Zero Halogen | CommScope® |  |  | Fiber trunk cable assembly
AJX2X2XBF |  | Base Product | OM4 MPO24 (Pinned) to MPO24 (Pinned), Fiber Trunk Cable Assembly, 24-Fiber, Method A, Low Smoke Zero Halogen | CommScope® |  |  | Fiber trunk cable assembly
AJGMPMPCH |  | Base Product | Ultra Low Loss ULL TeraSPEED® MPO(Unpinned) to MPO(Unpinned) Pre-terminated Trunk Cable, MPO12, 48-Fiber, LSZH, 12 fiber PmP 2.0 mm Dca, Method A | CommScope® |  |  | Fiber trunk cable assembly
AJX2X2XBH |  | Base Product | OM4 MPO24 (Pinned) to MPO24 (Pinned), Fiber Trunk Cable Assembly, 48-Fiber, Method A, Low Smoke Zero Halogen | CommScope® |  |  | Fiber trunk cable assembly
AJXMPMPCD |  | Base Product | Ultra Low Loss ULL LazrSPEED® 550 MPO(Unpinned) to MPO(Unpinned) Pre-terminated Trunk Cable, MPO12, 12-Fiber, LSZH, 12 fiber PmP 2.0 mm Dca, Method A | CommScope® |  |  | Fiber trunk cable assembly
ALGMPLCAD |  | Base Product | Singlemode MPO12 (Unpinned) to LC/UPC, Ruggedized Fanout Cable, 12-Fiber, Method A, Plenum | CommScope® |  |  | Ruggedized fanout
AJXMXMXAK |  | Base Product | OM4 MPO12 (Pinned) to MPO12 (Pinned), Fiber Trunk Cable Assembly, 72-Fiber, Method A, Low Smoke Zero Halogen | CommScope® |  |  | Fiber trunk cable assembly
AJXMXMXCM |  | Base Product | Ultra Low Loss ULL LazrSPEED® 550 MPO(Pinned) to MPO(Pinned) Pre-terminated Trunk Cable, MPO12, 144-Fiber, LSZH, 12 fiber PmP 2.0 mm Dca, Method A | CommScope® |  |  | Fiber trunk cable assembly
ARX2X2XHF |  | Base Product | OM4 MPO24 (Pinned) to MPO24 (Pinned), Fiber Patch Cord, 24-Fiber, Method A, Low Smoke Zero Halogen | CommScope® |  |  | Fiber array cable assembly
AJXMXMPAL |  | Base Product | OM4 MPO12 (Pinned) to MPO12 (Unpinned), Fiber Trunk Cable Assembly, 96-Fiber, Method A, Low Smoke Zero Halogen | CommScope® |  |  | Fiber trunk cable assembly
ANGMPLCAD |  | Base Product | Singlemode MPO12 (Unpinned) to LC/UPC, Ruggedized Fanout Fiber Cable, 12-Fiber, Method A, Low Smoke Zero Halogen | CommScope® |  |  | Ruggedized fanout
ARXMXMXGD |  | Base Product | OM4 MPO12 (Pinned) to MPO12 (Pinned), Fiber Patch Cord, 12-Fiber, Method A, Low Smoke Zero Halogen | CommScope® |  |  | Fiber array cable assembly
F3VMPMPAD |  | Base Product | OM5 MPO (Unpinned) to MPO (Unpinned), InstaPATCH® 360 Pre-terminated Trunk Cable, 12-Fiber, Low Smoke Zero Halogen B2ca | CommScope® | SYSTIMAX InstaPATCH® 360 |  | Fiber trunk cable assembly |  | Discontinued
F3ZMPMXAH |  | Base Product | OM3 MPO (Unpinned) to MPO (Pinned), InstaPATCH® 360 Pre-terminated Trunk Cable, 48-Fiber, Low Smoke Zero Halogen B2ca | CommScope® | SYSTIMAX InstaPATCH® 360 |  | Fiber trunk cable assembly |  | Discontinued
F3ZMPMPAK |  | Base Product | OM3 MPO (Unpinned) to MPO (Unpinned), InstaPATCH® 360 Pre-terminated Trunk Cable, 72-Fiber, Low Smoke Zero Halogen B2ca | CommScope® | SYSTIMAX InstaPATCH® 360 |  | Fiber trunk cable assembly |  | Discontinued
F4WMPSCAD |  | Base Product | Singlemode MPO (Unpinned) to SC/UPC, InstaPATCH® 360 Ruggedized Fanout Cable, 12-Fiber, Low Smoke Zero Halogen B2ca | CommScope® | SYSTIMAX InstaPATCH® 360 |  | Ruggedized fanout |  | Discontinued
F4WMXSCAD |  | Base Product | Singlemode MPO (Pinned) to SC/UPC, InstaPATCH® 360 Ruggedized Fanout Cable, 12-Fiber, Low Smoke Zero Halogen B2ca | CommScope® | SYSTIMAX InstaPATCH® 360 |  | Ruggedized fanout |  | Discontinued
F4WMXSCAK |  | Base Product | Singlemode MPO (Pinned) to SC/UPC, InstaPATCH® 360 Ruggedized Fanout Cable, 72-Fiber, Low Smoke Zero Halogen B2ca | CommScope® | SYSTIMAX InstaPATCH® 360 |  | Ruggedized fanout |  | Discontinued
F4ZMXSCAG |  | Base Product | OM3 MPO (Pinned) to SC/UPC, InstaPATCH® 360 Ruggedized Fanout Cable, 36-Fiber, Low Smoke Zero Halogen B2ca | CommScope® | SYSTIMAX InstaPATCH® 360 |  | Ruggedized fanout |  | Discontinued
FGWMPMPAM |  | Base Product | Singlemode MPO (Unpinned) to MPO (Unpinned), InstaPATCH® 360 Pre-terminated Trunk Cable, 144-Fiber, Plenum | CommScope® | SYSTIMAX InstaPATCH® 360 |  | Fiber trunk cable assembly
FGVMPMPAK |  | Base Product | OM5 MPO (Unpinned) to MPO (Unpinned), InstaPATCH® 360 Pre-terminated Trunk Cable, 72-Fiber, plenum | CommScope® | SYSTIMAX InstaPATCH® 360 |  | Fiber trunk cable assembly
FGWMPMXAD |  | Base Product | Singlemode MPO (Unpinned) to MPO (Pinned), InstaPATCH® 360 Pre-terminated Trunk Cable, 12-Fiber, Plenum | CommScope® | SYSTIMAX InstaPATCH® 360 |  | Fiber trunk cable assembly
FGXMPMXAD |  | Base Product | OM4 MPO (Unpinned) to MPO (Pinned), InstaPATCH® 360 Pre-terminated Trunk Cable, 12-Fiber, Plenum | CommScope® | SYSTIMAX InstaPATCH® 360 |  | Fiber trunk cable assembly
FGZMPMPAL |  | Base Product | OM3 MPO (Unpinned) to MPO (Unpinned), InstaPATCH® 360 Pre-terminated Trunk Cable, 96-Fiber, Plenum | CommScope® | SYSTIMAX InstaPATCH® 360 |  | Fiber trunk cable assembly
FGZMPMXAD |  | Base Product | OM3 MPO (Unpinned) to MPO (Pinned), InstaPATCH® 360 Pre-terminated Trunk Cable, 12-Fiber, Plenum | CommScope® | SYSTIMAX InstaPATCH® 360 |  | Fiber trunk cable assembly
FHWMPMXAD |  | Base Product | Singlemode MPO (Unpinned) to MPO (Pinned), InstaPATCH® 360 Armored Pre-terminated Trunk Cable, 12-Fiber, Plenum | CommScope® | SYSTIMAX InstaPATCH® 360 |  | Fiber trunk cable assembly |  | Discontinued
FHWMPMXAG |  | Base Product | Singlemode MPO (Unpinned) to MPO (Pinned), InstaPATCH® 360 Armored Pre-terminated Trunk Cable, 36-Fiber, Plenum | CommScope® | SYSTIMAX InstaPATCH® 360 |  | Fiber trunk cable assembly |  | Discontinued
FHXMPMPAL |  | Base Product | OM4 MPO (Unpinned) to MPO (Unpinned), InstaPATCH® 360 Armored Pre-terminated Trunk Cable, 96-Fiber, Plenum | CommScope® | SYSTIMAX InstaPATCH® 360 |  | Fiber trunk cable assembly |  | Discontinued
FQWMXSCGD |  | Base Product | Singlemode MPO (Pinned) to SC/UPC, InstaPATCH® 360 Array Cord, 12-Fiber, Plenum | CommScope® | SYSTIMAX InstaPATCH® 360 |  | Fiber array cable assembly
FQZMPMPGD |  | Base Product | OM3 MPO (Unpinned) to MPO (Unpinned), InstaPATCH® 360 Array Cord, 12-Fiber, Plenum | CommScope® | SYSTIMAX InstaPATCH® 360 |  | Fiber array cable assembly
FQXMXMXGD |  | Base Product | OM4 MPO (Pinned) to MPO (Pinned), InstaPATCH® 360 Array Cord, 12-Fiber, Plenum | CommScope® | SYSTIMAX InstaPATCH® 360 |  | Fiber array cable assembly
FRXMXMXHF |  | Base Product | LazrSPEED® 550 OM4, MPO/12(Pinned) to MPO/12(Pinned), 24-Fiber, LSZH array cord | CommScope® | SYSTIMAX InstaPATCH® 360 |  | Fiber array cable assembly
U3GMPMPAL |  | Base Product | Ultra Low Loss (ULL) Singlemode MPO12 (Unpinned) to MPO12 (Unpinned), Fiber Trunk Cable Assembly, 96-Fiber, CPR Class B2ca, Low Smoke Zero Halogen (LSZH)/Riser | CommScope® | SYSTIMAX ULL |  | Fiber trunk cable assembly |  | Discontinued
U3GMPMPCD |  | Base Product | Ultra Low Loss ULL TeraSPEED® MPO(Unpinned) to MPO(Unpinned) Pre-terminated Trunk Cable, MPO12, 12-Fiber, LSZH, 12 fiber PmP 2.0 mm /B2ca | CommScope® | SYSTIMAX ULL |  | Fiber trunk cable assembly
U3GMPMPCF |  | Base Product | Ultra Low Loss ULL TeraSPEED® MPO(Unpinned) to MPO(Unpinned) Pre-terminated Trunk Cable, MPO12, 24-Fiber, LSZH, 12 fiber PmP 2.0 mm /B2ca | CommScope® | SYSTIMAX ULL |  | Fiber trunk cable assembly
U3GMPMPCM |  | Base Product | Ultra Low Loss ULL TeraSPEED® MPO(Unpinned) to MPO(Unpinned) Pre-terminated Trunk Cable, MPO12, 144-Fiber, LSZH, 12 fiber PmP 2.0 mm /B2ca | CommScope® | SYSTIMAX ULL |  | Fiber trunk cable assembly
U3GMXMXAD |  | Base Product | Ultra Low Loss (ULL) Singlemode MPO12 (Pinned) to MPO12 (Pinned), Fiber Trunk Cable Assembly, 12-Fiber, Low Smoke Zero Halogen | CommScope® | SYSTIMAX ULL |  | Fiber trunk cable assembly |  | Discontinued
U3GMPUCAF |  | Base Product | Ultra Low Loss (ULL) Singlemode MPO12 (Unpinned) to Unconnectorized, Fiber Trunk Cable Assembly, 24-Fiber, CPR Class B2ca, Low Smoke Zero Halogen/Riser | CommScope® | SYSTIMAX ULL |  | Fiber trunk cable assembly |  | Discontinued
U3GMXMXCK |  | Base Product | Ultra Low Loss ULL TeraSPEED® MPO(Pinned) to MPO(Pinned) Pre-terminated Trunk Cable, MPO12, 72-Fiber, LSZH, 12 fiber PmP 2.0 mm /B2ca | CommScope® | SYSTIMAX ULL |  | Fiber trunk cable assembly
U3GMPUCAH |  | Base Product | Ultra Low Loss (ULL) Singlemode MPO12 (Unpinned) to Unconnectorized, Fiber Trunk Cable Assembly, 48-Fiber, CPR Class B2ca, Low Smoke Zero Halogen/Riser | CommScope® | SYSTIMAX ULL |  | Fiber trunk cable assembly |  | Discontinued
U3GMPUCAK |  | Base Product | Ultra Low Loss (ULL) Singlemode MPO12 (Unpinned) to Unconnectorized, Fiber Trunk Cable Assembly, 72-Fiber, CPR Class B2ca,Low Smoke Zero Halogen/Riser | CommScope® | SYSTIMAX ULL |  | Fiber trunk cable assembly |  | Discontinued
U3GQPQXQ8 |  | Base Product | Ultra Low Loss (ULL) Singlemode MPO8 QSFP (Unpinned) to MPO8 QSFP (Pinned), Fiber Trunk Cable Assembly, 8-Fiber, Low Smoke Zero Halogen | CommScope® | SYSTIMAX ULL |  | Fiber trunk cable assembly |  | Discontinued
U3GMXUCCH |  | Base Product | Ultra Low Loss ULL TeraSPEED® MPO(Pinned) to Unconnectorized Pre-terminated Trunk Cable, MPO12, 48-Fiber, LSZH, 12 fiber PmP 2.0 mm /B2ca | CommScope® | SYSTIMAX ULL |  | Fiber trunk cable assembly
U3VMPMPCD |  | Base Product | Ultra Low Loss ULL LazrSPEED® 550 OM5 MPO(Unpinned) to MPO(Unpinned) Pre-terminated Trunk Cable, MPO12, 12-Fiber, LSZH, 12 fiber PmP 2.0 mm /B2ca | CommScope® | SYSTIMAX ULL |  | Fiber trunk cable assembly
U3VMXMXAM |  | Base Product | Ultra Low Loss (ULL) OM5, MPO12 Pinned to MPO12 Pinned, Fiber Trunk Cable Assembly, 144-Fiber, Low Smoke Zero Halogen | CommScope® | SYSTIMAX ULL |  | Fiber trunk cable assembly |  | Discontinued
U3VQPQXQR |  | Base Product | Ultra Low Loss (ULL) OM5 MPO8 QSFP (Unpinned) to MPO8 QSFP (Pinned), Fiber Trunk Cable Assembly, 16-Fiber, Low Smoke Zero Halogen (LSZH) | CommScope® | SYSTIMAX ULL |  | Fiber trunk cable assembly |  | Discontinued
U3VMPMPCG |  | Base Product | Ultra Low Loss ULL LazrSPEED® 550 OM5 MPO(Unpinned) to MPO(Unpinned) Pre-terminated Trunk Cable, MPO12, 36-Fiber, LSZH, 12 fiber PmP 2.0 mm /B2ca | CommScope® | SYSTIMAX ULL |  | Fiber trunk cable assembly
U3VMXMXCF |  | Base Product | Ultra Low Loss ULL LazrSPEED® 550 OM5 MPO(Pinned) to MPO(Pinned) Pre-terminated Trunk Cable, MPO12, 24-Fiber, LSZH, 12 fiber PmP 2.0 mm /B2ca | CommScope® | SYSTIMAX ULL |  | Fiber trunk cable assembly
U3VMXMXCG |  | Base Product | Ultra Low Loss ULL LazrSPEED® 550 OM5 MPO(Pinned) to MPO(Pinned) Pre-terminated Trunk Cable, MPO12, 36-Fiber, LSZH, 12 fiber PmP 2.0 mm /B2ca | CommScope® | SYSTIMAX ULL |  | Fiber trunk cable assembly
U3XMPMPCF |  | Base Product | Ultra Low Loss ULL LazrSPEED® 550 MPO(Unpinned) to MPO(Unpinned) Pre-terminated Trunk Cable, MPO12, 24-Fiber, LSZH, 12 fiber PmP 2.0 mm /B2ca | CommScope® | SYSTIMAX ULL |  | Fiber trunk cable assembly
U3XMPMXAG |  | Base Product | Ultra Low Loss (ULL) OM4 MPO12 (Unpinned) to MPO12 (Pinned), Fiber Trunk Cable Assembly, 36-Fiber, Low Smoke Zero Halogen (LSZH) | CommScope® | SYSTIMAX ULL |  | Fiber trunk cable assembly |  | Discontinued
U3VMXUCCL |  | Base Product | Ultra Low Loss ULL LazrSPEED® 550 OM5 MPO(Pinned) to Unconnectorized Pre-terminated Trunk Cable, MPO12, 96-Fiber, LSZH, 12 fiber PmP 2.0 mm /B2ca | CommScope® | SYSTIMAX ULL |  | Fiber trunk cable assembly
U3XMXMXCD |  | Base Product | Ultra Low Loss ULL LazrSPEED® 550 MPO(Pinned) to MPO(Pinned) Pre-terminated Trunk Cable, MPO12, 12-Fiber, LSZH, 12 fiber PmP 2.0 mm /B2ca | CommScope® | SYSTIMAX ULL |  | Fiber trunk cable assembly
U3VQXQXQL |  | Base Product | Ultra Low Loss (ULL) OM5, MP8O QSFP Pinned to MPO8 QSFP Pinned, Fiber Trunk Cable Assembly, 96-Fiber, Low Smoke Zero Halogen | CommScope® | SYSTIMAX ULL |  | Fiber trunk cable assembly |  | Discontinued
ACGLGUCNC |  | Base Product | Singlemode LC/APC to Stub, Fiber Pigtail 0.6 mm, 12-Fiber, Low Smoke Zero Halogen | CommScope® |  | ACG | Fiber pigtail ¦ unjacketed
FAWL7UC0C |  | Base Product | Singlemode LC/UPC Keyed Brown to Unconnectorized, Fiber Pigtail, 0.9 mm Tight Buffer, 12-Fiber Kit Blue - Aqua (1-12) | CommScope® | SYSTIMAX InstaPATCH® 360 | FAW | Fiber pigtail ¦ unjacketed
FAWL5UC0C |  | Base Product | Singlemode LC/UPC Keyed Orange to Unconnectorized, Fiber Pigtail, 0.9 mm Tight Buffer, 12-Fiber Kit Blue - Aqua (1-12) | CommScope® | SYSTIMAX InstaPATCH® 360 | FAW | Fiber pigtail ¦ unjacketed
FAXL7UC0C |  | Base Product | OM4 LC/UPC Keyed Brown to Unconnectorized, Fiber Pigtail, 0.9 mm Tight Buffer, 12-Fiber Kit Blue - Aqua (1-12) | CommScope® | SYSTIMAX InstaPATCH® 360 | FAX | Fiber pigtail ¦ unjacketed
FAWL6UC0C |  | Base Product | Singlemode LC/UPC Keyed Slate to Unconnectorized, Fiber Pigtail, 0.9 mm Tight Buffer, 12-Fiber Kit Blue - Aqua (1-12) | CommScope® | SYSTIMAX InstaPATCH® 360 | FAW | Fiber pigtail ¦ unjacketed
FAXSCUC0B |  | Base Product | OM4 SC/UPC to Unconnectorized, Fiber Pigtail, 0.9 mm Tight Buffer, 6-Fiber Kit Red - Aqua (7-12) | CommScope® | SYSTIMAX InstaPATCH® 360 | FAX | Fiber pigtail ¦ unjacketed
FBXL9UC11 |  | Base Product | OM4 LC/UPC Keyed Rose to Unconnectorized, Fiber Pigtail Simplex, 0.9 mm SBJ | CommScope® | SYSTIMAX InstaPATCH® 360 | FBX | Fiber pigtail ¦ unjacketed
FBXL7UC11 |  | Base Product | OM4 LC/UPC Keyed Brown to Unconnectorized, Fiber Pigtail Simplex, 0.9 mm SBJ | CommScope® | SYSTIMAX InstaPATCH® 360 | FBX | Fiber pigtail ¦ unjacketed
FBXL8UC11 |  | Base Product | OM4 LC/UPC Keyed Aqua to Unconnectorized, Fiber Pigtail Simplex, 0.9 mm SBJ | CommScope® | SYSTIMAX InstaPATCH® 360 | FBX | Fiber pigtail ¦ unjacketed
CC0932-000 | OCP-S1-02MASEN-XX | Variant of OCP | Fiber Optic Pigtail, Simplex, Singlemode, SC/UPC to Stub, 0.9 mm diameter, 2 m |  |  | OCP | Fiber pigtail ¦ jacketed
CC1164-000 | OCP-E9-03MASEN-XX | Variant of OCP | Fiber Optic Pigtail, Simplex, Singlemode, LSH/APC to Stub, 0.9 mm diameter, 3 m |  |  | OCP | Fiber pigtail ¦ jacketed |  | Discontinued
2160742-2 | OCP-L2-02MASEN-XX-(12COL) | Variant of OCP | Fiber Optic Pigtail, Simplex, Singlemode, LC/APC to Stub, 0.9 mm diameter, multicolor, 2 m |  |  | OCP | Fiber pigtail ¦ jacketed
760246159 | OCP-L1-02MASEN-XX-(12COL) | Variant of OCP | Fiber Optic Pigtail, 12 fibers, Singlemode, LC/UPC to Stub, 0.9 mm diameter, multicolor, 2m |  |  | OCP | Fiber pigtail ¦ multi-fiber
760251757 | OCP-EC-02MASCA-XX | Variant of OCP | Fiber Optic Pigtail, Simplex, Singlemode, LSZH, 2.4 mm diameter, tuned, Grade B, LSH/APC to Stub, yellow, 2 m |  |  | OCP | Fiber pigtail ¦ jacketed
2160042-2 |  | Variant | Fiber Optic Pigtail, OM4, LC/UPC-pigtail, 900 µm, LSZH, 2 m, aqua | CommScope® |  |  | Fiber pigtail ¦ jacketed
FNWMPLCAL |  | Base Product | Singlemode MPO (Unpinned) to LC/UPC, InstaPATCH® 360 Ruggedized Fanout Cable, 96-Fiber, Low Smoke Zero Halogen | CommScope® | SYSTIMAX InstaPATCH® 360 |  | Ruggedized fanout
U3XQVQZTH |  | Base Product | Ultra Low Loss (ULL) OM4 MPO8 APC (Non-Pinned) to MPO8 APC (Pinned), Fiber Trunk Cable Assembly, 48-Fiber, LSZH B2ca | CommScope® | Propel ¦ SYSTIMAX ULL |  | Fiber trunk cable assembly
AQGRPRG7R |  | Base Product | Ultra Low Loss (ULL) Singlemode G.657.A2 MPO16 UPC (Non-Pinned) to MPO16 (Non-Pinned), Fiber Array Cable Assembly, 16-Fiber, Plenum | CommScope® | Propel ¦ SYSTIMAX ULL |  | Fiber array cable assembly
UGVRZRZ8S |  | Base Product | Ultra Low Loss (ULL) OM5 MPO16 APC (Pinned) to MPO16 APC (Pinned), Fiber Trunk Cable Assembly, 32-Fiber, Plenum | CommScope® | Propel ¦ SYSTIMAX ULL |  | Fiber trunk cable assembly
U3VQZQZTK |  | Base Product | Ultra Low Loss (ULL) OM5 MPO8 APC (Pinned) to MPO8 APC (Pinned), Fiber Trunk Cable Assembly, 72-Fiber, LSZH B2ca | CommScope® | Propel ¦ SYSTIMAX ULL |  | Fiber trunk cable assembly
UJVQZUCTL |  | Base Product | Ultra Low Loss (ULL) OM5 MPO APC (Pinned) to Unconnectorized, Fiber Trunk Cable Assembly, 96-Fiber, Dual Rated (OFNR/LSZH) | CommScope® | Propel ¦ SYSTIMAX ULL |  | Fiber trunk cable assembly
U3XRZRZ8Q |  | Base Product | Ultra Low Loss (ULL) OM4 MPO16 APC (Pinned) to MPO16 APC (Pinned), Fiber Trunk Cable Assembly, 128-Fiber, LSZH B2ca | CommScope® | Propel ¦ SYSTIMAX ULL |  | Fiber trunk cable assembly
UGVQVUCTH |  | Base Product | Ultra Low Loss (ULL) OM5 MPO8 APC (Non-Pinned) to Unconnectorized, Fiber Trunk Cable Assembly, 48-Fiber, Plenum | CommScope® | Propel ¦ SYSTIMAX ULL |  | Fiber trunk cable assembly
UJVQZUCTS |  | Base Product | Ultra Low Loss (ULL) OM5 MPO APC (Pinned) to Unconnectorized, Fiber Trunk Cable Assembly, 32-Fiber, Dual Rated (OFNR/LSZH) | CommScope® | Propel ¦ SYSTIMAX ULL |  | Fiber trunk cable assembly
U3GRXRX8R |  | Base Product | Ultra Low Loss (ULL) Singlemode G.657.A2 MPO16 (Pinned) to MPO16 (Pinned), Fiber Trunk Cable Assembly, 16-Fiber, LSZH B2ca | CommScope® | Propel ¦ SYSTIMAX ULL |  | Fiber trunk cable assembly
UQGRPRX7R |  | Base Product | Ultra Low Loss (ULL) Singlemode G.657.A2 MPO16 (Non-Pinned) to MPO16 (Pinned), Fiber Array Cable Assembly, 16-Fiber, Plenum | CommScope® | Propel ¦ SYSTIMAX ULL |  | Fiber array cable assembly
UGXQZUCTN |  | Base Product | Ultra Low Loss (ULL) OM4 MPO8 APC (Pinned) to Unconnectorized, Fiber Trunk Cable Assembly, 192-Fiber, Plenum | CommScope® | Propel ¦ SYSTIMAX ULL |  | Fiber trunk cable assembly
U3XQVUCTK |  | Base Product | Ultra Low Loss (ULL) OM4 MPO8 APC (Non-Pinned) to Unconnectorized, Fiber Trunk Cable Assembly, 72-Fiber, LSZH B2ca | CommScope® | Propel ¦ SYSTIMAX ULL |  | Fiber trunk cable assembly
UGVQVUCTN |  | Base Product | Ultra Low Loss (ULL) OM5 MPO8 APC (Non-Pinned) to Unconnectorized, Fiber Trunk Cable Assembly, 192-Fiber, Plenum | CommScope® | Propel ¦ SYSTIMAX ULL |  | Fiber trunk cable assembly
U3VQZUCTM |  | Base Product | Ultra Low Loss (ULL) OM5 MPO8 APC (Pinned) to Unconnectorized, Fiber Trunk Cable Assembly, 144-Fiber, LSZH B2ca | CommScope® | Propel ¦ SYSTIMAX ULL |  | Fiber trunk cable assembly
U3VQZUCTN |  | Base Product | Ultra Low Loss (ULL) OM5 MPO8 APC (Pinned) to Unconnectorized, Fiber Trunk Cable Assembly, 192-Fiber, LSZH B2ca | CommScope® | Propel ¦ SYSTIMAX ULL |  | Fiber trunk cable assembly
UGVQVUCTS |  | Base Product | Ultra Low Loss (ULL) OM5 MPO8 APC (Non-Pinned) to Unconnectorized, Fiber Trunk Cable Assembly, 32-Fiber, Plenum | CommScope® | Propel ¦ SYSTIMAX ULL |  | Fiber trunk cable assembly
U3XQVUCTS |  | Base Product | Ultra Low Loss (ULL) OM4 MPO8 APC (Non-Pinned) to Unconnectorized, Fiber Trunk Cable Assembly, 32-Fiber, LSZH B2ca | CommScope® | Propel ¦ SYSTIMAX ULL |  | Fiber trunk cable assembly
UGXQVQZT8 |  | Base Product | Ultra Low Loss (ULL) OM4 MPO8 APC (Non-Pinned) to MPO8 APC (Pinned), Fiber Trunk Cable Assembly, 8-Fiber, Plenum | CommScope® | Propel ¦ SYSTIMAX ULL |  | Fiber trunk cable assembly
UGVQZQZT8 |  | Base Product | Ultra Low Loss (ULL) OM5 MPO8 APC (Pinned) to MPO8 APC (Pinned), Fiber Trunk Cable Assembly, 8-Fiber, Plenum | CommScope® | Propel ¦ SYSTIMAX ULL |  | Fiber trunk cable assembly
UJVQVQZTR |  | Base Product | Ultra Low Loss (ULL) OM5 MPO APC (Non-Pinned) to MPO APC (Pinned), Fiber Trunk Cable Assembly, 16-Fiber, Dual Rated (OFNR/LSZH) | CommScope® | Propel ¦ SYSTIMAX ULL |  | Fiber trunk cable assembly
U3XQZQZTF |  | Base Product | Ultra Low Loss (ULL) OM4 MPO8 APC (Pinned) to MPO8 APC (Pinned), Fiber Trunk Cable Assembly, 24-Fiber, LSZH B2ca | CommScope® | Propel ¦ SYSTIMAX ULL |  | Fiber trunk cable assembly
UJXQZQZTR |  | Base Product | Ultra Low Loss (ULL) OM4 MPO APC (Pinned) to MPO APC (Pinned), Fiber Trunk Cable Assembly, 16-Fiber, Dual Rated (OFNR/LSZH) | CommScope® | Propel ¦ SYSTIMAX ULL |  | Fiber trunk cable assembly
UQGRXUC7R |  | Base Product | Ultra Low Loss (ULL) Singlemode G.657.A2 MPO16 (Pinned) to Unconnectorized, Fiber Array Cable Assembly, 16-Fiber, Plenum | CommScope® | Propel ¦ SYSTIMAX ULL |  | Fiber array cable assembly
UJGRXRX8H |  | Base Product | Ultra Low Loss (ULL) Singlemode G.657.A2 MPO16 (Pinned) to MPO16 (Pinned), Fiber Trunk Cable Assembly, 48-Fiber, Dual Rated (OFNR/LSZH) | CommScope® | Propel ¦ SYSTIMAX ULL |  | Fiber trunk cable assembly
UJVQZQZTS |  | Base Product | Ultra Low Loss (ULL) OM5 MPO APC (Pinned) to MPO APC (Pinned), Fiber Trunk Cable Assembly, 32-Fiber, Dual Rated (OFNR/LSZH) | CommScope® | Propel ¦ SYSTIMAX ULL |  | Fiber trunk cable assembly
UJGRXRX8N |  | Base Product | Ultra Low Loss (ULL) Singlemode G.657.A2 MPO16 (Pinned) to MPO16 (Pinned), Fiber Trunk Cable Assembly, 192-Fiber, Dual Rated (OFNR/LSZH) | CommScope® | Propel ¦ SYSTIMAX ULL |  | Fiber trunk cable assembly
UQXRVRV7R |  | Base Product | Ultra Low Loss (ULL) OM4 MPO16 APC (Non-Pinned) to MPO16 APC (Non-Pinned), Fiber Array Cable Assembly, 16-Fiber, Plenum | CommScope® | Propel ¦ SYSTIMAX ULL |  | Fiber array cable assembly
URV2XRVBH |  | Base Product | Ultra Low Loss (ULL) OM5, 2X3, MPO24 (Pinned) to MPO16 Multimode APC (Non-Pinned), 48-Fiber, Conversion Array, LSZH | CommScope® | Propel ¦ SYSTIMAX ULL |  | Fiber conversion array cable assembly
UQVRVMPAH |  | Base Product | Ultra Low Loss (ULL) OM5, 3X4, MPO16 Multimode APC (Non-Pinned) to MPO12 (Non-Pinned), 48-Fiber, Conversion Array, Plenum | CommScope® | Propel ¦ SYSTIMAX ULL |  | Fiber conversion array cable assembly
URV2EMXAH |  | Base Product | Ultra Low Loss (ULL) OM5, 3X4, MPO24 (Non-Pinned - QSFP) to MPO12 (Pinned), 48-Fiber, Conversion Array, LSZH | CommScope® | Propel ¦ SYSTIMAX ULL |  | Fiber conversion array cable assembly
URG2XRPBH |  | Base Product | Ultra Low Loss (ULL) Singlemode G.657.A2, 2X3, MPO24 (Pinned) to MPO16 (Non-Pinned), 48-Fiber, Conversion Array, LSZH | CommScope® | Propel ¦ SYSTIMAX ULL |  | Fiber conversion array cable assembly
UQXRVMPAH |  | Base Product | Ultra Low Loss (ULL) OM4, 3X4, MPO16 Multimode APC (Non-Pinned) to MPO12 (Non-Pinned), 48-Fiber, Conversion Array, Plenum | CommScope® | Propel ¦ SYSTIMAX ULL |  | Fiber conversion array cable assembly
FPCFW-APSC-P-1M |  | Variant of FPCFW | Fiber Optic Patch Cord, Simplex, Singlemode, SC/APC to SC/APC, blue, 1 m |  |  | FPCFW | Fiber patch cord ¦ simplex
FPCFY-APSC-P-6M |  | Variant of FPCFY | Fiber Optic Patch Cord, Simplex, Singlemode, SC/APC to SC/APC, yellow, 6 m |  |  | FPCFY | Fiber patch cord ¦ simplex
FPCMY-APSC-P-8M |  | Variant of FPCMY | Fiber Optic Patch Cord, Simplex, Singlemode, SC/APC to SC/APC, yellow, 8 m |  |  | FPCMY | Fiber patch cord ¦ simplex
FPCMY-SPSC-P-10M |  | Variant of FPCMY | Fiber Optic Patch Cord, Simplex, Singlemode, SC/UPC to SC/UPC, yellow, 10 m |  |  | FPCMY | Fiber patch cord ¦ simplex
FPCMY-APSC-P-3M |  | Variant of FPCMY | Fiber Optic Patch Cord, Simplex, Singlemode, SC/APC to SC/APC, yellow, 3 m |  |  | FPCMY | Fiber patch cord ¦ simplex
FPCMY-APSC-P-4M |  | Variant of FPCMY | Fiber Optic Patch Cord, Simplex, Singlemode, SC/APC to SC/APC, yellow, 4 m |  |  | FPCMY | Fiber patch cord ¦ simplex
FPCMY-SPSC-P-9M |  | Variant of FPCMY | Fiber Optic Patch Cord, Simplex, Singlemode, SC/UPC to SC/UPC, yellow, 9 m |  |  | FPCMY | Fiber patch cord ¦ simplex
FDWL2SC21 |  | Base Product | Singlemode LC/UPC Keyed Yellow to SC/UPC Fiber Patch Cord, 1.6 mm Simplex, Plenum | CommScope® | SYSTIMAX InstaPATCH® 360 | FDW | Fiber patch cord ¦ simplex
FDWL2SC42 |  | Base Product | Singlemode LC/UPC Keyed Yellow to SC/UPC Fiber Patch Cord, 1.6 mm Duplex, Plenum | CommScope® | SYSTIMAX InstaPATCH® 360 | FDW | Fiber patch cord ¦ duplex
FDWL7LC21 |  | Base Product | Singlemode LC/UPC Keyed Brown to LC/UPC Fiber Patch Cord, 1.6 mm Simplex, Plenum | CommScope® | SYSTIMAX InstaPATCH® 360 | FDW | Fiber patch cord ¦ simplex
FDWL3L342 |  | Base Product | Singlemode LC/UPC Keyed Blue to LC/UPC Keyed Blue Fiber Patch Cord, 1.6 mm Duplex, Plenum | CommScope® | SYSTIMAX InstaPATCH® 360 | FDW | Fiber patch cord ¦ duplex
FDWSCSA42 |  | Base Product | Singlemode SC/UPC to SC/APC, Fiber Patch Cord, 1.6 mm Duplex, Plenum | CommScope® | SYSTIMAX InstaPATCH® 360 | FDW | Fiber patch cord ¦ duplex
FDWLALA42 |  | Base Product | Singlemode LC APC to LC APC, Fiber Patch Cord, 1.6 mm Duplex, Plenum | CommScope® | SYSTIMAX InstaPATCH® 360 | FDW | Fiber patch cord ¦ duplex
FDWL4LC42 |  | Base Product | Singlemode LC/UPC Keyed Green to LC/UPC Fiber Patch Cord, 1.6 mm Duplex, Plenum | CommScope® | SYSTIMAX InstaPATCH® 360 | FDW | Fiber patch cord ¦ duplex
FDWSCLA42 |  | Base Product | Singlemode SC/UPC to LC/APC, Fiber Patch Cord, 1.6 mm Duplex, Plenum | CommScope® | SYSTIMAX InstaPATCH® 360 | FDW | Fiber patch cord ¦ duplex
FDXKBKB42 |  | Base Product | OM4 LC/UPC to LC/UPC Fiber Patch Cord, 1.6 mm Duplex, Plenum, Orange (AA) Locking Clip | CommScope® | SYSTIMAX InstaPATCH® 360 | FDX | Fiber patch cord ¦ duplex
FDWSASA42 |  | Base Product | Singlemode SC APC to SC APC, Fiber Patch Cord, 1.6 mm Duplex, Plenum | CommScope® | SYSTIMAX InstaPATCH® 360 | FDW | Fiber patch cord ¦ duplex
FDXL5L542 |  | Base Product | OM4 LC/UPC Keyed Orange to LC/UPC Keyed Orange Fiber Patch Cord, 1.6 mm Duplex, Plenum | CommScope® | SYSTIMAX InstaPATCH® 360 | FDX | Fiber patch cord ¦ duplex
FDXL9LC42 |  | Base Product | OM4 LC/UPC Keyed Rose to LC/UPC Fiber Patch Cord, 1.6 mm Duplex, Plenum | CommScope® | SYSTIMAX InstaPATCH® 360 | FDX | Fiber patch cord ¦ duplex
FDXL7SC21 |  | Base Product | OM4 LC/UPC Keyed Brown to SC/UPC Fiber Patch Cord, 1.6 mm Simplex, Plenum | CommScope® | SYSTIMAX InstaPATCH® 360 | FDX | Fiber patch cord ¦ simplex
FDXLVLV21 |  | Base Product | OM4 LC/UPC Keyed Violet to LC/UPC Keyed Violet Fiber Patch Cord, 1.6 mm Simplex, Plenum | CommScope® | SYSTIMAX InstaPATCH® 360 | FDX | Fiber patch cord ¦ simplex
FEWL2L242 |  | Base Product | Singlemode LC/UPC Keyed Yellow to LC/UPC Keyed Yellow Fiber Patch Cord, 1.6 mm Duplex, Riser | CommScope® | SYSTIMAX InstaPATCH® 360 | FEW | Fiber patch cord ¦ duplex
FEWL4L421 |  | Base Product | Singlemode LC/UPC Keyed Green to LC/UPC Keyed Green Fiber Patch Cord, 1.6 mm Simplex, Riser | CommScope® | SYSTIMAX InstaPATCH® 360 | FEW | Fiber patch cord ¦ simplex
FEWL4L442 |  | Base Product | Singlemode LC/UPC Keyed Green to LC/UPC Keyed Green Fiber Patch Cord, 1.6 mm Duplex, Riser | CommScope® | SYSTIMAX InstaPATCH® 360 | FEW | Fiber patch cord ¦ duplex
FEWL1SC42 |  | Base Product | Singlemode LC/UPC Keyed Red to SC/UPC, Fiber Patch Cord, 1.6 mm Duplex, Riser | CommScope® | SYSTIMAX InstaPATCH® 360 | FEW | Fiber patch cord ¦ duplex
FEWLALA21 |  | Base Product | Singlemode LC APC to LC APC, Fiber Patch Cord, 1.6 mm Simplex, Riser | CommScope® | SYSTIMAX InstaPATCH® 360 | FEW | Fiber patch cord ¦ simplex
FEWL9L942 |  | Base Product | Singlemode LC/UPC Keyed Rose to LC/UPC Keyed Rose Fiber Patch Cord, 1.6 mm Duplex, Riser | CommScope® | SYSTIMAX InstaPATCH® 360 | FEW | Fiber patch cord ¦ duplex
FEWL8L821 |  | Base Product | Singlemode LC/UPC Keyed Aqua to LC/UPC Keyed Aqua Fiber Patch Cord, 1.6 mm Simplex, Riser | CommScope® | SYSTIMAX InstaPATCH® 360 | FEW | Fiber patch cord ¦ simplex
FEXL7LC42 |  | Base Product | OM4 LC/UPC Keyed Brown to LC/UPC Fiber Patch Cord, 1.6 mm Duplex, Riser | CommScope® | SYSTIMAX InstaPATCH® 360 | FEX | Fiber patch cord ¦ duplex
FEXL4SC21 |  | Base Product | OM4 LC/UPC Keyed Green to SC/UPC Fiber Patch Cord, 1.6 mm Simplex, Riser | CommScope® | SYSTIMAX InstaPATCH® 360 | FEX | Fiber patch cord ¦ simplex
FEXL9SC21 |  | Base Product | OM4 LC/UPC Keyed Rose to SC/UPC Fiber Patch Cord, 1.6 mm Simplex, Riser | CommScope® | SYSTIMAX InstaPATCH® 360 | FEX | Fiber patch cord ¦ simplex
FEXL7L721 |  | Base Product | OM4 LC/UPC Keyed Brown to LC/UPC Keyed Brown Fiber Patch Cord, 1.6 mm Simplex, Riser | CommScope® | SYSTIMAX InstaPATCH® 360 | FEX | Fiber patch cord ¦ simplex
FEXL7L742 |  | Base Product | OM4 LC/UPC Keyed Brown to LC/UPC Keyed Brown Fiber Patch Cord, 1.6 mm Duplex, Riser | CommScope® | SYSTIMAX InstaPATCH® 360 | FEX | Fiber patch cord ¦ duplex
FEXLVSC21 |  | Base Product | OM4 LC/UPC Keyed Violet to SC/UPC Fiber Patch Cord, 1.6 mm simplex, riser | CommScope® | SYSTIMAX InstaPATCH® 360 | FEX | Fiber patch cord ¦ simplex
FEXLVSC42 |  | Base Product | OM4 LC/UPC Keyed Violet to SC/UPC Fiber Patch Cord, 1.6 mm duplex, riser | CommScope® | SYSTIMAX InstaPATCH® 360 | FEX | Fiber patch cord ¦ duplex
FEXL8LC42 |  | Base Product | OM4 LC/UPC Keyed Aqua to LC/UPC Fiber Patch Cord, 1.6 mm Duplex, Riser | CommScope® | SYSTIMAX InstaPATCH® 360 | FEX | Fiber patch cord ¦ duplex
FEXLCSC42 |  | Base Product | OM4 LC/UPC to SC/UPC, Fiber Patch Cord, 1.6 mm Duplex, Riser | CommScope® | SYSTIMAX InstaPATCH® 360 | FEX | Fiber patch cord ¦ duplex
FFWLCSA42 |  | Base Product | Singlemode LC/UPC to SC/APC, Fiber Patch Cord, 1.6 mm Duplex, Low Smoke Zero Halogen (LSZH) | CommScope® | SYSTIMAX InstaPATCH® 360 | FFW | Fiber patch cord ¦ duplex
FFWSASA42 |  | Base Product | Singlemode SC APC to SC APC, Fiber Patch Cord, 1.6 mm Duplex, Low Smoke Zero Halogen (LSZH) | CommScope® | SYSTIMAX InstaPATCH® 360 | FFW | Fiber patch cord ¦ duplex
2055109 |  | Base Product | Fiber Optic Patch Cord, Duplex, Multimode, LC/UPC to SC/UPC, Aqua | CommScope® |  | 205 | Fiber patch cord ¦ duplex
CC0936-000 | OCJ-S1-05MASIA-S1 | Variant of OCJ | Fiber Optic Patch Cord, Simplex, Singlemode, SC/UPC to SC/UPC, yellow, 5 m |  |  | OCJ | Fiber patch cord ¦ simplex
FPCC-KMYP |  | Variant of FPCC | Fiber Optic Patch Cord, duplex, singlemode, 1.2 mm OFNP jacket, LC/UPC-LC/APC, yellow |  |  | FPCC | Fiber patch cord ¦ duplex
UDVLCLC42 |  | Base Product | Ultra Low Loss OM5, LC/UPC to LC/UPC, Fiber Patch Cord, 1.6 mm Duplex, Plenum | CommScope® | SYSTIMAX ULL | UDV | Fiber patch cord ¦ duplex
UFXLCLC42 |  | Base Product | Ultra Low Loss OM4, LC/UPC to LC/UPC, Fiber Patch Cord, 1.6 mm Duplex, Low Smoke Zero Halogen | CommScope® | SYSTIMAX ULL | UFX | Fiber patch cord ¦ duplex
UFGLULU62 |  | Base Product | Ultra Low Loss Singlemode, LC/UPC Uniboot to LC/UPC Uniboot, 2.0 mm Duplex Fiber Patch Cord, Low Smoke Zero Halogen/Riser | CommScope® | SYSTIMAX ULL | UFG | Fiber patch cord ¦ duplex
UDGLULUK2 |  | Base Product | Ultra Low Loss Singlemode, LC/UPC Uniboot to LC/UPC Uniboot, 1.5 mm Duplex Fiber Patch Cord, Plenum | CommScope® | SYSTIMAX ULL | UDG | Fiber patch cord ¦ duplex
AFGLFLFL1 |  | Base Product | Fiber Patch Cord, Singlemode G.657.A2, Grade B, LC/UPC to LC/UPC, Simplex, 1.6 mm LSZH jacket | CommScope® |  | AFG | Fiber patch cord ¦ simplex
AFGLGSFM2 |  | Base Product | Fiber Patch Cord, Singlemode G.657.A2, Grade B, LC/APC to SC/UPC, Duplex, 1.6 mm LSZH jacket | CommScope® |  | AFG | Fiber patch cord ¦ duplex
AFGLGSGM2 |  | Base Product | Fiber Patch Cord, Singlemode G.657.A2, Grade B, LC/APC to SC/APC, Duplex, 1.6 mm LSZH jacket | CommScope® |  | AFG | Fiber patch cord ¦ duplex
AFGSFSFL1 |  | Base Product | Fiber Patch Cord, Singlemode G.657.A2, Grade B, SC/UPC to SC/UPC, Simplex, 1.6 mm LSZH jacket | CommScope® |  | AFG | Fiber patch cord ¦ simplex
2-2055109-0 |  | Variant of 2055109 | Fiber Optic Patch Cord, Duplex, Multimode, LC/UPC to SC/UPC, aqua, 20 m | CommScope® |  | 205 | Fiber patch cord ¦ duplex
2055108-5 |  | Variant of 2055108 | Fiber Optic Patch Cord, Duplex, Multimode, SC/UPC to SC/UPC, aqua, 5 m | CommScope® |  | 205 | Fiber patch cord ¦ duplex
2105093-7 |  | Variant of 2105093 | Fiber Optic Patch Cord, Duplex, OM4, SC/UPC to SC/UPC, LSZH & OFNR, aqua, 7 m | CommScope® |  | 210 | Fiber patch cord ¦ duplex
2160046-9 |  | Variant of 2160046 | Fiber Optic Patch Cord, Duplex, Multimode, LC/UPC to LC/UPC, aqua, 9 m | CommScope® |  | 216 | Fiber patch cord ¦ duplex
4-2105061-0 |  | Variant of 2105061 | Fiber Optic Patch Cord, Duplex, Multimode, LC/UPC to LC/UPC, LSZH & OFNR, aqua, 40 m | CommScope® |  | 210 | Fiber patch cord ¦ duplex
5-2105027-5 |  | Variant of 2105027 | Fiber Optic Patch Cord, OM3, LC/LC duplex, 1.8 mm LSZH & OFNR, 55 m, aqua | CommScope® |  | 210 | Fiber patch cord ¦ duplex
5-2105027-1 |  | Variant of 2105027 | Fiber Optic Patch Cord, OM3, LC/LC duplex, 1.8 mm LSZH & OFNR, 51 m, aqua | CommScope® |  | 210 | Fiber patch cord ¦ duplex
U3XMXUCCD |  | Base Product | Ultra Low Loss ULL LazrSPEED® 550 MPO(Pinned) to Unconnectorized Pre-terminated Trunk Cable, MPO12, 12-Fiber, LSZH, 12 fiber PmP 2.0 mm /B2ca | CommScope® | SYSTIMAX ULL |  | Fiber trunk cable assembly
U4GMPLCCG |  | Base Product | Ultra Low Loss ULL TeraSPEED® MPO(Unpinned) to LC/UPC Ruggedized fanout Cable, 36-Fiber, LSZH, 12 fiber PmP 2.0 mm /B2ca | CommScope® | SYSTIMAX ULL |  | Ruggedized fanout
U4GMPLCCK |  | Base Product | Ultra Low Loss ULL TeraSPEED® MPO(Unpinned) to LC/UPC Ruggedized fanout Cable, 72-Fiber, LSZH, 12 fiber PmP 2.0 mm /B2ca | CommScope® | SYSTIMAX ULL |  | Ruggedized fanout
U4GMPLACL |  | Base Product | Ultra Low Loss ULL TeraSPEED® MPO(Unpinned) to LC/APC Ruggedized fanout Cable, 96-Fiber, LSZH, 12 fiber PmP 2.0 mm /B2ca | CommScope® | SYSTIMAX ULL |  | Ruggedized fanout
U4GMPLUCH |  | Base Product | Ultra Low Loss ULL TeraSPEED® MPO(Unpinned) to LC/UPC Uniboot Ruggedized fanout Cable, 48-Fiber, LSZH, 12 fiber PmP 2.0 mm /B2ca | CommScope® | SYSTIMAX ULL |  | Ruggedized fanout
U4GMPLGCH |  | Base Product | Ultra Low Loss ULL TeraSPEED® MPO(Unpinned) to LC/APC G B Ruggedized fanout Cable, 48-Fiber, LSZH, 12 fiber PmP 2.0 mm /B2ca | CommScope® | SYSTIMAX ULL |  | Ruggedized fanout
U4GMXLACG |  | Base Product | Ultra Low Loss ULL TeraSPEED® MPO(Pinned) to LC/APC Ruggedized fanout Cable, 36-Fiber, LSZH, 12 fiber PmP 2.0 mm /B2ca | CommScope® | SYSTIMAX ULL |  | Ruggedized fanout
U4GMPSCCD |  | Base Product | Ultra Low Loss ULL TeraSPEED® MPO(Unpinned) to SC/UPC Ruggedized fanout Cable, 12-Fiber, LSZH, 12 fiber PmP 2.0 mm /B2ca | CommScope® | SYSTIMAX ULL |  | Ruggedized fanout
U4GMXLACL |  | Base Product | Ultra Low Loss ULL TeraSPEED® MPO(Pinned) to LC/APC Ruggedized fanout Cable, 96-Fiber, LSZH, 12 fiber PmP 2.0 mm /B2ca | CommScope® | SYSTIMAX ULL |  | Ruggedized fanout
U4GMPLFCK |  | Base Product | Ultra Low Loss ULL TeraSPEED® MPO(Unpinned) to LC/UPC G B Ruggedized fanout Cable, 72-Fiber, LSZH, 12 fiber PmP 2.0 mm /B2ca | CommScope® | SYSTIMAX ULL |  | Ruggedized fanout
U4GMXLFCG |  | Base Product | Ultra Low Loss ULL TeraSPEED® MPO(Pinned) to LC/UPC G B Ruggedized fanout Cable, 36-Fiber, LSZH, 12 fiber PmP 2.0 mm /B2ca | CommScope® | SYSTIMAX ULL |  | Ruggedized fanout
U4GMPSCCL |  | Base Product | Ultra Low Loss ULL TeraSPEED® MPO(Unpinned) to SC/UPC Ruggedized fanout Cable, 96-Fiber, LSZH, 12 fiber PmP 2.0 mm /B2ca | CommScope® | SYSTIMAX ULL |  | Ruggedized fanout
U4GMXLGCL |  | Base Product | Ultra Low Loss ULL TeraSPEED® MPO(Pinned) to LC/APC G B Ruggedized fanout Cable, 96-Fiber, LSZH, 12 fiber PmP 2.0 mm /B2ca | CommScope® | SYSTIMAX ULL |  | Ruggedized fanout
U4GMXSACD |  | Base Product | Ultra Low Loss ULL TeraSPEED® MPO(Pinned) to SC/APC Ruggedized fanout Cable, 12-Fiber, LSZH, 12 fiber PmP 2.0 mm /B2ca | CommScope® | SYSTIMAX ULL |  | Ruggedized fanout
U4GMXSACG |  | Base Product | Ultra Low Loss ULL TeraSPEED® MPO(Pinned) to SC/APC Ruggedized fanout Cable, 36-Fiber, LSZH, 12 fiber PmP 2.0 mm /B2ca | CommScope® | SYSTIMAX ULL |  | Ruggedized fanout
U4VMXLUCF |  | Base Product | Ultra Low Loss ULL LazrSPEED® 550 OM5 MPO(Pinned) to LC/UPC Uniboot Ruggedized fanout Cable, 24-Fiber, LSZH, 12 fiber PmP 2.0 mm /B2ca | CommScope® | SYSTIMAX ULL |  | Ruggedized fanout
U4VMPSCCD |  | Base Product | Ultra Low Loss ULL LazrSPEED® 550 OM5 MPO(Unpinned) to SC/UPC Ruggedized fanout Cable, 12-Fiber, LSZH, 12 fiber PmP 2.0 mm /B2ca | CommScope® | SYSTIMAX ULL |  | Ruggedized fanout
U4VMXLUCK |  | Base Product | Ultra Low Loss ULL LazrSPEED® 550 OM5 MPO(Pinned) to LC/UPC Uniboot Ruggedized fanout Cable, 72-Fiber, LSZH, 12 fiber PmP 2.0 mm /B2ca | CommScope® | SYSTIMAX ULL |  | Ruggedized fanout
U4XMPLCCD |  | Base Product | Ultra Low Loss ULL LazrSPEED® 550 MPO(Unpinned) to LC/UPC Ruggedized fanout Cable, 12-Fiber, LSZH, 12 fiber PmP 2.0 mm /B2ca | CommScope® | SYSTIMAX ULL |  | Ruggedized fanout
U4XMPSCCL |  | Base Product | Ultra Low Loss ULL LazrSPEED® 550 MPO(Unpinned) to SC/UPC Ruggedized fanout Cable, 96-Fiber, LSZH, 12 fiber PmP 2.0 mm /B2ca | CommScope® | SYSTIMAX ULL |  | Ruggedized fanout
U4XMPLCCK |  | Base Product | Ultra Low Loss ULL LazrSPEED® 550 MPO(Unpinned) to LC/UPC Ruggedized fanout Cable, 72-Fiber, LSZH, 12 fiber PmP 2.0 mm /B2ca | CommScope® | SYSTIMAX ULL |  | Ruggedized fanout
U4XMPLCCM |  | Base Product | Ultra Low Loss ULL LazrSPEED® 550 MPO(Unpinned) to LC/UPC Ruggedized fanout Cable, 144-Fiber, LSZH, 12 fiber PmP 2.0 mm /B2ca | CommScope® | SYSTIMAX ULL |  | Ruggedized fanout
U4XMPLCAH |  | Base Product | Ultra Low Loss OM4 MPO12 Unpinned to LC/UPC 48-Fiber InstaPATCH® 360 Ruggedized Fanout Cable, Low Smoke Zero Halogen | CommScope® | SYSTIMAX InstaPATCH® 360 |  | Ruggedized fanout |  | Discontinued
U4XMXLUCL |  | Base Product | Ultra Low Loss ULL LazrSPEED® 550 MPO(Pinned) to LC/UPC Uniboot Ruggedized fanout Cable, 96-Fiber, LSZH, 12 fiber PmP 2.0 mm /B2ca | CommScope® | SYSTIMAX ULL |  | Ruggedized fanout
U4XMXSCCF |  | Base Product | Ultra Low Loss ULL LazrSPEED® 550 MPO(Pinned) to SC/UPC Ruggedized fanout Cable, 24-Fiber, LSZH, 12 fiber PmP 2.0 mm /B2ca | CommScope® | SYSTIMAX ULL |  | Ruggedized fanout
U4XMXSCCL |  | Base Product | Ultra Low Loss ULL LazrSPEED® 550 MPO(Pinned) to SC/UPC Ruggedized fanout Cable, 96-Fiber, LSZH, 12 fiber PmP 2.0 mm /B2ca | CommScope® | SYSTIMAX ULL |  | Ruggedized fanout
U4XMXSCCM |  | Base Product | Ultra Low Loss ULL LazrSPEED® 550 MPO(Pinned) to SC/UPC Ruggedized fanout Cable, 144-Fiber, LSZH, 12 fiber PmP 2.0 mm /B2ca | CommScope® | SYSTIMAX ULL |  | Ruggedized fanout
UGGMPMPCF |  | Base Product | Ultra Low Loss ULL TeraSPEED® MPO(Unpinned) to MPO(Unpinned) Pre-terminated Trunk Cable, MPO12, 24-Fiber, Plenum, 12 fiber PmP 2.0 mm Dca | CommScope® | SYSTIMAX ULL |  | Fiber trunk cable assembly
UGGMPUCAK |  | Base Product | Ultra Low Loss (ULL) Singlemode MPO12 (Unpinned) to Unconnectorized, Fiber Trunk Cable Assembly, 72-Fiber, Plenum | CommScope® | SYSTIMAX ULL |  | Fiber trunk cable assembly
UGGMPMXCH |  | Base Product | Ultra Low Loss ULL TeraSPEED® MPO(Unpinned) to MPO(Pinned) Pre-terminated Trunk Cable, MPO12, 48-Fiber, Plenum, 12 fiber PmP 2.0 mm Dca | CommScope® | SYSTIMAX ULL |  | Fiber trunk cable assembly
UGGMPMXCK |  | Base Product | Ultra Low Loss ULL TeraSPEED® MPO(Unpinned) to MPO(Pinned) Pre-terminated Trunk Cable, MPO12, 72-Fiber, Plenum, 12 fiber PmP 2.0 mm Dca | CommScope® | SYSTIMAX ULL |  | Fiber trunk cable assembly
UGGMXUCCD |  | Base Product | Ultra Low Loss ULL TeraSPEED® MPO(Pinned) to Unconnectorized Pre-terminated Trunk Cable, MPO12, 12-Fiber, Plenum, 12 fiber PmP 2.0 mm Dca | CommScope® | SYSTIMAX ULL |  | Fiber trunk cable assembly
UGGMXUCCF |  | Base Product | Ultra Low Loss ULL TeraSPEED® MPO(Pinned) to Unconnectorized Pre-terminated Trunk Cable, MPO12, 24-Fiber, Plenum, 12 fiber PmP 2.0 mm Dca | CommScope® | SYSTIMAX ULL |  | Fiber trunk cable assembly
UGGMXMXRP |  | Base Product | Ultra Low Loss (ULL) Singlemode MPO12 (Pinned) to MPO12 (Pinned), Fiber Trunk Cable Assembly, 288-Fiber, Rollable Ribbon Central Tube, Plenum | CommScope® | SYSTIMAX ULL |  | Fiber trunk cable assembly
UGGMXMXCD |  | Base Product | Ultra Low Loss ULL TeraSPEED® MPO(Pinned) to MPO(Pinned) Pre-terminated Trunk Cable, MPO12, 12-Fiber, Plenum, 12 fiber PmP 2.0 mm Dca | CommScope® | SYSTIMAX ULL |  | Fiber trunk cable assembly
UGGMPMXRP |  | Base Product | Ultra Low Loss (ULL) Singlemode MPO12 (Unpinned) to MPO12 (Pinned), Fiber Trunk Cable Assembly, 288-Fiber, Rollable Ribbon Central Tube, Plenum | CommScope® | SYSTIMAX ULL |  | Fiber trunk cable assembly
UGGMXUCAD |  | Base Product | Ultra Low Loss (ULL) Singlemode MPO12 (Pinned) to Unconnectorized, Fiber Trunk Cable Assembly, 12-Fiber, Plenum | CommScope® | SYSTIMAX ULL |  | Fiber trunk cable assembly
UGGMXMXCH |  | Base Product | Ultra Low Loss ULL TeraSPEED® MPO(Pinned) to MPO(Pinned) Pre-terminated Trunk Cable, MPO12, 48-Fiber, Plenum, 12 fiber PmP 2.0 mm Dca | CommScope® | SYSTIMAX ULL |  | Fiber trunk cable assembly
UGVMPMXAD |  | Base Product | Ultra Low Loss (ULL) OM5 MPO12 (Unpinned) to MPO12 (Pinned), Fiber Trunk Cable Assembly, 12-Fiber, Plenum | CommScope® | SYSTIMAX ULL |  | Fiber trunk cable assembly
UGGQPQXQU |  | Base Product | Ultra Low Loss (ULL) Singlemode MPO8 QSFP (Unpinned) to MPO8 QSFP (Pinned), Fiber Trunk Cable Assembly, 64-Fiber, Plenum | CommScope® | SYSTIMAX ULL |  | Fiber trunk cable assembly
UGVMPMXCH |  | Base Product | Ultra Low Loss ULL LazrSPEED® 550 OM5 MPO(Unpinned) to MPO(Pinned) Pre-terminated Trunk Cable, MPO12, 48-Fiber, Plenum, 12 fiber PmP 2.0 mm Dca | CommScope® | SYSTIMAX ULL |  | Fiber trunk cable assembly
UGVMPMXCL |  | Base Product | Ultra Low Loss ULL LazrSPEED® 550 OM5 MPO(Unpinned) to MPO(Pinned) Pre-terminated Trunk Cable, MPO12, 96-Fiber, Plenum, 12 fiber PmP 2.0 mm Dca | CommScope® | SYSTIMAX ULL |  | Fiber trunk cable assembly
UGX2X2XBK |  | Base Product | Ultra Low Loss (ULL) OM4 MPO/24 (Pinned) to MPO/24 (Pinned), Pre-terminated Cable, MPO24, 72-Fiber, Plenum | CommScope® | SYSTIMAX ULL |  | Fiber trunk cable assembly
UGVQPQXQS |  | Base Product | Ultra Low Loss (ULL) OM5 MPO QSFP (Unpinned) to MPO QSFP (Pinned), Pre-terminated Trunk Cable, MPO8, 32-Fiber, Plenum | CommScope® | SYSTIMAX ULL |  | Fiber trunk cable assembly
UGX2P2XBF |  | Base Product | Ultra Low Loss (ULL) OM4 MPO24 (Unpinned) to MPO24 (Pinned), Fiber Trunk Cable Assembly, 24-Fiber, Plenum | CommScope® | SYSTIMAX ULL |  | Fiber trunk cable assembly
UGXMPMXAK |  | Base Product | Ultra Low Loss (ULL) OM4 MPO12 (Unpinned) to MPO12 (Pinned), Fiber Trunk Cable Assembly, 72-Fiber, Plenum | CommScope® | SYSTIMAX ULL |  | Fiber trunk cable assembly
UGVMXMXCH |  | Base Product | Ultra Low Loss ULL LazrSPEED® 550 OM5 MPO(Pinned) to MPO(Pinned) Pre-terminated Trunk Cable, MPO12, 48-Fiber, Plenum, 12 fiber PmP 2.0 mm Dca | CommScope® | SYSTIMAX ULL |  | Fiber trunk cable assembly
UGVMXMXCL |  | Base Product | Ultra Low Loss ULL LazrSPEED® 550 OM5 MPO(Pinned) to MPO(Pinned) Pre-terminated Trunk Cable, MPO12, 96-Fiber, Plenum, 12 fiber PmP 2.0 mm Dca | CommScope® | SYSTIMAX ULL |  | Fiber trunk cable assembly
UGVQPQXBM |  | Base Product | Ultra Low Loss (ULL) OM5 MPO8 QSFP (Unpinned) to MPO8 QSFP (Pinned), Fiber Trunk Cable Assembly, 144-Fiber, Plenum | CommScope® | SYSTIMAX ULL |  | Fiber trunk cable assembly
UGXMPMXAF |  | Base Product | Ultra Low Loss (ULL) OM4 MPO12 (Unpinned) to MPO12 (Pinned), Fiber Trunk Cable Assembly, 24-Fiber, Plenum | CommScope® | SYSTIMAX ULL |  | Fiber trunk cable assembly
UGXMPMXAH |  | Base Product | Ultra Low Loss (ULL) OM4 MPO12 (Unpinned) to MPO12 (Pinned), Fiber Trunk Cable Assembly, 48-Fiber, Plenum | CommScope® | SYSTIMAX ULL |  | Fiber trunk cable assembly
UGXMXMXCL |  | Base Product | Ultra Low Loss ULL LazrSPEED® 550 MPO(Pinned) to MPO(Pinned) Pre-terminated Trunk Cable, MPO12, 96-Fiber, Plenum, 12 fiber PmP 2.0 mm | CommScope® | SYSTIMAX ULL |  | Fiber trunk cable assembly
UGXQPQXBM |  | Base Product | Ultra Low Loss (ULL) OM4 MPO8 QSFP (Unpinned) to MPO8 QSFP (Pinned), Fiber Trunk Cable Assembly, 144-Fiber, Plenum | CommScope® | SYSTIMAX ULL |  | Fiber trunk cable assembly
UGXMXUCCD |  | Base Product | Ultra Low Loss ULL LazrSPEED® 550 MPO(Pinned) to Unconnectorized Pre-terminated Trunk Cable, MPO12, 12-Fiber, Plenum, 12 fiber PmP 2.0 mm Dca | CommScope® | SYSTIMAX ULL |  | Fiber trunk cable assembly
UGXMPMXCM |  | Base Product | Ultra Low Loss ULL LazrSPEED® 550 MPO(Unpinned) to MPO(Pinned) Pre-terminated Trunk Cable, MPO12, 144-Fiber, Plenum, 12 fiber PmP 2.0 mm Dca | CommScope® | SYSTIMAX ULL |  | Fiber trunk cable assembly
UGXQPQXQF |  | Base Product | Ultra Low Loss (ULL) OM4 MPO8 QSFP (Unpinned) to MPO8 QSFP (Pinned), Fiber Trunk Cable Assembly, 24-Fiber, Plenum | CommScope® | SYSTIMAX ULL |  | Fiber trunk cable assembly
UGXQPQXQH |  | Base Product | Ultra Low Loss (ULL) OM4 MPO8 QSFP (Unpinned) to MPO8 QSFP (Pinned), Fiber Trunk Cable Assembly, 48-Fiber, Plenum | CommScope® | SYSTIMAX ULL |  | Fiber trunk cable assembly
UGXQXQXQS |  | Base Product | Ultra Low Loss (ULL) OM4 MPO8 QSFP (Pinned) to MPO8 QSFP (Pinned), Fiber Trunk Cable Assembly, 32-Fiber, Plenum | CommScope® | SYSTIMAX ULL |  | Fiber trunk cable assembly
UGXQPQXQU |  | Base Product | Ultra Low Loss (ULL) OM4 MPO8 QSFP (Unpinned) to MPO8 QSFP (Pinned), Fiber Trunk Cable Assembly, 64-Fiber, Plenum | CommScope® | SYSTIMAX ULL |  | Fiber trunk cable assembly
UJGMPMPCF |  | Base Product | Ultra Low Loss ULL TeraSPEED® MPO(Unpinned) to MPO(Unpinned) Pre-terminated Trunk Cable, MPO12, 24-Fiber, LSZH, 12 fiber PmP 2.0 mm Dca | CommScope® | SYSTIMAX ULL |  | Fiber trunk cable assembly
UJGMPMPCG |  | Base Product | Ultra Low Loss ULL TeraSPEED® MPO(Unpinned) to MPO(Unpinned) Pre-terminated Trunk Cable, MPO12, 36-Fiber, LSZH, 12 fiber PmP 2.0 mm Dca | CommScope® | SYSTIMAX ULL |  | Fiber trunk cable assembly
UJGMPMPAD |  | Base Product | Ultra Low Loss (ULL) Singlemode MPO12 (Unpinned) to MPO12 (Unpinned), Fiber Trunk Cable Assembly, 12-Fiber, Low Smoke Zero Halogen/Riser | CommScope® | SYSTIMAX ULL |  | Fiber trunk cable assembly
UJGMPMXSP |  | Base Product | Ultra Low Loss Singlemode MPO12 Unpinned to MPO12 Pinned 288-Fiber Pre-terminated Trunk Cable, Rollable Ribbon Indoor/Outdoor Central Tube, Low Smoke Zero Halogen/Riser | CommScope® | SYSTIMAX ULL |  | Fiber trunk cable assembly
UJGMPMPCL |  | Base Product | Ultra Low Loss ULL TeraSPEED® MPO(Unpinned) to MPO(Unpinned) Pre-terminated Trunk Cable, MPO12, 96-Fiber, LSZH, 12 fiber PmP 2.0 mm Dca | CommScope® | SYSTIMAX ULL |  | Fiber trunk cable assembly
UJGMPMPAH |  | Base Product | Ultra Low Loss (ULL) Singlemode MPO (Unpinned) to MPO (Unpinned), Fiber Trunk Cable Assembly, 48-Fiber, Low Smoke Zero Halogen (LSZH)/Riser | CommScope® | SYSTIMAX ULL |  | Fiber trunk cable assembly
UJGMPUCDF |  | Base Product | Ultra Low Loss Singlemode MPO12 Unpinned to Unconnectorized 24-Fiber Pre-terminated Trunk Cable, Indoor/Outdoor, Low Smoke Zero Halogen/Riser | CommScope® | SYSTIMAX ULL |  | Fiber trunk cable assembly
UJGMPUCSM |  | Base Product | Ultra Low Loss Singlemode MPO12 Unpinned to Unconnectorized 144-Fiber Pre-terminated Trunk Cable, Rollable Ribbon Indoor/Outdoor Central Tube, Low Smoke Zero Halogen/Riser | CommScope® | SYSTIMAX ULL |  | Fiber trunk cable assembly
UJGMPUCAD |  | Base Product | Ultra Low Loss (ULL) Singlemode MPO12 (Unpinned) to Unconnectorized, Fiber Trunk Cable Assembly, 12-Fiber, Low Smoke Zero Halogen/Riser | CommScope® | SYSTIMAX ULL |  | Fiber trunk cable assembly
UJGMXMXAM |  | Base Product | Ultra Low Loss (ULL) Singlemode MPO12 (Pinned) to MPO12 (Pinned), Fiber Trunk Cable Assembly, 144-Fiber, Low Smoke Zero Halogen (LSZH) | CommScope® | SYSTIMAX ULL |  | Fiber trunk cable assembly
UJGMPUCSW |  | Base Product | Ultra Low Loss Singlemode MPO12 Unpinned to Unconnectorized 576-Fiber Pre-terminated Trunk Cable, Rollable Ribbon Indoor/Outdoor Central Tube, Low Smoke Zero Halogen/Riser | CommScope® | SYSTIMAX ULL |  | Fiber trunk cable assembly
UJGMPUCRP |  | Base Product | Ultra Low Loss (ULL) Singlemode, MPO12 Unpinned to Unconnectorized, Fiber Trunk Cable Assembly, 288-Fiber, Rollable Ribbon Central Tube, Low Smoke Zero Halogen/Riser | CommScope® | SYSTIMAX ULL |  | Fiber trunk cable assembly
UJGMXMXAD |  | Base Product | Ultra Low Loss (ULL) Singlemode MPO12 (Pinned) to MPO12 (Pinned), Fiber Trunk Cable Assembly, 12-Fiber, Low Smoke Zero Halogen | CommScope® | SYSTIMAX ULL |  | Fiber trunk cable assembly
UJGMXUCDH |  | Base Product | Ultra Low Loss Singlemode MPO12 Pinned to Unconnectorized 48-Fiber Pre-terminated Trunk Cable, Indoor/Outdoor, Low Smoke Zero Halogen/Riser | CommScope® | SYSTIMAX ULL |  | Fiber trunk cable assembly
UJGQXQXQL |  | Base Product | Ultra Low Loss (ULL) Singlemode MPO8 QSFP (Pinned) to MPO8 QSFP (Pinned), Fiber Trunk Cable Assembly, 96-Fiber, Low Smoke Zero Halogen | CommScope® | SYSTIMAX ULL |  | Fiber trunk cable assembly
UJGMXUCSM |  | Base Product | Ultra Low Loss Singlemode MPO12 Pinned to Unconnectorized 144-Fiber Pre-terminated Trunk Cable, Rollable Ribbon Indoor/Outdoor Central Tube, Low Smoke Zero Halogen/Riser | CommScope® | SYSTIMAX ULL |  | Fiber trunk cable assembly
UJGQPQXQL |  | Base Product | Ultra Low Loss (ULL) Singlemode MPO8 QSFP (Unpinned) to MPO8 QSFP (Pinned), Fiber Trunk Cable Assembly, 96-Fiber, Low Smoke Zero Halogen | CommScope® | SYSTIMAX ULL |  | Fiber trunk cable assembly
UJGQXQXQU |  | Base Product | Ultra Low Loss (ULL) Singlemode MPO8 QSFP (Pinned) to MPO8 QSFP (Pinned), Fiber Trunk Cable Assembly, 64-Fiber, Low Smoke Zero Halogen | CommScope® | SYSTIMAX ULL |  | Fiber trunk cable assembly
UJGMXUCCG |  | Base Product | Ultra Low Loss ULL TeraSPEED® MPO(Pinned) to Unconnectorized Pre-terminated Trunk Cable, MPO12, 36-Fiber, LSZH, 12 fiber PmP 2.0 mm Dca | CommScope® | SYSTIMAX ULL |  | Fiber trunk cable assembly
UJGMXUCAF |  | Base Product | Ultra Low Loss (ULL) Singlemode MPO12 (Pinned) to Unconnectorized, Fiber Trunk Cable Assembly, 24-Fiber, Low Smoke Zero Halogen/Riser | CommScope® | SYSTIMAX ULL |  | Fiber trunk cable assembly
UJVMXMXAK |  | Base Product | Ultra Low Loss (ULL) OM5 MPO12 (Pinned) to MPO12 (Pinned), Fiber Trunk Cable Assembly, 72-Fiber, Low Smoke Zero Halogen (LSZH) | CommScope® | SYSTIMAX ULL |  | Fiber trunk cable assembly
UJVMPMPCK |  | Base Product | Ultra Low Loss ULL LazrSPEED® 550 OM5 MPO(Unpinned) to MPO(Unpinned) Pre-terminated Trunk Cable, MPO12, 72-Fiber, LSZH, 12 fiber PmP 2.0 mm Dca | CommScope® | SYSTIMAX ULL |  | Fiber trunk cable assembly
UJVQXQXQR |  | Base Product | Ultra Low Loss (ULL) OM5 MPO8 QSFP (Pinned) to MPO8 QSFP (Pinned), Fiber Trunk Cable Assembly, 16-Fiber, Low Smoke Zero Halogen (LSZH) | CommScope® | SYSTIMAX ULL |  | Fiber trunk cable assembly
UJVMXUCCF |  | Base Product | Ultra Low Loss ULL LazrSPEED® 550 OM5 MPO(Pinned) to Unconnectorized Pre-terminated Trunk Cable, MPO12, 24-Fiber, LSZH, 12 fiber PmP 2.0 mm Dca | CommScope® | SYSTIMAX ULL |  | Fiber trunk cable assembly
UJVMPMXAH |  | Base Product | Ultra Low Loss (ULL) OM5 MPO12 (Unpinned) to MPO12 (Pinned), Fiber Trunk Cable Assembly, 48-Fiber, Low Smoke Zero Halogen (LSZH) | CommScope® | SYSTIMAX ULL |  | Fiber trunk cable assembly
UJVMXMXAD |  | Base Product | Ultra Low Loss (ULL) OM5 MPO12 (Pinned) to MPO12 (Pinned), Fiber Trunk Cable Assembly, 12-Fiber, Low Smoke Zero Halogen (LSZH) | CommScope® | SYSTIMAX ULL |  | Fiber trunk cable assembly
UJX2P2XBF |  | Base Product | Ultra Low Loss (ULL) OM4 MPO24 (Unpinned) to MPO24 (Pinned), Fiber Trunk Cable Assembly, 24-Fiber, Low Smoke Zero Halogen (LSZH) | CommScope® | SYSTIMAX ULL |  | Fiber trunk cable assembly
UJVMXUCCK |  | Base Product | Ultra Low Loss ULL LazrSPEED® 550 OM5 MPO(Pinned) to Unconnectorized Pre-terminated Trunk Cable, MPO12, 72-Fiber, LSZH, 12 fiber PmP 2.0 mm Dca | CommScope® | SYSTIMAX ULL |  | Fiber trunk cable assembly
UJVQXQXQ8 |  | Base Product | Ultra Low Loss (ULL) OM5 MPO8 QSFP (Pinned) to MPO8 QSFP (Pinned), Fiber Trunk Cable Assembly, 8-Fiber, Low Smoke Zero Halogen | CommScope® | SYSTIMAX ULL |  | Fiber trunk cable assembly
UJVQPQXBM |  | Base Product | Ultra Low Loss (ULL) OM5 MPO QSFP (Unpinned) to MPO QSFP (Pinned), Pre-terminated Trunk Cable, MPO8, 144-Fiber, Low Smoke Zero Halogen (LSZH)/Riser | CommScope® | SYSTIMAX ULL |  | Fiber trunk cable assembly
UJXMXUCCG |  | Base Product | Ultra Low Loss ULL LazrSPEED® 550 MPO(Pinned) to Unconnectorized Pre-terminated Trunk Cable, MPO12, 36-Fiber, LSZH, 12 fiber PmP 2.0 mm Dca | CommScope® | SYSTIMAX ULL |  | Fiber trunk cable assembly
UKGMPMPSX |  | Base Product | Ultra Low Loss Singlemode MPO12 Unpinned to MPO12 Unpinned 864-Fiber Pre-terminated Trunk Cable, Rollable Ribbon Indoor/Outdoor Armored Central Tube, Low Smoke Zero Halogen/Riser | CommScope® | SYSTIMAX ULL |  | Fiber trunk cable assembly
UJXMXUCCM |  | Base Product | Ultra Low Loss ULL LazrSPEED® 550 MPO(Pinned) to Unconnectorized Pre-terminated Trunk Cable, MPO12, 144-Fiber, LSZH, 12 fiber PmP 2.0 mm Dca | CommScope® | SYSTIMAX ULL |  | Fiber trunk cable assembly
UJXMXMXAH |  | Base Product | Ultra Low Loss (ULL) OM4 MPO12 (Pinned) to MPO12 (Pinned), Fiber Trunk Cable Assembly, 48-Fiber, Low Smoke Zero Halogen (LSZH) | CommScope® | SYSTIMAX ULL |  | Fiber trunk cable assembly
UKGMPMXDK |  | Base Product | Ultra Low Loss (ULL) Singlemode, MPO12 Unpinned to MPO12 Pinned, Fiber Trunk Cable Assembly, 72-Fiber, Indoor/Outdoor Armored, Low Smoke Zero Halogen/Riser | CommScope® | SYSTIMAX ULL |  | Fiber trunk cable assembly
UKGMXMXDD |  | Base Product | Ultra Low Loss (ULL) Singlemode, MPO12 Pinned to MPO12 Pinned, Fiber Trunk Cable Assembly, 12-Fiber, Low Smoke Zero Halogen/Riser | CommScope® | SYSTIMAX ULL |  | Fiber trunk cable assembly
UKGMXMXDH |  | Base Product | Ultra Low Loss (ULL) Singlemode, MPO12 Pinned to MPO12 Pinned, Fiber Trunk Cable Assembly, 48-Fiber, Indoor/Outdoor Armored, Low Smoke Zero Halogen/Riser | CommScope® | SYSTIMAX ULL |  | Fiber trunk cable assembly
UKGMXUCSW |  | Base Product | Ultra Low Loss Singlemode MPO12 Pinned to Unconnectorized 576-Fiber Pre-terminated Trunk Cable, Rollable Ribbon Indoor/Outdoor Armored Central Tube, Low Smoke Zero Halogen/Riser | CommScope® | SYSTIMAX ULL |  | Fiber trunk cable assembly
UJXQXQXQS |  | Base Product | Ultra Low Loss (ULL) OM4 MPO8 QSFP (Pinned) to MPO8 QSFP (Pinned), Fiber Trunk Cable Assembly, 32-Fiber, Low Smoke Zero Halogen (LSZH) | CommScope® | SYSTIMAX ULL |  | Fiber trunk cable assembly
UKGMPMPSV |  | Base Product | Ultra Low Loss Singlemode MPO12 Unpinned to MPO12 Unpinned 432-Fiber Pre-terminated Trunk Cable, Rollable Ribbon Indoor/Outdoor Armored Central Tube, Low Smoke Zero Halogen/Riser | CommScope® | SYSTIMAX ULL |  | Fiber trunk cable assembly
UKGMPMXSW |  | Base Product | Ultra Low Loss Singlemode MPO12 Unpinned to MPO12 Pinned 576-Fiber Pre-terminated Trunk Cable, Rollable Ribbon Indoor/Outdoor Armored Central Tube, Low Smoke Zero Halogen/Riser | CommScope® | SYSTIMAX ULL |  | Fiber trunk cable assembly
ULGMPLACL |  | Base Product | Ultra Low Loss ULL TeraSPEED® MPO(Unpinned) to LC/APC Ruggedized fanout Cable, 96-Fiber, Plenum, 12 fiber PmP 2.0 mm Dca | CommScope® | SYSTIMAX ULL |  | Ruggedized fanout
UKGMXUCSP |  | Base Product | Ultra Low Loss Singlemode MPO12 Pinned to Unconnectorized 288-Fiber Pre-terminated Trunk Cable, Rollable Ribbon Indoor/Outdoor Armored Central Tube, Low Smoke Zero Halogen/Riser | CommScope® | SYSTIMAX ULL |  | Fiber trunk cable assembly
ULGMPLACF |  | Base Product | Ultra Low Loss ULL TeraSPEED® MPO(Unpinned) to LC/APC Ruggedized fanout Cable, 24-Fiber, Plenum, 12 fiber PmP 2.0 mm Dca | CommScope® | SYSTIMAX ULL |  | Ruggedized fanout
1920617-2 | OCJ-L1-02MASIA-S1 | Variant of OCJ | Fiber Optic Patch Cord, Simplex, Singlemode, LC/UPC to SC/UPC, yellow, 2 m |  |  | OCJ | Fiber patch cord ¦ simplex
1920675-3 | OCJ-L1-03MASIA-S3 | Variant of OCJ | Fiber Optic Patch Cord, Simplex, Singlemode, LC/UPC to SC/APC 9°, yellow, 3 m |  |  | OCJ | Fiber patch cord ¦ simplex
2-1920604-0 | OCJ-S1-20MASHA-S1 | Variant of OCJ | Fiber Optic Patch Cord, Duplex, Singlemode, SC/UPC to SC/UPC, yellow, 20 m |  |  | OCJ | Fiber patch cord ¦ duplex
FPCA-EMYP |  | Variant of FPCA | Fiber Optic Patch Cord, singlemode, 1.2 mm OFNP jacket, SC/APC-LC/APC, yellow |  |  | FPCA | Fiber patch cord ¦ simplex
FPCA-MMYZ |  | Variant of FPCA | Fiber Optic Patch Cord, singlemode, 1.2 mm LSZH jacket, LC/APC-LC/APC, yellow |  |  | FPCA | Fiber patch cord ¦ simplex
FPCE-55YZ |  | Variant of FPCE | Fiber Optic Patch Cord, singlemode, 1.2 mm LSZH jacket, SC/APC-SC/APC, yellow. tuned |  |  | FPCE | Fiber patch cord ¦ simplex
FPCE-66YZ |  | Variant of FPCE | Fiber Optic Patch Cord, singlemode, 1.2 mm LSZH jacket, SC/UPC-SC/UPC, yellow. tuned |  |  | FPCE | Fiber patch cord ¦ simplex
UQG2EQP7R |  | Base Product | Ultra Low Loss (ULL) Singlemode G.657.A2, 1X2, MPO24 (Non-Pinned - QSFP) to MPO8 (Non-Pinned), 16-Fiber, Conversion Array, Plenum | CommScope® | Propel ¦ SYSTIMAX ULL |  | Fiber conversion array cable assembly
URXRVMPAH |  | Base Product | Ultra Low Loss (ULL) OM4, 3X4, MPO16 Multimode APC (Non-Pinned) to MPO12 (Non-Pinned), 48-Fiber, Conversion Array, LSZH | CommScope® | Propel ¦ SYSTIMAX ULL |  | Fiber conversion array cable assembly
URG2EMXAH |  | Base Product | Ultra Low Loss (ULL) Singlemode G.657.A2, 3X4, MPO24 (Non-Pinned - QSFP) to MPO12 (Pinned), 48-Fiber, Conversion Array, LSZH | CommScope® | Propel ¦ SYSTIMAX ULL |  | Fiber conversion array cable assembly
URVRVQP7R |  | Base Product | Ultra Low Loss (ULL) OM5, 1X2, MPO16 Multimode APC (Non-Pinned) to MPO8 (Non-Pinned), 16-Fiber, Conversion Array, LSZH | CommScope® | Propel ¦ SYSTIMAX ULL |  | Fiber conversion array cable assembly
UQG2PRPBH |  | Base Product | Ultra Low Loss (ULL) Singlemode G.657.A2, 2X3, MPO24 (Non-Pinned) to MPO16 (Non-Pinned), 48-Fiber, Conversion Array, Plenum | CommScope® | Propel ¦ SYSTIMAX ULL |  | Fiber conversion array cable assembly
UQX2X2EBH |  | Base Product | Ultra Low Loss (ULL) OM4, 2X3, MPO24 (Pinned) to MPO24 (Non-Pinned-QSFP), 48-Fiber, Conversion Array, Plenum | CommScope® | Propel ¦ SYSTIMAX ULL |  | Fiber conversion array cable assembly
UQVRZQV7R |  | Base Product | Ultra Low Loss (ULL) OM5, 1X2, MPO16 Multimode APC (Pinned) to MPO8 Multimode APC (Non-Pinned), 16-Fiber, Conversion Array, Plenum | CommScope® | Propel ¦ SYSTIMAX ULL |  | Fiber conversion array cable assembly
URV2DMPAH |  | Base Product | Ultra Low Loss (ULL) OM5, 3X4, MPO24 (Non-Pinned - QSFP-DD) to MPO12 (Non-Pinned), 48-Fiber, Conversion Array, LSZH | CommScope® | Propel ¦ SYSTIMAX ULL |  | Fiber conversion array cable assembly
URV2X2DBH |  | Base Product | Ultra Low Loss (ULL) OM4, 2X3, MPO24 (Pinned) to MPO24 (Non-Pinned-QSFP-DD), 48-Fiber, Conversion Array, LSZH | CommScope® | Propel ¦ SYSTIMAX ULL |  | Fiber conversion array cable assembly
URXRZQV7R |  | Base Product | Ultra Low Loss (ULL) OM4, 1X2, MPO16 Multimode APC (Pinned) to MPO8 Multimode APC (Non-Pinned), 16-Fiber, Conversion Array, LSZH | CommScope® | Propel ¦ SYSTIMAX ULL |  | Fiber conversion array cable assembly
U3GQXUCTK |  | Base Product | Ultra Low Loss (ULL) Singlemode MPO8 (Pinned) to unconnectorized, Fiber Trunk Cable Assembly, 72-Fiber, LZSH B2ca | CommScope® | Propel ¦ SYSTIMAX ULL |  | Fiber trunk cable assembly
UJXQPUCT8 |  | Base Product | Ultra Low Loss (ULL) OM4 MPO8 (Non-Pinned) to unconnectorized, Fiber Trunk Cable Assembly, 8-Fiber, Dual Rated (OFNR/LSZH) | CommScope® | Propel ¦ SYSTIMAX ULL |  | Fiber trunk cable assembly
UGXQXUCTH |  | Base Product | Ultra Low Loss (ULL) OM4 MPO8 (Pinned) to unconnectorized, Fiber Trunk Cable Assembly, 48-Fiber, Plenum | CommScope® | Propel ¦ SYSTIMAX ULL |  | Fiber trunk cable assembly
U3GQPQXTF |  | Base Product | Ultra Low Loss (ULL) Singlemode MPO8 (Non-Pinned) to MPO8 (Pinned), Fiber Trunk Cable Assembly, 24-Fiber, LZSH B2ca | CommScope® | Propel ¦ SYSTIMAX ULL |  | Fiber trunk cable assembly
U3GQXUCTL |  | Base Product | Ultra Low Loss (ULL) Singlemode MPO8 (Pinned) to unconnectorized, Fiber Trunk Cable Assembly, 96-Fiber, LZSH B2ca | CommScope® | Propel ¦ SYSTIMAX ULL |  | Fiber trunk cable assembly
UJXQPUCTF |  | Base Product | Ultra Low Loss (ULL) OM4 MPO8 (Non-Pinned) to unconnectorized, Fiber Trunk Cable Assembly, 24-Fiber, Dual Rated (OFNR/LSZH) | CommScope® | Propel ¦ SYSTIMAX ULL |  | Fiber trunk cable assembly
U3GQPQXTH |  | Base Product | Ultra Low Loss (ULL) Singlemode MPO8 (Non-Pinned) to MPO8 (Pinned), Fiber Trunk Cable Assembly, 48-Fiber, LZSH B2ca | CommScope® | Propel ¦ SYSTIMAX ULL |  | Fiber trunk cable assembly
UQGQXQXF8 |  | Base Product | Ultra Low Loss (ULL) Singlemode MPO8 (Pinned) to MPO8 (Pinned), Fiber Patch Cord, 8-Fiber, Plenum | CommScope® | Propel ¦ SYSTIMAX ULL |  | Fiber array cable assembly
UGXQPQXTF |  | Base Product | Ultra Low Loss (ULL) OM4 MPO8 (Non-Pinned) to MPO8 (Pinned), Fiber Trunk Cable Assembly, 24-Fiber, Plenum | CommScope® | Propel ¦ SYSTIMAX ULL |  | Fiber trunk cable assembly
UJGQXQXTU |  | Base Product | Ultra Low Loss (ULL) Singlemode MPO8 (Pinned) to MPO8 (Pinned), Fiber Trunk Cable Assembly,64-Fiber, Dual Rated (OFNR/LSZH) | CommScope® | Propel ¦ SYSTIMAX ULL |  | Fiber trunk cable assembly
UJVQXQXTF |  | Base Product | Ultra Low Loss (ULL) OM5 MPO8 (Pinned) to MPO8 (Pinned), Fiber Trunk Cable Assembly, 24-Fiber, Dual Rated (OFNR/LSZH) | CommScope® | Propel ¦ SYSTIMAX ULL |  | Fiber trunk cable assembly
U3GQXUCTS |  | Base Product | Ultra Low Loss (ULL) Singlemode MPO8 (Pinned) to unconnectorized, Fiber Trunk Cable Assembly, 32-Fiber, LZSH B2ca | CommScope® | Propel ¦ SYSTIMAX ULL |  | Fiber trunk cable assembly
UGVQPUCT8 |  | Base Product | Ultra Low Loss (ULL) OM5 MPO8 (Non-Pinned) to unconnectorized, Fiber Trunk Cable Assembly, 8-Fiber, Plenum | CommScope® | Propel ¦ SYSTIMAX ULL |  | Fiber trunk cable assembly
UGXQXUCTR |  | Base Product | Ultra Low Loss (ULL) OM4 MPO8 (Pinned) to unconnectorized, Fiber Trunk Cable Assembly, 16-Fiber, Plenum | CommScope® | Propel ¦ SYSTIMAX ULL |  | Fiber trunk cable assembly
UJVQXQXTH |  | Base Product | Ultra Low Loss (ULL) OM5 MPO8 (Pinned) to MPO8 (Pinned), Fiber Trunk Cable Assembly, 48-Fiber, Dual Rated (OFNR/LSZH) | CommScope® | Propel ¦ SYSTIMAX ULL |  | Fiber trunk cable assembly
UGVQPUCTF |  | Base Product | Ultra Low Loss (ULL) OM5 MPO8 (Non-Pinned) to unconnectorized, Fiber Trunk Cable Assembly, 24-Fiber, Plenum | CommScope® | Propel ¦ SYSTIMAX ULL |  | Fiber trunk cable assembly
U3GQPQXTR |  | Base Product | Ultra Low Loss (ULL) Singlemode MPO8 (Non-Pinned) to MPO8 (Pinned), Fiber Trunk Cable Assembly, 16-Fiber, LZSH B2ca | CommScope® | Propel ¦ SYSTIMAX ULL |  | Fiber trunk cable assembly
UJVQXQXTK |  | Base Product | Ultra Low Loss (ULL) OM5 MPO8 (Pinned) to MPO8 (Pinned), Fiber Trunk Cable Assembly, 72-Fiber, Dual Rated (OFNR/LSZH) | CommScope® | Propel ¦ SYSTIMAX ULL |  | Fiber trunk cable assembly
UJXQPUCTS |  | Base Product | Ultra Low Loss (ULL) OM4 MPO8 (Non-Pinned) to unconnectorized, Fiber Trunk Cable Assembly, 32-Fiber, Dual Rated (OFNR/LSZH) | CommScope® | Propel ¦ SYSTIMAX ULL |  | Fiber trunk cable assembly
UGVQPUCTL |  | Base Product | Ultra Low Loss (ULL) OM5 MPO8 (Non-Pinned) to unconnectorized, Fiber Trunk Cable Assembly, 96-Fiber, Plenum | CommScope® | Propel ¦ SYSTIMAX ULL |  | Fiber trunk cable assembly
UJGQPQXTF |  | Base Product | Ultra Low Loss (ULL) Singlemode MPO8 (Non-Pinned) to MPO8 (Pinned), Fiber Trunk Cable Assembly, 24-Fiber, Dual Rated (OFNR/LSZH) | CommScope® | Propel ¦ SYSTIMAX ULL |  | Fiber trunk cable assembly
UQVQXQXF8 |  | Base Product | Ultra Low Loss (ULL) OM5 MPO8 (Pinned) to MPO8 (Pinned), Fiber Patch Cord, 8-Fiber, Plenum | CommScope® | Propel ¦ SYSTIMAX ULL |  | Fiber array cable assembly
UJGQPQXTK |  | Base Product | Ultra Low Loss (ULL) Singlemode MPO8 (Non-Pinned) to MPO8 (Pinned), Fiber Trunk Cable Assembly, 72-Fiber, Dual Rated (OFNR/LSZH) | CommScope® | Propel ¦ SYSTIMAX ULL |  | Fiber trunk cable assembly
U3VQXQXTU |  | Base Product | Ultra Low Loss (ULL) OM5 MPO8 (Pinned) to MPO8 (Pinned), Fiber Trunk Cable Assembly, 64-Fiber, LZSH B2ca | CommScope® | Propel ¦ SYSTIMAX ULL |  | Fiber trunk cable assembly
U3XQXUCTK |  | Base Product | Ultra Low Loss (ULL) OM4 MPO8 (Pinned) to unconnectorized, Fiber Trunk Cable Assembly, 72-Fiber, LZSH B2ca | CommScope® | Propel ¦ SYSTIMAX ULL |  | Fiber trunk cable assembly
UQXQPQXF8 |  | Base Product | Ultra Low Loss (ULL) OM4 MPO8 (Non-Pinned) to MPO8 (Pinned), Fiber Array Cable Assembly, 8-Fiber, Plenum | CommScope® | Propel ¦ SYSTIMAX ULL |  | Fiber array cable assembly
UGGQXQXTN |  | Base Product | Ultra Low Loss (ULL) Singlemode MPO8 (Pinned) to MPO8 (Pinned), Fiber Trunk Cable Assembly, 192-Fiber, Plenum | CommScope® | Propel ¦ SYSTIMAX ULL |  | Fiber trunk cable assembly
U3XQXUCTM |  | Base Product | Ultra Low Loss (ULL) OM4 MPO8 (Pinned) to unconnectorized, Fiber Trunk Cable Assembly, 144-Fiber, LZSH B2ca | CommScope® | Propel ¦ SYSTIMAX ULL |  | Fiber trunk cable assembly
U3VQPQXTS |  | Base Product | Ultra Low Loss (ULL) OM5 MPO8 (Non-Pinned) to MPO8 (Pinned), Fiber Trunk Cable Assembly, 32-Fiber, LZSH B2ca | CommScope® | Propel ¦ SYSTIMAX ULL |  | Fiber trunk cable assembly
UGXQPQXTR |  | Base Product | Ultra Low Loss (ULL) OM4 MPO8 (Non-Pinned) to MPO8 (Pinned), Fiber Trunk Cable Assembly, 16-Fiber, Plenum | CommScope® | Propel ¦ SYSTIMAX ULL |  | Fiber trunk cable assembly
URGQPLUF8 |  | Base Product | Ultra Low Loss (ULL) Singlemode MPO8 (Non-Pinned) to LC/UPC Uniboot, Fiber Array Cable Assembly, 8-Fiber, Dual Rated (OFNR/LSZH) | CommScope® | Propel ¦ SYSTIMAX ULL |  | Fiber array cable assembly
UGVQXQXTL |  | Base Product | Ultra Low Loss (ULL) OM5 MPO8 (Pinned) to MPO8 (Pinned), Fiber Trunk Cable Assembly, 96-Fiber, Plenum | CommScope® | Propel ¦ SYSTIMAX ULL |  | Fiber trunk cable assembly
UJGQPUCTH |  | Base Product | Ultra Low Loss (ULL) Singlemode MPO8 (Non-Pinned) to unconnectorized, Fiber Trunk Cable Assembly, 48-Fiber, Dual Rated (OFNR/LSZH) | CommScope® | Propel ¦ SYSTIMAX ULL |  | Fiber trunk cable assembly
URGQPQXF8 |  | Base Product | Ultra Low Loss (ULL) Singlemode MPO8 (Non-Pinned) to MPO8 (Pinned), Fiber Array Cable Assembly, 8-Fiber, Dual Rated (OFNR/LSZH) | CommScope® | Propel ¦ SYSTIMAX ULL |  | Fiber array cable assembly
UGVQXQXTN |  | Base Product | Ultra Low Loss (ULL) OM5 MPO8 (Pinned) to MPO8 (Pinned), Fiber Trunk Cable Assembly, 192-Fiber, Plenum | CommScope® | Propel ¦ SYSTIMAX ULL |  | Fiber trunk cable assembly
UGGQPQXT8 |  | Base Product | Ultra Low Loss (ULL) Singlemode MPO8 (Non-Pinned) to MPO8 (Pinned), Fiber Trunk Cable Assembly, 8-Fiber, Plenum | CommScope® | Propel ¦ SYSTIMAX ULL |  | Fiber trunk cable assembly
UJXQXQXTR |  | Base Product | Ultra Low Loss (ULL) OM4 MPO8 (Pinned) to MPO8 (Pinned), Fiber Trunk Cable Assembly, 16-Fiber, Dual Rated (OFNR/LSZH) | CommScope® | Propel ¦ SYSTIMAX ULL |  | Fiber trunk cable assembly
U3VQPUCTK |  | Base Product | Ultra Low Loss (ULL) OM5 MPO8 (Non-Pinned) to unconnectorized, Fiber Trunk Cable Assembly, 72-Fiber, LZSH B2ca | CommScope® | Propel ¦ SYSTIMAX ULL |  | Fiber trunk cable assembly
UGVQXQXTU |  | Base Product | Ultra Low Loss (ULL) OM5 MPO8 (Pinned) to MPO8 (Pinned), Fiber Trunk Cable Assembly,64-Fiber, Plenum | CommScope® | Propel ¦ SYSTIMAX ULL |  | Fiber trunk cable assembly
UJGQPUCTR |  | Base Product | Ultra Low Loss (ULL) Singlemode MPO8 (Non-Pinned) to unconnectorized, Fiber Trunk Cable Assembly, 16-Fiber, Dual Rated (OFNR/LSZH) | CommScope® | Propel ¦ SYSTIMAX ULL |  | Fiber trunk cable assembly
UJXQXUCTH |  | Base Product | Ultra Low Loss (ULL) OM4 MPO8 (Pinned) to unconnectorized, Fiber Trunk Cable Assembly, 48-Fiber, Dual Rated (OFNR/LSZH) | CommScope® | Propel ¦ SYSTIMAX ULL |  | Fiber trunk cable assembly
UJXQXUCTK |  | Base Product | Ultra Low Loss (ULL) OM4 MPO8 (Pinned) to unconnectorized, Fiber Trunk Cable Assembly, 72-Fiber, Dual Rated (OFNR/LSZH) | CommScope® | Propel ¦ SYSTIMAX ULL |  | Fiber trunk cable assembly
UGGQXUCTS |  | Base Product | Ultra Low Loss (ULL) Singlemode MPO8 (Pinned) to unconnectorized, Fiber Trunk Cable Assembly,32-Fiber, Plenum | CommScope® | Propel ¦ SYSTIMAX ULL |  | Fiber trunk cable assembly
UJXQPQXT8 |  | Base Product | Ultra Low Loss (ULL) OM4 MPO8 (Non-Pinned) to MPO8 (Pinned), Fiber Trunk Cable Assembly, 8-Fiber, Dual Rated (OFNR/LSZH) | CommScope® | Propel ¦ SYSTIMAX ULL |  | Fiber trunk cable assembly
UJXQPQXTF |  | Base Product | Ultra Low Loss (ULL) OM4 MPO8 (Non-Pinned) to MPO8 (Pinned), Fiber Trunk Cable Assembly, 24-Fiber, Dual Rated (OFNR/LSZH) | CommScope® | Propel ¦ SYSTIMAX ULL |  | Fiber trunk cable assembly
U3XQPQXTS |  | Base Product | Ultra Low Loss (ULL) OM4 MPO8 (Non-Pinned) to MPO8 (Pinned), Fiber Trunk Cable Assembly,32-Fiber, LZSH B2ca | CommScope® | Propel ¦ SYSTIMAX ULL |  | Fiber trunk cable assembly
UGVQXUCTM |  | Base Product | Ultra Low Loss (ULL) OM5 MPO8 (Pinned) to unconnectorized, Fiber Trunk Cable Assembly, 144-Fiber, Plenum | CommScope® | Propel ¦ SYSTIMAX ULL |  | Fiber trunk cable assembly
UJXQPQXTH |  | Base Product | Ultra Low Loss (ULL) OM4 MPO8 (Non-Pinned) to MPO8 (Pinned), Fiber Trunk Cable Assembly, 48-Fiber, Dual Rated (OFNR/LSZH) | CommScope® | Propel ¦ SYSTIMAX ULL |  | Fiber trunk cable assembly
URVQXQXF8 |  | Base Product | Ultra Low Loss (ULL) OM5 MPO8 (Pinned) to MPO8 (Pinned), Fiber Patch Cord, 8-Fiber, Dual Rated (OFNR/LSZH) | CommScope® | Propel ¦ SYSTIMAX ULL |  | Fiber array cable assembly
UJVQPQXTU |  | Base Product | Ultra Low Loss (ULL) OM5 MPO8 (Non-Pinned) to MPO8 (Pinned), Fiber Trunk Cable Assembly, 64-Fiber, Dual Rated (OFNR/LSZH) | CommScope® | Propel ¦ SYSTIMAX ULL |  | Fiber trunk cable assembly
U3GQXQXTS |  | Base Product | Ultra Low Loss (ULL) Singlemode MPO8 (Pinned) to MPO8 (Pinned), Fiber Trunk Cable Assembly,32-Fiber, LZSH B2ca | CommScope® | Propel ¦ SYSTIMAX ULL |  | Fiber trunk cable assembly
UJVQPUCT8 |  | Base Product | Ultra Low Loss (ULL) OM5 MPO8 (Non-Pinned) to unconnectorized, Fiber Trunk Cable Assembly, 8-Fiber, Dual Rated (OFNR/LSZH) | CommScope® | Propel ¦ SYSTIMAX ULL |  | Fiber trunk cable assembly
UGVQXUCTR |  | Base Product | Ultra Low Loss (ULL) OM5 MPO8 (Pinned) to unconnectorized, Fiber Trunk Cable Assembly, 16-Fiber, Plenum | CommScope® | Propel ¦ SYSTIMAX ULL |  | Fiber trunk cable assembly
UGXQXQXTH |  | Base Product | Ultra Low Loss (ULL) OM4 MPO8 (Pinned) to MPO8 (Pinned), Fiber Trunk Cable Assembly, 48-Fiber, Plenum | CommScope® | Propel ¦ SYSTIMAX ULL |  | Fiber trunk cable assembly
UGXQXQXTK |  | Base Product | Ultra Low Loss (ULL) OM4 MPO8 (Pinned) to MPO8 (Pinned), Fiber Trunk Cable Assembly, 72-Fiber, Plenum | CommScope® | Propel ¦ SYSTIMAX ULL |  | Fiber trunk cable assembly
UJVQPUCTK |  | Base Product | Ultra Low Loss (ULL) OM5 MPO8 (Non-Pinned) to unconnectorized, Fiber Trunk Cable Assembly, 72-Fiber, Dual Rated (OFNR/LSZH) | CommScope® | Propel ¦ SYSTIMAX ULL |  | Fiber trunk cable assembly
UJXQPQXTR |  | Base Product | Ultra Low Loss (ULL) OM4 MPO8 (Non-Pinned) to MPO8 (Pinned), Fiber Trunk Cable Assembly, 16-Fiber, Dual Rated (OFNR/LSZH) | CommScope® | Propel ¦ SYSTIMAX ULL |  | Fiber trunk cable assembly
UJVQPUCTL |  | Base Product | Ultra Low Loss (ULL) OM5 MPO8 (Non-Pinned) to unconnectorized, Fiber Trunk Cable Assembly, 96-Fiber, Dual Rated (OFNR/LSZH) | CommScope® | Propel ¦ SYSTIMAX ULL |  | Fiber trunk cable assembly
UJXQPQXTU |  | Base Product | Ultra Low Loss (ULL) OM4 MPO8 (Non-Pinned) to MPO8 (Pinned), Fiber Trunk Cable Assembly, 64-Fiber, Dual Rated (OFNR/LSZH) | CommScope® | Propel ¦ SYSTIMAX ULL |  | Fiber trunk cable assembly
UGXQXQXTS |  | Base Product | Ultra Low Loss (ULL) OM4 MPO8 (Pinned) to MPO8 (Pinned), Fiber Trunk Cable Assembly,32-Fiber, Plenum | CommScope® | Propel ¦ SYSTIMAX ULL |  | Fiber trunk cable assembly
FGGMXUCAL |  | Base Product | Low Loss Singlemode MPO12 (Pinned) to Unconnectorized, Fiber Trunk Cable Assembly, 96-Fiber, Plenum | CommScope® | InstaPATCH® 360 |  | Fiber trunk cable assembly
UQXQFLUJ8 |  | Base Product | Ultra Low Loss (ULL) OM4 MTPPro8 to LC Uniboot, Fiber Extension Cable Assembly, 8-Fiber, Plenum | CommScope® | SYSTIMAX ULL |  | Fiber array cable assembly
FJXMPUCAH |  | Base Product | OM4 MPO (Unpinned) to Unconnectorized, InstaPATCH® 360 Pre-terminated Trunk Cable, 48-Fiber, Low Smoke Zero Halogen | CommScope® | SYSTIMAX InstaPATCH® 360 |  | Fiber trunk cable assembly
UJGMXMXCP |  | Base Product | Ultra Low Loss ULL TeraSPEED® MPO(Pinned) to MPO(Pinned) Pre-terminated Trunk Cable, MPO12, 288-Fiber, LSZH, 12 fiber PmP 2.0 mm Dca/B2ca | CommScope® | SYSTIMAX ULL |  | Fiber trunk cable assembly
1-1920751-0 | OCJ-S1-10MASIA-S1 | Variant of OCJ | Fiber Optic Patch Cord, Simplex, Singlemode, SC/UPC to SC/UPC, yellow, 10 m |  |  | OCJ | Fiber patch cord ¦ simplex
1-1859794-0 |  | Variant of 1859794 | Fiber Optic Patch Cord, Duplex, Multimode OM3, LC/UPC to LC/UPC, 3 mm, LSZH/OFNR, aqua, 10 m | CommScope® |  | 185 | Fiber patch cord ¦ duplex
1-1920838-0 | OCJ-L1-10MASHA-S3 | Variant of OCJ | Fiber Optic Patch Cord, Duplex, Singlemode, LC/UPC to SC/APC 9°, yellow, 10 m |  |  | OCJ | Fiber patch cord ¦ duplex
1-2055457-5 | OCJ-S1-15MASIA-S3 | Variant of OCJ | Fiber Optic Patch Cord, Simplex, Singlemode, SC/UPC to SC/APC 9°, yellow, 15 m |  |  | OCJ | Fiber patch cord ¦ simplex
1-2160363-5 | OCJ-S1-15MASIA-S2 | Variant of OCJ | Fiber Optic Patch Cord, Simplex, Singlemode, SC/UPC to SC/APC, yellow, 15 m |  |  | OCJ | Fiber patch cord ¦ simplex
1-2160485-0 | OCJ-LG-10MASIA-SG | Variant of OCJ | Fiber Optic Patch Cord, Simplex, Singlemode, LC/APC to SC/APC, yellow, 10 m |  |  | OCJ | Fiber patch cord ¦ simplex
1428876 | FPCMY-APSC/APLC-P-5M | Variant of FPCMY | Fiber Optic Patch Cord, Simplex, Singlemode, SC/APC to LC/APC, yellow, 5 m |  |  | FPCMY | Fiber patch cord ¦ simplex
1436114 | FPCMY-APSC/APLC-P-15M | Variant of FPCMY | Fiber Optic Patch Cord, Simplex, Singlemode, SC/APC to LC/APC, yellow, 15 m |  |  | FPCMY | Fiber patch cord ¦ simplex
1449810 | FPCMY-APSC/PLC-P-3M | Variant of FPCMY | Fiber Optic Patch Cord, Simplex, Singlemode, SC/APC to LC/UPC, yellow, 3 m |  |  | FPCMY | Fiber patch cord ¦ simplex
1459883 | FPCMY-APSC/PLC-P-2M | Variant of FPCMY | Fiber Optic Patch Cord, Simplex, Singlemode, SC/APC to LC/UPC, yellow, 2 m |  |  | FPCMY | Fiber patch cord ¦ simplex
1462422 | FPCDY-SPSC/PLC-P-20M | Variant of FPCDY | Fiber Optic Patch Cord, Simplex, Singlemode, SC/UPC to LC/UPC, yellow, 20 m |  |  | FPCDY | Fiber patch cord ¦ simplex
1472576 | FPC2Y-APSC/PLC-P-2M | Variant of FPC2Y | Fiber Optic Patch Cord, Duplex, Singlemode, SC/APC to LC/UPC, yellow, 2 m |  |  | FPC2Y | Fiber patch cord ¦ duplex
1685300 | FPCMY-SPSC/APSC-P-1M | Variant of FPCMY | Fiber Optic Patch Cord, Simplex, Singlemode, SC/UPC to SC/APC, yellow, 1 m |  |  | FPCMY | Fiber patch cord ¦ simplex
UKVQZQZTM |  | Base Product | Ultra Low Loss (ULL) OM5 MPO8 APC (pinned) to MPO8 APC (pinned) Fiber Trunk Cable Assembly, 144-Fiber, Armored Indoor Dual Rated (OFNR/LSZH) | CommScope® | Propel ¦ SYSTIMAX ULL |  | Fiber trunk cable assembly
UHGMXMXCK |  | Base Product | Singlemode MPO12 APC (pinned) to MPO12 APC (pinned) Fiber Trunk Cable Assembly, 72-Fiber, Armored Indoor Plenum | CommScope® | Propel ¦ SYSTIMAX ULL |  | Fiber trunk cable assembly
UHGMXMXCL |  | Base Product | Singlemode MPO12 APC (pinned) to MPO12 APC (pinned) Fiber Trunk Cable Assembly, 96-Fiber, Armored Indoor Plenum | CommScope® | Propel ¦ SYSTIMAX ULL |  | Fiber trunk cable assembly
UHXRZUC8U |  | Base Product | Ultra Low Loss (ULL) OM4 MPO16 APC (pinned) to Unconnectorized, Fiber Trunk Cable Assembly, 64-Fiber, Armored Indoor Plenum | CommScope® | Propel ¦ SYSTIMAX ULL |  | Fiber trunk cable assembly
UKGMXMXCL |  | Base Product | Singlemode MPO12 APC (pinned) to MPO12 APC (pinned) Fiber Trunk Cable Assembly, 96-Fiber, Armored Indoor Dual Rated (OFNR/LSZH) | CommScope® | Propel ¦ SYSTIMAX ULL |  | Fiber trunk cable assembly
UHGQXUCTN |  | Base Product | Singlemode MPO8 APC (pinned) to Unconnectorized Fiber Trunk Cable Assembly, 192-Fiber, Armored Indoor Plenum | CommScope® | Propel ¦ SYSTIMAX ULL |  | Fiber trunk cable assembly
UKVQXQXTL |  | Base Product | Ultra Low Loss (ULL) OM5 MPO8 UPC (pinned) to MPO8 UPC (pinned) Fiber Trunk Cable Assembly, 96-Fiber, Armored Indoor Dual Rated (OFNR/LSZH) | CommScope® | Propel ¦ SYSTIMAX ULL |  | Fiber trunk cable assembly
UHXQXUCTU |  | Base Product | Ultra Low Loss (ULL) OM4 MPO8 UPC (pinned) to Unconnectorized Fiber Trunk Cable Assembly, 48-Fiber, Armored Indoor Plenum | CommScope® | Propel ¦ SYSTIMAX ULL |  | Fiber trunk cable assembly
UHXQZQZT8 |  | Base Product | Ultra Low Loss (ULL) OM4 MPO8 APC (pinned) to MPO8 APC (pinned) Fiber Trunk Cable Assembly, 8-Fiber, Armored Indoor Plenum | CommScope® | Propel ¦ SYSTIMAX ULL |  | Fiber trunk cable assembly
UHVMXUCCL |  | Base Product | Ultra Low Loss (ULL) OM5 MPO12 UPC (pinned) to Unconnectorized Fiber Trunk Cable Assembly, 96-Fiber, Armored Indoor Plenum | CommScope® | Propel ¦ SYSTIMAX ULL |  | Fiber trunk cable assembly
UKXMXUCCP |  | Base Product | Ultra Low Loss (ULL) OM4 MPO12 UPC (pinned) to Unconnectorized Fiber Trunk Cable Assembly, 288-Fiber, Armored Indoor Dual Rated (OFNR/LSZH) | CommScope® | Propel ¦ SYSTIMAX ULL |  | Fiber trunk cable assembly
UHXQZQZTK |  | Base Product | Ultra Low Loss (ULL) OM4 MPO8 APC (pinned) to MPO8 APC (pinned) Fiber Trunk Cable Assembly, 72-Fiber, Armored Indoor Plenum | CommScope® | Propel ¦ SYSTIMAX ULL |  | Fiber trunk cable assembly
UHXMXUCCK |  | Base Product | Ultra Low Loss (ULL) OM4 MPO12 UPC (pinned) to Unconnectorized Fiber Trunk Cable Assembly, 72-Fiber, Armored Indoor Plenum | CommScope® | Propel ¦ SYSTIMAX ULL |  | Fiber trunk cable assembly
UKXQXUCTU |  | Base Product | Ultra Low Loss (ULL) OM4 MPO8 UPC (pinned) to Unconnectorized Fiber Trunk Cable Assembly, 64-Fiber, Armored Indoor Dual Rated (OFNR/LSZH) | CommScope® | Propel ¦ SYSTIMAX ULL |  | Fiber trunk cable assembly
UHVRZRZ8L |  | Base Product | Ultra Low Loss (ULL) OM5 MPO16 APC (pinned) to MPO16 APC (pinned), Fiber Trunk Cable Assembly, 96-Fiber, Armored Indoor Plenum | CommScope® | Propel ¦ SYSTIMAX ULL |  | Fiber trunk cable assembly
UKGRZRZ8M |  | Base Product | Singlemode MPO16 APC (pinned) to MPO16 APC (pinned), Fiber Trunk Cable Assembly, 144-Fiber, Armored Indoor Dual Rated (OFNR/LSZH) | CommScope® | Propel ¦ SYSTIMAX ULL |  | Fiber trunk cable assembly
UHGQXQXTN |  | Base Product | Singlemode MPO8 APC (pinned) to MPO8 APC (pinned) Fiber Trunk Cable Assembly, 192-Fiber, Armored Indoor Plenum | CommScope® | Propel ¦ SYSTIMAX ULL |  | Fiber trunk cable assembly
UHVQXQXTN |  | Base Product | Ultra Low Loss (ULL) OM5 MPO8 UPC (pinned) to MPO8 UPC (pinned) Fiber Trunk Cable Assembly, 192-Fiber, Armored Indoor Plenum | CommScope® | Propel ¦ SYSTIMAX ULL |  | Fiber trunk cable assembly
UKGRZRZ8Q |  | Base Product | Singlemode MPO16 APC (pinned) to MPO16 APC (pinned), Fiber Trunk Cable Assembly, 128-Fiber, Armored Indoor Dual Rated (OFNR/LSZH) | CommScope® | Propel ¦ SYSTIMAX ULL |  | Fiber trunk cable assembly
UHVQXQXTR |  | Base Product | Ultra Low Loss (ULL) OM5 MPO8 UPC (pinned) to MPO8 UPC (pinned) Fiber Trunk Cable Assembly, 16-Fiber, Armored Indoor Plenum | CommScope® | Propel ¦ SYSTIMAX ULL |  | Fiber trunk cable assembly
UHXQZUCTH |  | Base Product | Ultra Low Loss (ULL) OM4 MPO8 APC (pinned) to Unconnectorized Fiber Trunk Cable Assembly, 48-Fiber, Armored Indoor Plenum | CommScope® | Propel ¦ SYSTIMAX ULL |  | Fiber trunk cable assembly
UHGQXUCT8 |  | Base Product | Singlemode MPO8 APC (pinned) to Unconnectorized Fiber Trunk Cable Assembly, 8-Fiber, Armored Indoor Plenum | CommScope® | Propel ¦ SYSTIMAX ULL |  | Fiber trunk cable assembly
UHVRZRZ8U |  | Base Product | Ultra Low Loss (ULL) OM5 MPO16 APC (pinned) to MPO16 APC (pinned), Fiber Trunk Cable Assembly, 64-Fiber, Armored Indoor Plenum | CommScope® | Propel ¦ SYSTIMAX ULL |  | Fiber trunk cable assembly
UHXQZUCTK |  | Base Product | Ultra Low Loss (ULL) OM4 MPO8 APC (pinned) to Unconnectorized Fiber Trunk Cable Assembly, 72-Fiber, Armored Indoor Plenum | CommScope® | Propel ¦ SYSTIMAX ULL |  | Fiber trunk cable assembly
UKGQXQXTL |  | Base Product | Singlemode MPO8 APC (pinned) to MPO8 APC (pinned) Fiber Trunk Cable Assembly, 96-Fiber, Armored Indoor Dual Rated (OFNR/LSZH) | CommScope® | Propel ¦ SYSTIMAX ULL |  | Fiber trunk cable assembly
UKVQZQZTF |  | Base Product | Ultra Low Loss (ULL) OM5 MPO8 APC (pinned) to MPO8 APC (pinned) Fiber Trunk Cable Assembly, 24-Fiber, Armored Indoor Dual Rated (OFNR/LSZH) | CommScope® | Propel ¦ SYSTIMAX ULL |  | Fiber trunk cable assembly
UKXQXQXTM |  | Base Product | Ultra Low Loss (ULL) OM4 MPO8 UPC (pinned) to MPO8 UPC (pinned) Fiber Trunk Cable Assembly, 144-Fiber, Armored Indoor Dual Rated (OFNR/LSZH) | CommScope® | Propel ¦ SYSTIMAX ULL |  | Fiber trunk cable assembly
UKXQZUCT8 |  | Base Product | Ultra Low Loss (ULL) OM4 MPO8 APC (pinned) to Unconnectorized Fiber Trunk Cable Assembly, 8-Fiber, Armored Indoor Dual Rated (OFNR/LSZH) | CommScope® | Propel ¦ SYSTIMAX ULL |  | Fiber trunk cable assembly
UKGRZUC8L |  | Base Product | Singlemode MPO16 APC (pinned) to Unconnectorized, Fiber Trunk Cable Assembly, 96-Fiber, Armored Indoor Dual Rated (OFNR/LSZH) | CommScope® | Propel ¦ SYSTIMAX ULL |  | Fiber trunk cable assembly
UKXRZUC8H |  | Base Product | Ultra Low Loss (ULL) OM4 MPO16 APC (pinned) to Unconnectorized, Fiber Trunk Cable Assembly, 48-Fiber, Armored Indoor Dual Rated (OFNR/LSZH) | CommScope® | Propel ¦ SYSTIMAX ULL |  | Fiber trunk cable assembly
UHXQXQXTR |  | Base Product | Ultra Low Loss (ULL) OM4 MPO8 UPC (pinned) to MPO8 UPC (pinned) Fiber Trunk Cable Assembly, 16-Fiber, Armored Indoor Plenum | CommScope® | Propel ¦ SYSTIMAX ULL |  | Fiber trunk cable assembly
UKGRZUC8Q |  | Base Product | Singlemode MPO16 APC (pinned) to Unconnectorized, Fiber Trunk Cable Assembly, 128-Fiber, Armored Indoor Dual Rated (OFNR/LSZH) | CommScope® | Propel ¦ SYSTIMAX ULL |  | Fiber trunk cable assembly
UHVQXUCTK |  | Base Product | Ultra Low Loss (ULL) OM5 MPO8 UPC (pinned) to UnterminatedFiber Trunk Cable Assembly, 72-Fiber, Armored Indoor Plenum | CommScope® | Propel ¦ SYSTIMAX ULL |  | Fiber trunk cable assembly
UHVMXMXCF |  | Base Product | Ultra Low Loss (ULL) OM5 MPO12 UPC (pinned) to MPO12 UPC (pinned) Fiber Trunk Cable Assembly, 24-Fiber, Armored Indoor Plenum | CommScope® | Propel ¦ SYSTIMAX ULL |  | Fiber trunk cable assembly
UHVQXUCTM |  | Base Product | Ultra Low Loss (ULL) OM5 MPO8 UPC (pinned) to UnterminatedFiber Trunk Cable Assembly, 144-Fiber, Armored Indoor Plenum | CommScope® | Propel ¦ SYSTIMAX ULL |  | Fiber trunk cable assembly
UHVRZUC8U |  | Base Product | Ultra Low Loss (ULL) OM5 MPO16 APC (pinned) to Unconnectorized, Fiber Trunk Cable Assembly, 64-Fiber, Armored Indoor Plenum | CommScope® | Propel ¦ SYSTIMAX ULL |  | Fiber trunk cable assembly
UHXQXUCT8 |  | Base Product | Ultra Low Loss (ULL) OM4 MPO8 UPC (pinned) to Unconnectorized Fiber Trunk Cable Assembly, 8-Fiber, Armored Indoor Plenum | CommScope® | Propel ¦ SYSTIMAX ULL |  | Fiber trunk cable assembly
UHXMXMXCD |  | Base Product | Ultra Low Loss (ULL) OM4 MPO12 UPC (pinned) to MPO12 UPC (pinned) Fiber Trunk Cable Assembly, 12-Fiber, Armored Indoor Plenum | CommScope® | Propel ¦ SYSTIMAX ULL |  | Fiber trunk cable assembly
UHVQXUCTS |  | Base Product | Ultra Low Loss (ULL) OM5 MPO8 UPC (pinned) to UnterminatedFiber Trunk Cable Assembly, 32-Fiber, Armored Indoor Plenum | CommScope® | Propel ¦ SYSTIMAX ULL |  | Fiber trunk cable assembly
UHXRZRZ8Q |  | Base Product | Ultra Low Loss (ULL) OM4 MPO16 APC (pinned) to MPO16 APC (pinned), Fiber Trunk Cable Assembly, 128-Fiber, Armored Indoor Plenum | CommScope® | Propel ¦ SYSTIMAX ULL |  | Fiber trunk cable assembly
UHXRZRZ8S |  | Base Product | Ultra Low Loss (ULL) OM4 MPO16 APC (pinned) to MPO16 APC (pinned), Fiber Trunk Cable Assembly, 32-Fiber, Armored Indoor Plenum | CommScope® | Propel ¦ SYSTIMAX ULL |  | Fiber trunk cable assembly
UKVMXMXCK |  | Base Product | Ultra Low Loss (ULL) OM5 MPO12 UPC (pinned) to MPO12 UPC (pinned) Fiber Trunk Cable Assembly, 72-Fiber, Armored Indoor Dual Rated (OFNR/LSZH) | CommScope® | Propel ¦ SYSTIMAX ULL |  | Fiber trunk cable assembly
UHXRZUC8H |  | Base Product | Ultra Low Loss (ULL) OM4 MPO16 APC (pinned) to Unconnectorized, Fiber Trunk Cable Assembly, 48-Fiber, Armored Indoor Plenum | CommScope® | Propel ¦ SYSTIMAX ULL |  | Fiber trunk cable assembly
UKXRZRZ8U |  | Base Product | Ultra Low Loss (ULL) OM4 MPO16 APC (pinned) to MPO16 APC (pinned), Fiber Trunk Cable Assembly, 64-Fiber, Armored Indoor Dual Rated (OFNR/LSZH) | CommScope® | Propel ¦ SYSTIMAX ULL |  | Fiber trunk cable assembly
URG2X2XHF |  | Base Product | Ultra Low Loss (ULL) Singlemode MPO24 (Pinned) to MPO24 (Pinned), Fiber Extension Cable Assembly, 24-Fiber, LSZH | CommScope® |  |  | Fiber array cable assembly
760248384 | MPA-NCLCJ50007M-NS | Variant | MPO Fanout Cable, polarity A, 12 fiber MPO (unpinned) to LC duplex, Plenum 3mm SM, 7m, with 36" breakout | CommScope® | MPOptimate® | MPA | Fiber fanout cable assembly
760248385 | MPA-NCLCJ50008M-NS | Variant | MPO Fanout Cable, polarity A, 12 fiber MPO (unpinned) to LC duplex, Plenum 3mm SM, 8m, with 36" breakout | CommScope® | MPOptimate® | MPA | Fiber fanout cable assembly
760248387 | MPA-NCLCJ50015M-NS | Variant | MPO Fanout Cable, polarity A, 12 fiber MPO (unpinned) to LC duplex, Plenum 3mm SM, 15m, with 36" breakout | CommScope® | MPOptimate® | MPA | Fiber fanout cable assembly
ULGQXQXBF |  | Base Product | Ultra Low Loss (ULL) Singlemode MPO8 (Pinned) to MPO8 (Pinned), Ruggedized fanout Cable, 24-Fiber, Plenum | CommScope® | SYSTIMAX ULL |  | Ruggedized fanout
2-2055442-5 | OCJ-L1-25MASHA-S1 | Variant of OCJ | Fiber Optic Patch Cord, Duplex, Singlemode, LC/UPC to SC/UPC, yellow, 25 m |  |  | OCJ | Fiber patch cord ¦ duplex
2-2055554-0 | OCJ-S3-20MASIA-S3 | Variant of OCJ | Fiber Optic Patch Cord, Simplex, Singlemode, SC/APC 9° to SC/APC 9°, yellow, 20 m |  |  | OCJ | Fiber patch cord ¦ simplex
2-2055554-5 | OCJ-S3-25MASIA-S3 | Variant of OCJ | Fiber Optic Patch Cord, Simplex, Singlemode, SC/APC 9° to SC/APC 9°, yellow, 25 m |  |  | OCJ | Fiber patch cord ¦ simplex
2-2105032-5 |  | Variant of 2105032 | Fiber Optic Patch Cord, Duplex, Singlemode, LC/UPC to SC/UPC, yellow, 25 m | CommScope® |  | 210 | Fiber patch cord ¦ duplex
2055096-3 | OCJ-L2-03MASIA-S1 | Variant of OCJ | Fiber Optic Patch Cord, Simplex, Singlemode, LC/APC to SC/UPC, yellow, 3 m |  |  | OCJ | Fiber patch cord ¦ simplex
2055253-2 | OCJ-S2-02MASIA-S2 | Variant of OCJ | Fiber Optic Patch Cord, Simplex, Singlemode, SC/APC to SC/APC, yellow, 2 m |  |  | OCJ | Fiber patch cord ¦ simplex
2055664-5 | OCJ-S3-05MASEN-S3 | Variant of OCJ | Fiber Optic Patch Cord, Simplex, Singlemode, SC/APC 9° to SC/APC 9°, white, 5 m |  |  | OCJ | Fiber patch cord ¦ simplex
2105032-8 |  | Variant of 2105032 | Fiber Optic Patch Cord, Duplex, Singlemode, LC/UPC to SC/UPC, yellow, 8 m | CommScope® |  | 210 | Fiber patch cord ¦ duplex
2105032-1 |  | Variant of 2105032 | Fiber Optic Patch Cord, OS2, LC to SC duplex, 1.8 mm LSZH & OFNR, 1 m | CommScope® |  | 210 | Fiber patch cord ¦ duplex
2105092-5 |  | Variant of 2105092 | Fiber Optic Patch Cord, Duplex, OS2, SC/UPC to SC/UPC, LSZH & OFNR, yellow, 5 m | CommScope® |  | 210 | Fiber patch cord ¦ duplex
2160485-2 | OCJ-LG-02MASIA-SG | Variant of OCJ | Fiber Optic Patch Cord, Simplex, Singlemode, LC/APC to SC/APC, yellow, 2 m |  |  | OCJ | Fiber patch cord ¦ simplex
3-1920606-0 | OCJ-L1-30MASHA-L1 | Variant of OCJ | Fiber Optic Patch Cord, Duplex, Singlemode, LC/UPC to LC/UPC, yellow, 30 m |  |  | OCJ | Fiber patch cord ¦ duplex
FRXMPMXGD |  | Base Product | OM4 MPO (Unpinned) to MPO (Pinned), InstaPATCH® 360 Array Cord, 12-Fiber, Low Smoke Zero Halogen | CommScope® | SYSTIMAX InstaPATCH® 360 |  | Fiber array cable assembly
FRXMPMXHF |  | Base Product | LazrSPEED® 550 OM4, MPO/12(Unpinned) to MPO/12(Pinned), 24-Fiber,LSZH array cord | CommScope® | SYSTIMAX InstaPATCH® 360 |  | Fiber array cable assembly
U3VMPMXAD |  | Base Product | Ultra Low Loss (ULL) OM5 MPO12 (Unpinned) to MPO12 (Pinned),Fiber Trunk Cable Assembly, 12-Fiber, Low Smoke Zero Halogen (LSZH) | CommScope® | SYSTIMAX ULL |  | Fiber trunk cable assembly |  | Discontinued
U3VMPMXCH |  | Base Product | Ultra Low Loss ULL LazrSPEED® 550 OM5 MPO(Unpinned) to MPO(Pinned) Pre-terminated Trunk Cable, MPO12, 48-Fiber, LSZH, 12 fiber PmP 2.0 mm /B2ca | CommScope® | SYSTIMAX ULL |  | Fiber trunk cable assembly
UGVMPMPCF |  | Base Product | Ultra Low Loss ULL LazrSPEED® 550 OM5 MPO(Unpinned) to MPO(Unpinned) Pre-terminated Trunk Cable, MPO12, 24-Fiber, Plenum, 12 fiber PmP 2.0 mm Dca | CommScope® | SYSTIMAX ULL |  | Fiber trunk cable assembly
UGGMXUCRM |  | Base Product | Ultra Low Loss (ULL) Singlemode, MPO12 Pinned to Unconnectorized, Fiber Trunk Cable Assembly, 144-Fiber, Rollable Ribbon Central Tube, Plenum | CommScope® | SYSTIMAX ULL |  | Fiber trunk cable assembly
UGVMPMXAG |  | Base Product | Ultra Low Loss (ULL) OM5 MPO12 (Unpinned) to MPO12 (Pinned), Fiber Trunk Cable Assembly, 36-Fiber, Plenum | CommScope® | SYSTIMAX ULL |  | Fiber trunk cable assembly
ULGMXLUCP |  | Base Product | Ultra Low Loss ULL , TeraSPEED® MPO(Pinned) to LC/UPC Uniboot Ruggedized fanout Cable, 288-Fiber, Plenum, 12 fiber PmP 2.0 mm Dca | CommScope® | SYSTIMAX ULL |  | Ruggedized fanout
UJGMXUCRF |  | Base Product | Ultra Low Loss (ULL) Singlemode MPO12 (Pinned) to Unconnectorized Pre-terminated Trunk Cable, 24-Fiber, Rollable Ribbon, Low Smoke Zero Halogen (LSZH), 12 fiber | CommScope® | SYSTIMAX ULL |  | Fiber trunk cable assembly
UHGMPMPCM |  | Base Product | Ultra Low Loss, Singlemode MPO12 APC (unpinned) to MPO12 APC (unpinned) Fiber Trunk Cable Assembly, 144-Fiber, Armored Indoor Plenum | CommScope® | SYSTIMAX ULL |  | Fiber trunk cable assembly
UKGMPMPCF |  | Base Product | Ultra Low Loss, Singlemode MPO12 APC (unpinned) to MPO12 APC (unpinned) Fiber Trunk Cable Assembly, 24-Fiber, Armored Indoor Dual Rated (OFNR/LSZH) | CommScope® | SYSTIMAX ULL |  | Fiber trunk cable assembly
UKGMPMXCL |  | Base Product | Ultra Low Loss (ULL) Singlemode MPO12 (Unpinned) to MPO12 (Pinned), Armored Pre-terminated Trunk Cable, 96-Fiber, Low Smoke Zero Halogen (LSZH) | CommScope® | SYSTIMAX ULL |  | Fiber trunk cable assembly
UKXMPMPCK |  | Base Product | Ultra Low Loss (ULL) OM4 MPO12 UPC (unpinned) to MPO12 UPC (unpinned) Fiber Trunk Cable Assembly, 72-Fiber, Armored Indoor Low Smoke Zero Halogen (LSZH) | CommScope® | SYSTIMAX ULL |  | Fiber trunk cable assembly
UKXMPMPCL |  | Base Product | Ultra Low Loss (ULL) OM4 MPO12 UPC (unpinned) to MPO12 UPC (unpinned) Fiber Trunk Cable Assembly, 96-Fiber, Armored Indoor Low Smoke Zero Halogen (LSZH) | CommScope® | SYSTIMAX ULL |  | Fiber trunk cable assembly
UKXMPMXCD |  | Base Product | Ultra Low Loss (ULL) Multimode OM4 MPO12 (Unpinned) to MPO12 (Pinned), Armored Pre-terminated Trunk Cable, 12-Fiber, Low Smoke Zero Halogen (LSZH) | CommScope® | SYSTIMAX ULL |  | Fiber trunk cable assembly
UKXMPMXCM |  | Base Product | Ultra Low Loss (ULL) Multimode OM4 MPO12 (Unpinned) to MPO12 (Pinned), Armored Pre-terminated Trunk Cable, 144-Fiber, Low Smoke Zero Halogen (LSZH) | CommScope® | SYSTIMAX ULL |  | Fiber trunk cable assembly
UHXMPMXCF |  | Base Product | Ultra Low Loss (ULL), OM4 MPO (Unpinned) to MPO (Pinned), InstaPATCH® 360 Armored Pre-terminated Trunk Cable, 24-Fiber, Plenum | CommScope® | SYSTIMAX InstaPATCH® 360 |  | Fiber trunk cable assembly
FGWMXMXAD |  | Base Product | Singlemode MPO (pinned) to MPO (pinned), InstaPATCH® 360 Pre-terminated Trunk Cable, 12-Fiber, Plenum | CommScope® | SYSTIMAX InstaPATCH® 360 |  | Fiber trunk cable assembly
ANGQPLUT8 |  | Base Product | Singlemode MPO8 APC non-pinned to LC/UPC Uniboot Ruggedized fanout Cable, 8-Fiber, Dual Rated (OFNR/LSZH), 8 fiber PmP 2.0 mm, Method A | CommScope® | Propel ¦ SYSTIMAX ULL |  | Ruggedized fanout
UHXMXMXCM |  | Base Product | Ultra Low Loss (ULL) OM4 MPO12 UPC (pinned) to MPO12 UPC (pinned) Fiber Trunk Cable Assembly, 144-Fiber, Armored Indoor Plenum | CommScope® | Propel ¦ SYSTIMAX ULL |  | Fiber trunk cable assembly
AHGMPUCCM |  | Base Product | Ultra Low Loss (ULL) Singlemode, MPO12 Unpinned to Unconnectorized, Fiber Trunk Cable Assembly, 144-Fiber, Armored Plenum | CommScope® | SYSTIMAX ULL |  | Fiber trunk cable assembly
AQG2PMPHF |  | Base Product | Ultra Low Loss (ULL) Singlemode, MPO/24(Unpinned) to MPO/12(Unpinned), 24-Fiber, Plenum, Array Cord | CommScope® | SYSTIMAX ULL |  | Fiber array cable assembly
UGGRXRXYR |  | Base Product | Hybrid Ultra Low Loss (ULL) Singlemode G.657.A2 MPO16 (Pinned) to MPO16 (Pinned), 2 Pair 16AWG Constellation Trunk Cable Assembly, 16-Fiber, Plenum | CommScope® | SYSTIMAX ULL |  | Hybrid cable assembly ¦ 2-pair
URXMTMTGD |  | Base Product | Ultra Low Loss (ULL) OM4 MPO12 (Pinned) Polarity and Gender Changeable, Fiber Extension Cable Assembly, 12-Fiber, Low Smoke Zero Halogen | CommScope® | SYSTIMAX ULL |  | Fiber array cable assembly
AQGQPQPJ8 |  | Base Product | Ultra Low Loss (ULL) TeraSpeed® MPO/8 (Unpinned) to MPO/8 (Unpinned), 8-Fiber, Plenum | CommScope® | SYSTIMAX ULL |  | Fiber array cable assembly
ULXQPLUTH |  | Base Product | Ultra Low Loss ULL OM4 MPO8 UPC non-pinned to LC/UPC Uniboot Ruggedized fanout Cable, 48-Fiber, Plenum, 8 fiber PmP 2.0 mm | CommScope® | Propel ¦ SYSTIMAX ULL |  | Ruggedized fanout
U4VQXLUTH |  | Base Product | Ultra Low Loss ULL OM5 MPO8 UPC pinned to LC/UPC Uniboot Ruggedized fanout Cable, 48-Fiber, LSZH, 8 fiber PmP 2.0 mm /B2ca | CommScope® | Propel ¦ SYSTIMAX ULL |  | Ruggedized fanout
ULGQPLUTL |  | Base Product | Singlemode MPO8 APC non-pinned to LC/UPC Uniboot Ruggedized fanout Cable, 96-Fiber, Plenum, 8 fiber PmP 2.0 mm | CommScope® | Propel ¦ SYSTIMAX ULL |  | Ruggedized fanout
ULVQPLUTF |  | Base Product | Ultra Low Loss ULL OM5 MPO8 UPC non-pinned to LC/UPC Uniboot Ruggedized fanout Cable, 24-Fiber, Plenum, 8 fiber PmP 2.0 mm | CommScope® | Propel ¦ SYSTIMAX ULL |  | Ruggedized fanout
ULGQPLUTN |  | Base Product | Singlemode MPO8 APC non-pinned to LC/UPC Uniboot Ruggedized fanout Cable, 192-Fiber, Plenum, 8 fiber PmP 2.0 mm | CommScope® | Propel ¦ SYSTIMAX ULL |  | Ruggedized fanout
UNXQPLUTH |  | Base Product | Ultra Low Loss ULL OM4 MPO8 UPC non-pinned to LC/UPC Uniboot Ruggedized fanout Cable, 48-Fiber, Dual Rated (OFNR/LSZH), 8 fiber PmP 2.0 mm | CommScope® | Propel ¦ SYSTIMAX ULL |  | Ruggedized fanout
ULXQPLUTN |  | Base Product | Ultra Low Loss ULL OM4 MPO8 UPC non-pinned to LC/UPC Uniboot Ruggedized fanout Cable, 192-Fiber, Plenum, 8 fiber PmP 2.0 mm | CommScope® | Propel ¦ SYSTIMAX ULL |  | Ruggedized fanout
UNXQPLUTK |  | Base Product | Ultra Low Loss ULL OM4 MPO8 UPC non-pinned to LC/UPC Uniboot Ruggedized fanout Cable, 72-Fiber, Dual Rated (OFNR/LSZH), 8 fiber PmP 2.0 mm | CommScope® | Propel ¦ SYSTIMAX ULL |  | Ruggedized fanout
UNXQPLUTR |  | Base Product | Ultra Low Loss ULL OM4 MPO8 UPC non-pinned to LC/UPC Uniboot Ruggedized fanout Cable, 16-Fiber, Dual Rated (OFNR/LSZH), 8 fiber PmP 2.0 mm | CommScope® | Propel ¦ SYSTIMAX ULL |  | Ruggedized fanout
U4VQZLUTF |  | Base Product | Ultra Low Loss ULL OM5 MPO8 APC pinned to LC/UPC Uniboot Ruggedized fanout Cable, 24-Fiber, LSZH, 8 fiber PmP 2.0 mm /B2ca | CommScope® | Propel ¦ SYSTIMAX ULL |  | Ruggedized fanout
U4XQZLUTN |  | Base Product | Ultra Low Loss ULL OM4 MPO8 APC pinned to LC/UPC Uniboot Ruggedized fanout Cable, 192-Fiber, LSZH, 8 fiber PmP 2.0 mm /B2ca | CommScope® | Propel ¦ SYSTIMAX ULL |  | Ruggedized fanout
ULVQZLUTR |  | Base Product | Ultra Low Loss ULL OM5 MPO8 APC pinned to LC/UPC Uniboot Ruggedized fanout Cable, 16-Fiber, Plenum, 8 fiber PmP 2.0 mm | CommScope® | Propel ¦ SYSTIMAX ULL |  | Ruggedized fanout
U4VQPLUTH |  | Base Product | Ultra Low Loss ULL OM5 MPO8 UPC non-pinned to LC/UPC Uniboot Ruggedized fanout Cable, 8-Fiber, LSZH, 8 fiber PmP 2.0 mm /B2ca | CommScope® | Propel ¦ SYSTIMAX ULL |  | Ruggedized fanout
U4VQZLUTM |  | Base Product | Ultra Low Loss ULL OM5 MPO8 APC pinned to LC/UPC Uniboot Ruggedized fanout Cable, 144-Fiber, LSZH, 8 fiber PmP 2.0 mm /B2ca | CommScope® | Propel ¦ SYSTIMAX ULL |  | Ruggedized fanout
UNXQVLUTH |  | Base Product | Ultra Low Loss ULL OM4 MPO8 APC non-pinned to LC/UPC Uniboot Ruggedized fanout Cable, 48-Fiber, Dual Rated (OFNR/LSZH), 8 fiber PmP 2.0 mm | CommScope® | Propel ¦ SYSTIMAX ULL |  | Ruggedized fanout
U4XQVLUTF |  | Base Product | Ultra Low Loss ULL OM4 MPO8 APC non-pinned to LC/UPC Uniboot Ruggedized fanout Cable, 24-Fiber, LSZH, 8 fiber PmP 2.0 mm /B2ca | CommScope® | Propel ¦ SYSTIMAX ULL |  | Ruggedized fanout
U4VQPLUTM |  | Base Product | Ultra Low Loss ULL OM5 MPO8 UPC non-pinned to LC/UPC Uniboot Ruggedized fanout Cable, 8-Fiber, LSZH, 8 fiber PmP 2.0 mm /B2ca | CommScope® | Propel ¦ SYSTIMAX ULL |  | Ruggedized fanout
ULVQVLUTF |  | Base Product | Ultra Low Loss ULL OM5 MPO8 APC non-pinned to LC/UPC Uniboot Ruggedized fanout Cable, 24-Fiber, Plenum, 8 fiber PmP 2.0 mm | CommScope® | Propel ¦ SYSTIMAX ULL |  | Ruggedized fanout
U4GQXLUTF |  | Base Product | Singlemode MPO8 APC pinned to LC/UPC Uniboot Ruggedized fanout Cable, 24-Fiber, LSZH, 8 fiber PmP 2.0 mm /B2ca | CommScope® | Propel ¦ SYSTIMAX ULL |  | Ruggedized fanout
ULVQVLUTK |  | Base Product | Ultra Low Loss ULL OM5 MPO8 APC non-pinned to LC/UPC Uniboot Ruggedized fanout Cable, 72-Fiber, Plenum, 8 fiber PmP 2.0 mm | CommScope® | Propel ¦ SYSTIMAX ULL |  | Ruggedized fanout
UNVQVLUTU |  | Base Product | Ultra Low Loss ULL OM5 MPO8 APC non-pinned to LC/UPC Uniboot Ruggedized fanout Cable, 64-Fiber, Dual Rated (OFNR/LSZH), 8 fiber PmP 2.0 mm | CommScope® | Propel ¦ SYSTIMAX ULL |  | Ruggedized fanout
U4VQVLUT8 |  | Base Product | Ultra Low Loss ULL OM5 MPO8 APC non-pinned to LC/UPC Uniboot Ruggedized fanout Cable, 8-Fiber, LSZH, 8 fiber PmP 2.0 mm /B2ca | CommScope® | Propel ¦ SYSTIMAX ULL |  | Ruggedized fanout
UNXQVLUTR |  | Base Product | Ultra Low Loss ULL OM4 MPO8 APC non-pinned to LC/UPC Uniboot Ruggedized fanout Cable, 16-Fiber, Dual Rated (OFNR/LSZH), 8 fiber PmP 2.0 mm | CommScope® | Propel ¦ SYSTIMAX ULL |  | Ruggedized fanout
U4XQVLUTS |  | Base Product | Ultra Low Loss ULL OM4 MPO8 APC non-pinned to LC/UPC Uniboot Ruggedized fanout Cable, 32-Fiber, LSZH, 8 fiber PmP 2.0 mm /B2ca | CommScope® | Propel ¦ SYSTIMAX ULL |  | Ruggedized fanout
ULVQVLUTN |  | Base Product | Ultra Low Loss ULL OM5 MPO8 APC non-pinned to LC/UPC Uniboot Ruggedized fanout Cable, 192-Fiber, Plenum, 8 fiber PmP 2.0 mm | CommScope® | Propel ¦ SYSTIMAX ULL |  | Ruggedized fanout
UNXQVLUTS |  | Base Product | Ultra Low Loss ULL OM4 MPO8 APC non-pinned to LC/UPC Uniboot Ruggedized fanout Cable, 32-Fiber, Dual Rated (OFNR/LSZH), 8 fiber PmP 2.0 mm | CommScope® | Propel ¦ SYSTIMAX ULL |  | Ruggedized fanout
UNGQPLUTF |  | Base Product | Singlemode MPO8 APC non-pinned to LC/UPC Uniboot Ruggedized fanout Cable, 24-Fiber, Dual Rated (OFNR/LSZH), 8 fiber PmP 2.0 mm | CommScope® | Propel ¦ SYSTIMAX ULL |  | Ruggedized fanout
U4GQXLUTR |  | Base Product | Singlemode MPO8 APC pinned to LC/UPC Uniboot Ruggedized fanout Cable, 16-Fiber, LSZH, 8 fiber PmP 2.0 mm /B2ca | CommScope® | Propel ¦ SYSTIMAX ULL |  | Ruggedized fanout
UNGQPLUTH |  | Base Product | Singlemode MPO8 APC non-pinned to LC/UPC Uniboot Ruggedized fanout Cable, 48-Fiber, Dual Rated (OFNR/LSZH), 8 fiber PmP 2.0 mm | CommScope® | Propel ¦ SYSTIMAX ULL |  | Ruggedized fanout
U4XQXLUTF |  | Base Product | Ultra Low Loss ULL OM4 MPO8 UPC pinned to LC/UPC Uniboot Ruggedized fanout Cable, 24-Fiber, LSZH, 8 fiber PmP 2.0 mm /B2ca | CommScope® | Propel ¦ SYSTIMAX ULL |  | Ruggedized fanout
UNGQPLUTL |  | Base Product | Singlemode MPO8 APC non-pinned to LC/UPC Uniboot Ruggedized fanout Cable, 96-Fiber, Dual Rated (OFNR/LSZH), 8 fiber PmP 2.0 mm | CommScope® | Propel ¦ SYSTIMAX ULL |  | Ruggedized fanout
ULVQXLUTF |  | Base Product | Ultra Low Loss ULL OM5 MPO8 UPC pinned to LC/UPC Uniboot Ruggedized fanout Cable, 24-Fiber, Plenum, 8 fiber PmP 2.0 mm | CommScope® | Propel ¦ SYSTIMAX ULL |  | Ruggedized fanout
UNVQXLUTS |  | Base Product | Ultra Low Loss ULL OM5 MPO8 UPC pinned to LC/UPC Uniboot Ruggedized fanout Cable, 32-Fiber, Dual Rated (OFNR/LSZH), 8 fiber PmP 2.0 mm | CommScope® | Propel ¦ SYSTIMAX ULL |  | Ruggedized fanout
UNXQXLUTL |  | Base Product | Ultra Low Loss ULL OM4 MPO8 UPC pinned to LC/UPC Uniboot Ruggedized fanout Cable, 96-Fiber, Dual Rated (OFNR/LSZH), 8 fiber PmP 2.0 mm | CommScope® | Propel ¦ SYSTIMAX ULL |  | Ruggedized fanout
UNGQPLUTU |  | Base Product | Singlemode MPO8 APC non-pinned to LC/UPC Uniboot Ruggedized fanout Cable, 64-Fiber, Dual Rated (OFNR/LSZH), 8 fiber PmP 2.0 mm | CommScope® | Propel ¦ SYSTIMAX ULL |  | Ruggedized fanout
ULVQXLUTK |  | Base Product | Ultra Low Loss ULL OM5 MPO8 UPC pinned to LC/UPC Uniboot Ruggedized fanout Cable, 72-Fiber, Plenum, 8 fiber PmP 2.0 mm | CommScope® | Propel ¦ SYSTIMAX ULL |  | Ruggedized fanout
U4XQXLUTM |  | Base Product | Ultra Low Loss ULL OM4 MPO8 UPC pinned to LC/UPC Uniboot Ruggedized fanout Cable, 144-Fiber, LSZH, 8 fiber PmP 2.0 mm /B2ca | CommScope® | Propel ¦ SYSTIMAX ULL |  | Ruggedized fanout
UNVQZLUT8 |  | Base Product | Ultra Low Loss ULL OM5 MPO8 APC pinned to LC/UPC Uniboot Ruggedized fanout Cable, 8-Fiber, Dual Rated (OFNR/LSZH), 8 fiber PmP 2.0 mm | CommScope® | Propel ¦ SYSTIMAX ULL |  | Ruggedized fanout
UNVQZLUTF |  | Base Product | Ultra Low Loss ULL OM5 MPO8 APC pinned to LC/UPC Uniboot Ruggedized fanout Cable, 24-Fiber, Dual Rated (OFNR/LSZH), 8 fiber PmP 2.0 mm | CommScope® | Propel ¦ SYSTIMAX ULL |  | Ruggedized fanout
UNGQXLUTH |  | Base Product | Singlemode MPO8 APC pinned to LC/UPC Uniboot Ruggedized fanout Cable, 48-Fiber, Dual Rated (OFNR/LSZH), 8 fiber PmP 2.0 mm | CommScope® | Propel ¦ SYSTIMAX ULL |  | Ruggedized fanout
UNXQZLUTS |  | Base Product | Ultra Low Loss ULL OM4 MPO8 APC pinned to LC/UPC Uniboot Ruggedized fanout Cable, 32-Fiber, Dual Rated (OFNR/LSZH), 8 fiber PmP 2.0 mm | CommScope® | Propel ¦ SYSTIMAX ULL |  | Ruggedized fanout
ULXQPLUT8 |  | Base Product | Ultra Low Loss ULL OM4 MPO8 UPC non-pinned to LC/UPC Uniboot Ruggedized fanout Cable, 8-Fiber, Plenum, 8 fiber PmP 2.0 mm | CommScope® | Propel ¦ SYSTIMAX ULL |  | Ruggedized fanout
UNXQZLUTU |  | Base Product | Ultra Low Loss ULL OM4 MPO8 APC pinned to LC/UPC Uniboot Ruggedized fanout Cable, 64-Fiber, Dual Rated (OFNR/LSZH), 8 fiber PmP 2.0 mm | CommScope® | Propel ¦ SYSTIMAX ULL |  | Ruggedized fanout
UNXQZLUTH |  | Base Product | Ultra Low Loss ULL OM4 MPO8 APC pinned to LC/UPC Uniboot Ruggedized fanout Cable, 48-Fiber, Dual Rated (OFNR/LSZH), 8 fiber PmP 2.0 mm | CommScope® | Propel ¦ SYSTIMAX ULL |  | Ruggedized fanout
760254255 | OCJ-SH-03MASIA-SH | Variant of OCJ | Fiber Optic Patch Cord, Simplex, Singlemode, SC/APC 9° to SC/APC 9°, yellow, 3 m |  |  | OCJ | Fiber patch cord ¦ simplex
760254252 | OCJ-SH-02MASIA-SH | Variant of OCJ | Fiber Optic Patch Cord, Simplex, Singlemode, SC/APC 9° to SC/APC 9°, yellow, 2 m |  |  | OCJ | Fiber patch cord ¦ simplex
2160363-1 | OCJ-S1-01MASIA-S2 | Variant of OCJ | Fiber Optic Patch Cord, Simplex, Singlemode, SC/UPC to SC/APC, yellow, 1 m |  |  | OCJ | Fiber patch cord ¦ simplex
1-2160363-0 | OCJ-S1-10MASIA-S2 | Variant of OCJ | Fiber Optic Patch Cord, Simplex, Singlemode, SC/UPC to SC/APC, yellow, 10 m |  |  | OCJ | Fiber patch cord ¦ simplex
2055083-1 | OCJ-S1-01MASHA-S2 | Variant of OCJ | Fiber Optic Patch Cord, Duplex, Singlemode, SC/UPC to SC/APC, yellow, 1 m |  |  | OCJ | Fiber patch cord ¦ duplex
2055083-5 | OCJ-S1-05MASHA-S2 | Variant of OCJ | Fiber Optic Patch Cord, Duplex, Singlemode, SC/UPC to SC/APC, yellow, 5 m |  |  | OCJ | Fiber patch cord ¦ duplex
3-2055083-0 | OCJ-S1-30MASHA-S2 | Variant of OCJ | Fiber Optic Patch Cord, Duplex, Singlemode, SC/UPC to SC/APC, yellow, 30 m |  |  | OCJ | Fiber patch cord ¦ duplex
760253276 | OCJ-SF-10MASHA-SF | Variant of OCJ | Fiber Optic Patch Cord, Duplex, Singlemode, SC/UPC to SC/UPC, yellow, 10 m |  |  | OCJ | Fiber patch cord ¦ duplex
760253277 | OCJ-SF-15MASHA-SF | Variant of OCJ | Fiber Optic Patch Cord, Duplex, Singlemode, SC/UPC to SC/UPC, yellow, 15 m |  |  | OCJ | Fiber patch cord ¦ duplex
1-1920751-5 | OCJ-S1-15MASIA-S1 | Variant of OCJ | Fiber Optic Patch Cord, Simplex, Singlemode, SC/UPC to SC/UPC, yellow, 15 m |  |  | OCJ | Fiber patch cord ¦ simplex
760251764 | OCJ-EC-03MASCA-EC | Variant of OCJ | Fiber Optic Patch Cord, Simplex, Singlemode, LSZH, 2.4 mm diameter, LSH/APC to LSH/APC, tuned, grade B, yellow, 3 m |  |  | OCJ | Fiber patch cord ¦ simplex
760251759 | OCJ-EC-20MASCA-EC | Variant of OCJ | Fiber Optic Patch Cord, Simplex, Singlemode, LSZH, 2.4 mm diameter, LSH/APC to LSH/APC, tuned, grade B, yellow, 20 m |  |  | OCJ | Fiber patch cord ¦ simplex
FPCMW-APSC-P-6M |  | Variant of FPCMW | Fiber Optic Patch Cord, Simplex, Singlemode, SC/APC to SC/APC, blue, 6 m |  |  | FPCMW | Fiber patch cord ¦ simplex
2-2160544-1 |  | Variant of 2160544 | Fiber Optic Patch Cord, Duplex, Multimode, LC/UPC to LC/UPC, aqua, 2.1 m | CommScope® |  | 216 | Fiber patch cord ¦ duplex
3-2160544-7 |  | Variant of 2160544 | Fiber Optic Patch Cord, Duplex, Multimode, LC/UPC to LC/UPC, aqua, 3.7 m | CommScope® |  | 216 | Fiber patch cord ¦ duplex
8-2160046-0 |  | Variant of 2160046 | Fiber Optic Patch Cord, OM4, LC duplex to LC duplex, 1.8 mm LSZH, 80 m, aqua | CommScope® |  | 216 | Fiber patch cord ¦ duplex
2-2160046-3 |  | Variant of 2160046 | Fiber Optic Patch Cord, OM4, LC duplex to LC duplex, 1.8 mm LSZH, 23 m, aqua | CommScope® |  | 216 | Fiber patch cord ¦ duplex
2-2160046-4 |  | Variant of 2160046 | Fiber Optic Patch Cord, OM4, LC duplex to LC duplex, 1.8 mm LSZH, 24 m, aqua | CommScope® |  | 216 | Fiber patch cord ¦ duplex
3-2160046-3 |  | Variant of 2160046 | Fiber Optic Patch Cord, OM4, LC duplex to LC duplex, 1.8 mm LSZH, 33 m, aqua | CommScope® |  | 216 | Fiber patch cord ¦ duplex
3-2160046-6 |  | Variant of 2160046 | Fiber Optic Patch Cord, OM4, LC duplex to LC duplex, 1.8 mm LSZH, 36 m, aqua | CommScope® |  | 216 | Fiber patch cord ¦ duplex
2105067-8 |  | Variant of 2105067 | Fiber Optic Patch Cord, Duplex, Multimode, LC/UPC to SC/UPC, aqua, 8 m | CommScope® |  | 210 | Fiber patch cord ¦ duplex
2105061-4 |  | Variant of 2105061 | Fiber Optic Patch Cord, Duplex, Multimode, LC/UPC to LC/UPC, LSZH & OFNR, aqua, 4 m | CommScope® |  | 210 | Fiber patch cord ¦ duplex
4-2105032-0 |  | Variant of 2105032 | Fiber Optic Patch Cord, OS2, LC/SC duplex, 1.8 mm LSZH & OFNR, 40 m | CommScope® |  | 210 | Fiber patch cord ¦ duplex
8-2105027-0 |  | Variant of 2105027 | Fiber Optic Patch Cord, OM3, LC/LC duplex, 1.8 mm LSZH & OFNR, 80 m, aqua | CommScope® |  | 210 | Fiber patch cord ¦ duplex
1-1920743-1 |  | Variant of 1920743 | Fiber Optic Patch Cord, LC to LC, duplex, OM3 XG 10 Gb/s, twin zip, 11 m, aqua | CommScope® |  | 192 | Fiber patch cord ¦ duplex
1-1920743-3 |  | Variant of 1920743 | Fiber Optic Patch Cord, LC to LC, duplex, OM3 XG 10 Gb/s, twin zip, 13 m, aqua | CommScope® |  | 192 | Fiber patch cord ¦ duplex
1-1920743-8 |  | Variant of 1920743 | Fiber Optic Patch Cord, LC to LC, duplex, OM3 XG 10 Gb/s, twin zip, 18 m, aqua | CommScope® |  | 192 | Fiber patch cord ¦ duplex
4-1920743-8 |  | Variant of 1920743 | Fiber Optic Patch Cord, Duplex, Multimode, LC/UPC to LC/UPC, aqua, 48 m | CommScope® |  | 192 | Fiber patch cord ¦ duplex
1859795-3 |  | Variant of 1859795 | Fiber Optic Patch Cord, Singlemode, LC/UPC to LC/UPC duplex, 3.0 mm LSZH & OFNR, Yellow, 3 m | CommScope® |  | 185 | Fiber patch cord ¦ duplex
1859795-7 |  | Variant of 1859795 | Fiber Optic Patch Cord, Singlemode, LC/UPC to LC/UPC duplex, 3.0 mm LSZH & OFNR, Yellow, 7 m | CommScope® |  | 185 | Fiber patch cord ¦ duplex
2-1859795-0 |  | Variant of 1859795 | Fiber Optic Patch Cord, Singlemode, LC/UPC to LC/UPC duplex, 3.0 mm LSZH & OFNR, Yellow, 20 m | CommScope® |  | 185 | Fiber patch cord ¦ duplex
6-1859795-5 |  | Variant of 1859795 | Fiber Optic Patch Cord, Singlemode, LC/UPC to LC/UPC duplex, 3.0 mm LSZH & OFNR, Yellow, 65 m | CommScope® |  | 185 | Fiber patch cord ¦ duplex
B-1859795-0 |  | Variant of 1859795 | Fiber Optic Patch Cord, Singlemode, LC/UPC to LC/UPC duplex, 3.0 mm LSZH & OFNR, Yellow, 110 m | CommScope® |  | 185 | Fiber patch cord ¦ duplex
D-1859795-0 |  | Variant of 1859795 | Fiber Optic Patch Cord, Singlemode, LC/UPC to LC/UPC duplex, 3.0 mm LSZH & OFNR, Yellow, 130 m | CommScope® |  | 185 | Fiber patch cord ¦ duplex
F-1859793-0 |  | Variant of 1859793 | Fiber Optic Patch Cord, Duplex, Multimode OM4, LC/UPC to LC/UPC, 3 mm, LSZH/OFNR, aqua, 150 m | CommScope® |  | 185 | Fiber patch cord ¦ duplex
8-2160046-9 |  | Variant of 2160046 | Fiber Optic Patch Cord, Duplex, Multimode, LC/UPC to LC/UPC, aqua, 200 m | CommScope® |  | 216 | Fiber patch cord ¦ duplex
3-2105092-0 |  | Variant of 2105092 | Fiber Optic Patch Cord, Duplex, OS2, SC/UPC to SC/UPC, LSZH & OFNR, yellow, 30 m | CommScope® |  | 210 | Fiber patch cord ¦ duplex
8-2105092-0 |  | Variant of 2105092 | Fiber Optic Patch Cord, Duplex, OS2, SC/UPC to SC/UPC, LSZH & OFNR, yellow, 80 m | CommScope® |  | 210 | Fiber patch cord ¦ duplex
9-2105092-4 |  | Variant of 2105092 | Fiber Optic Patch Cord, Duplex, OS2, SC/UPC to SC/UPC, LSZH & OFNR, yellow, 100 m | CommScope® |  | 210 | Fiber patch cord ¦ duplex
2105083-4 |  | Variant of 2105083 | Fiber Optic Patch Cord, Simplex, 0.9mm, LSZH, Multimode OM3, LC/UPC to LC/UPC, Aqua, 4 m | CommScope® |  | 210 | Fiber patch cord ¦ simplex
2105084-1 |  | Variant of 2105084 | Fiber Optic Patch Cord, Simplex, 0.9mm, LSZH, Multimode OM4, LC/UPC to LC/UPC, Aqua, 1 m | CommScope® |  | 210 | Fiber patch cord ¦ simplex
2105086-4 |  | Variant of 2105086 | Fiber Optic Patch Cord, Simplex, 0.9mm, LSZH, Multimode OM4, SC/UPC to SC/UPC, Aqua, 4 m | CommScope® |  | 210 | Fiber patch cord ¦ simplex
1-2105081-0 |  | Variant of 2105081 | Fiber Optic Patch Cord, Simplex, 0.9mm, LSZH, Singlemode, LC/UPC to LC/UPC, Yellow, 10 m | CommScope® |  | 210 | Fiber patch cord ¦ simplex
2105081-6 |  | Variant of 2105081 | Fiber Optic Patch Cord, Simplex, 0.9mm, LSZH, Singlemode, LC/UPC to LC/UPC, Yellow, 6 m | CommScope® |  | 210 | Fiber patch cord ¦ simplex
2105082-6 |  | Variant of 2105082 | Fiber Optic Patch Cord, Simplex, 0.9mm, LSZH, Singlemode, SC/UPC to SC/UPC, Yellow, 6 m | CommScope® |  | 210 | Fiber patch cord ¦ simplex
760256098 | OCJ-EC-01MASIA-LF | Variant of OCJ | Fiber Optic Patch Cord, Simplex, Singlemode, LSH/APC to LC/UPC, 1.8 mm diameter, yellow, 1m |  |  | OCJ | Fiber patch cord ¦ simplex
XPPCSRM/M |  | Base Product | CommScope XPND™ Singlemode LC/APC to LC/APC, Fiber Patch Cord, 1.6 mm Simplex, Dual Rated LSZH/Riser | CommScope® | SYSTIMAX InstaPATCH® 360 | XPPC | Fiber patch cord ¦ simplex
XPPCSRJ/J |  | Base Product | CommScope XPND™ Singlemode SC/APC to SC/APC, Fiber Patch Cord, 1.6 mm Simplex, Dual Rated LSZH/Riser | CommScope® | SYSTIMAX InstaPATCH® 360 | XPPC | Fiber patch cord ¦ simplex
FSWLCLCWM |  | Base Product | TeraSPEED® LC/UPC to LC/UPC, Distribution Cable, 144-Fiber, Plenum | CommScope® | SYSTIMAX InstaPATCH® 360 |  | Fiber distribution cable assembly
FSXLCLCWK |  | Base Product | LazrSPEED® 550 LC/UPC to LC/UPC, Distribution Cable, 72-Fiber, Plenum | CommScope® | SYSTIMAX InstaPATCH® 360 |  | Fiber distribution cable assembly
U4GLFLFCH |  | Base Product | Ultra Low Loss ULL TeraSPEED® LC/UPC G B to LC/UPC G B Ruggedized fanout Cable, 48-Fiber, LSZH, 12 fiber PmP 2.0 mm /B2ca | CommScope® | SYSTIMAX ULL |  | Ruggedized fanout
U4GLFLFCK |  | Base Product | Ultra Low Loss ULL TeraSPEED® LC/UPC G B to LC/UPC G B Ruggedized fanout Cable, 72-Fiber, LSZH, 12 fiber PmP 2.0 mm /B2ca. | CommScope® | SYSTIMAX ULL |  | Ruggedized fanout
U4GLCLCCG |  | Base Product | Ultra Low Loss ULL TeraSPEED® LC/UPC to LC/UPC Ruggedized fanout Cable, 36-Fiber, LSZH, 12 fiber PmP 2.0 mm /B2ca | CommScope® | SYSTIMAX ULL |  | Ruggedized fanout
U4GLALACD |  | Base Product | Ultra Low Loss ULL TeraSPEED® LC/APC to LC/APC Ruggedized fanout Cable, 12-Fiber, LSZH, 12 fiber PmP 2.0 mm /B2ca | CommScope® | SYSTIMAX ULL |  | Ruggedized fanout
U4GSCSCCL |  | Base Product | Ultra Low Loss ULL TeraSPEED® SC/UPC to SC/UPC Ruggedized fanout Cable, 96-Fiber, LSZH, 12 fiber PmP 2.0 mm /B2ca | CommScope® | SYSTIMAX ULL |  | Ruggedized fanout
U4VLULUCG |  | Base Product | Ultra Low Loss ULL LazrSPEED® 550 OM5 LC/UPC Uniboot to LC/UPC Uniboot Ruggedized fanout Cable, 36-Fiber, LSZH, 12 fiber PmP 2.0 mm /B2ca | CommScope® | SYSTIMAX ULL |  | Ruggedized fanout
U4VLCLCCD |  | Base Product | Ultra Low Loss ULL LazrSPEED® 550 OM5 LC/UPC to LC/UPC Ruggedized fanout Cable, 12-Fiber, LSZH, 12 fiber PmP 2.0 mm /B2ca | CommScope® | SYSTIMAX ULL |  | Ruggedized fanout
U4VLULUCH |  | Base Product | Ultra Low Loss ULL LazrSPEED® 550 OM5 LC/UPC Uniboot to LC/UPC Uniboot Ruggedized fanout Cable, 48-Fiber, LSZH, 12 fiber PmP 2.0 mm /B2ca | CommScope® | SYSTIMAX ULL |  | Ruggedized fanout
U4VLULUCK |  | Base Product | Ultra Low Loss ULL LazrSPEED® 550 OM5 LC/UPC Uniboot to LC/UPC Uniboot Ruggedized fanout Cable, 72-Fiber, LSZH, 12 fiber PmP 2.0 mm /B2ca | CommScope® | SYSTIMAX ULL |  | Ruggedized fanout
U4VSCSCCD |  | Base Product | Ultra Low Loss ULL LazrSPEED® 550 OM5 SC/UPC to SC/UPC Ruggedized fanout Cable, 12-Fiber, LSZH, 12 fiber PmP 2.0 mm /B2ca | CommScope® | SYSTIMAX ULL |  | Ruggedized fanout
U4XLCLCCG |  | Base Product | Ultra Low Loss ULL LazrSPEED® 550 LC/UPC to LC/UPC Ruggedized fanout Cable, 36-Fiber, LSZH, 12 fiber PmP 2.0 mm /B2ca | CommScope® | SYSTIMAX ULL |  | Ruggedized fanout
U4XSCSCCF |  | Base Product | Ultra Low Loss ULL LazrSPEED® 550 SC/UPC to SC/UPC Ruggedized fanout Cable, 24-Fiber, LSZH, 12 fiber PmP 2.0 mm /B2ca | CommScope® | SYSTIMAX ULL |  | Ruggedized fanout
ULGLULUCF |  | Base Product | Ultra Low Loss ULL TeraSPEED® LC/UPC Uniboot to LC/UPC Uniboot Ruggedized fanout Cable, 24-Fiber, Plenum, 12 fiber PmP 2.0 mm Dca | CommScope® | SYSTIMAX ULL |  | Ruggedized fanout
ULGLCLCCL |  | Base Product | Ultra Low Loss ULL TeraSPEED® LC/UPC to LC/UPC Ruggedized fanout Cable, 96-Fiber, Plenum | CommScope® | SYSTIMAX ULL |  | Ruggedized fanout
ULGLULUCG |  | Base Product | Ultra Low Loss ULL TeraSPEED® LC/UPC Uniboot to LC/UPC Uniboot Ruggedized fanout Cable, 36-Fiber, Plenum, 12 fiber PmP 2.0 mm Dca | CommScope® | SYSTIMAX ULL |  | Ruggedized fanout
ULGLALACL |  | Base Product | Ultra Low Loss ULL TeraSPEED® LC/APC to LC/APC Ruggedized fanout Cable, 96-Fiber, Plenum, 12 fiber PmP 2.0 mm Dca | CommScope® | SYSTIMAX ULL |  | Ruggedized fanout
ULXLULUCH |  | Base Product | Ultra Low Loss ULL LazrSPEED® 550 LC/UPC Uniboot to LC/UPC Uniboot Ruggedized fanout Cable, 48-Fiber, Plenum, 12 fiber PmP 2.0 mm Dca | CommScope® | SYSTIMAX ULL |  | Ruggedized fanout
ULXLCLCCG |  | Base Product | Ultra Low Loss ULL LazrSPEED® 550 LC/UPC to LC/UPC Ruggedized fanout Cable, 36-Fiber, Plenum, 12 fiber PmP 2.0 mm Dca | CommScope® | SYSTIMAX ULL |  | Ruggedized fanout
ULXLULUCL |  | Base Product | Ultra Low Loss ULL LazrSPEED® 550 LC/UPC Uniboot to LC/UPC Uniboot Ruggedized fanout Cable, 96-Fiber, Plenum, 12 fiber PmP 2.0mm | CommScope® | SYSTIMAX ULL |  | Ruggedized fanout
ULVSCSCCK |  | Base Product | Ultra Low Loss ULL LazrSPEED® 550 OM5 SC/UPC to SC/UPC Ruggedized fanout Cable, 72-Fiber, Plenum, 12 fiber PmP 2.0 mm Dca | CommScope® | SYSTIMAX ULL |  | Ruggedized fanout
UNGLALACG |  | Base Product | Ultra Low Loss ULL TeraSPEED® LC/APC to LC/APC Ruggedized fanout Cable, 36-Fiber, LSZH, 12 fiber PmP 2.0 mm Dca | CommScope® | SYSTIMAX ULL |  | Ruggedized fanout
UNGLGLGCF |  | Base Product | Ultra Low Loss ULL TeraSPEED® LC/APC G B to LC/APC G B Ruggedized fanout Cable, 24-Fiber, LSZH, 12 fiber PmP 2.0 mm Dca | CommScope® | SYSTIMAX ULL |  | Ruggedized fanout
MA-SA |  | Variant of MA | Fiber Optic Patch Cord, Multi-fiber, Singlemode, SC/UPC to SC/UPC, Yellow |  |  | MA | Fiber distribution cable assembly
MA-SP |  | Variant of MA | Fiber Optic Patch Cord, Multi-fiber, Singlemode, SC/APC to LC/UPC, Yellow |  |  | MA | Fiber distribution cable assembly
URXLCLCGD |  | Base Product | Ultra Low Loss (ULL) OM4 LC/UPC to LC/UPC Fanout Cable, 12-Fiber, LSZH & OFNR | CommScope® | SYSTIMAX ULL |  | Fiber array cable assembly
URGLCLCGD |  | Base Product | Ultra Low Loss (ULL) Singlemode LC/UPC to LC/UPC Fanout Cable, 12-Fiber, LSZH & OFNR | CommScope® | SYSTIMAX ULL |  | Fiber array cable assembly
UNGEDLFCK |  | Base Product | Ultra Low Loss ULL TeraSPEED® LSH to LC/UPC Grade B, Ruggedized fanout Cable, 72-Fiber, LSZH, 12 fiber PmP 2.0 mm Dca | CommScope® | SYSTIMAX ULL |  | Ruggedized fanout
ALGLCLCCL |  | Base Product | Ultra Low Loss ULL TeraSPEED® LC/UPC to LC/UPC Ruggedized fanout Cable, 96-Fiber, Plenum, Method A | CommScope® | SYSTIMAX ULL |  | Ruggedized fanout
ALGLAUCCF |  | Base Product | Ultra Low Loss ULL TeraSPEED® LC/APC to Unconnectorized Ruggedized fanout Cable, 24-Fiber, Plenum, 12 fiber PmP 2.0 mm, Method A | CommScope® | SYSTIMAX ULL |  | Ruggedized fanout
UNGLCLACF |  | Base Product | Ultra Low Loss ULL TeraSPEED® LC/UPC to LC/APC Ruggedized fanout Cable, 24-Fiber, LSZH | CommScope® | SYSTIMAX ULL |  | Ruggedized fanout
FPWLCLCDD |  | Base Product | SingleMode LC/UPC to LC/UPC, InstaPATCH® 360 Indoor/Outdoor Armored Ruggedized Fiber Fanout Cable Assembly, 12-Fiber, LSZH/Riser | CommScope® | SYSTIMAX InstaPATCH® 360 |  | Ruggedized fanout
FNWLCLCDD |  | Base Product | SingleMode LC/UPC to LC/UPC, InstaPATCH® 360 Indoor/Outdoor Ruggedized Fiber Fanout Cable Assembly, 12-Fiber, LSZH/Riser | CommScope® | SYSTIMAX InstaPATCH® 360 |  | Ruggedized fanout
1470740 | FPM-07/K-AC021M-25/39 | Variant | Fiber Optic Patch Cord, Multi-fiber, Singlemode, 2 fibers, SC/UPC to LC/UPC, yellow, 21 m |  |  | FPM | Fiber distribution cable assembly
1472198 | FPM-07/K-AN020M-60/39 | Variant | Fiber Optic Patch Cord, Multi-fiber, Singlemode, 4 fibers, SC/UPC to LC/UPC, yellow, 20 m |  |  | FPM | Fiber distribution cable assembly
1707408 | FPM-07/7-AT044M-39/60 | Variant | Fiber Optic Patch Cord, Multi-fiber, Singlemode, 24 fibers, SC/UPC to SC/UPC, 44 m |  |  | FPM | Fiber distribution cable assembly
1713665 | FPM-07/7-AT017M-25/25 | Variant | Fiber Optic Patch Cord, Multi-fiber, Singlemode, 24 fibers, SC/UPC to SC/UPC, yellow, 17 m |  |  | FPM | Fiber distribution cable assembly
300001720379 | FPM-07/7-AC015M-39/60 | Variant | Fiber Optic Patch Cord, Multi-fiber, Singlemode, 2 fibers, SC/UPC to SC/UPC, yellow, 15 m |  |  | FPM | Fiber distribution cable assembly
300001733952 | FPM-07/7-AN036M-25/39 | Variant | Fiber Optic Patch Cord, Multi-fiber, Singlemode, 4 fibers, SC/UPC to SC/UPC, 36 m |  |  | FPM | Fiber distribution cable assembly
1467665 | FPM-07/K-AN030M-25/39 | Variant | Fiber Optic Patch Cord, Multi-fiber, Singlemode, 4 fibers, SC/UPC to LC/UPC, yellow, 30 m |  |  | FPM | Fiber distribution cable assembly
1470266 | FPM-07/K-AC038M-25/39 | Variant | Fiber Optic Patch Cord, Multi-fiber, Singlemode, 2 fibers, SC/UPC to LC/UPC, yellow, 38 m |  |  | FPM | Fiber distribution cable assembly
1681387 | FPM-07/7-AT010M-39/25 | Variant | Fiber Optic Patch Cord, Multi-fiber, Singlemode, 24 fibers, SC/UPC to SC/UPC, yellow, 10 m |  |  | FPM | Fiber distribution cable assembly
1681862 | FPM-07/K-AT038M-25/39 | Variant | Fiber Optic Patch Cord, Multi-fiber, Singlemode, 24 fibers, SC/UPC to LC/UPC, yellow, 38 m |  |  | FPM | Fiber distribution cable assembly
1685586 | FPM-07/7-AN024M-25/39 | Variant | Fiber Optic Patch Cord, Multi-fiber, Singlemode, 4 fibers, SC/UPC to SC/UPC, yellow, 24 m |  |  | FPM | Fiber distribution cable assembly
300001750706 | FPM-07/7-AT043M-25/25 | Variant | Fiber Optic Patch Cord, OS2, SC/UPC-SC/UPC, 24F RBR, 2.0 mm subunits, 43 m, yellow, 25" breakouts |  |  | FPM | Fiber distribution cable assembly
300001750588 | FPM-07/7-AT049M-25/25 | Variant | Fiber Optic Patch Cord, OS2, SC/UPC-SC/UPC, 24F RBR, 2.0 mm subunits, 49 m, yellow, 25" breakouts |  |  | FPM | Fiber distribution cable assembly
300001750732 | FPM-07/K-AC053M-25/39 | Variant | Fiber Optic Patch Cord, Multi-fiber, Singlemode, 2 fibers, SC/UPC to LC/UPC, 53 m |  |  | FPM | Fiber distribution cable assembly
300001762333 | FPM-07/K-AN088M-25/39 | Variant | Fiber Optic Patch Cord, OS2, SC/UPC-LC/UPC, 4-fiber RBR, 2.0 mm subunits, 88 m, yellow, 25"/39" breakouts |  |  | FPM | Fiber distribution cable assembly
300001750939 | FPM-07/7-AT056M-39/60 | Variant | Fiber Optic Patch Cord, OS2, SC/UPC-SC/UPC, 24F RBR, 2.0 mm subunits, 56 m, yellow, 39"/60" breakouts |  |  | FPM | Fiber distribution cable assembly
300001771924 | FPM-07/7-AC019M-25/25 | Variant | Fiber Optic Patch Cord, Multi-fiber, Singlemode, 2 fibers, SC/UPC to SC/UPC, yellow, 19 m |  |  | FPM | Fiber distribution cable assembly
320000102714 | FPM-0M/E-AT034M-VB/60 | Variant | Fiber Optic Patch Cord, OS2, LC/APC-SC/APC, 24F RBR 2.0 mm subunits, 60" variable breakout, 34 m, yellow |  |  | FPM | Fiber distribution cable assembly
320000100504 | FPM-07/7-AN026M-25/25 | Variant | Fiber Optic Patch Cord, OS2, SC/UPC-SC/UPC, 4-fiber RBR, 2.0 mm subunits, 26 m, yellow, 25" breakouts |  |  | FPM | Fiber distribution cable assembly
320000104398 | FPM-07/E-AT033M-25/60 | Variant | Fiber Optic Patch Cord, OS2, SC/UPC-SC/APC, 24F RBR, 2.0 mm subunits, 33 m, yellow, 25"/60" breakouts |  |  | FPM | Fiber distribution cable assembly
320000102842 | FPM-07/K-AN133M-60/39 | Variant | Fiber Optic Patch Cord, OS2, SC/UPC-LC/UPC, 4-fiber RBR, 2.0 mm subunits, 133 m, yellow, 60"/39" breakouts |  |  | FPM | Fiber distribution cable assembly
320000108201 | FPM-07/7-AC060M-25/39 | Variant | Fiber Optic Patch Cord, Multi-fiber, Singlemode, 2 fibers, SC/UPC to SC/UPC, yellow, 60 m |  |  | FPM | Fiber distribution cable assembly
320000115930 | FPM-07/7-AC026M-39/60 | Variant | Fiber Optic Patch Cord, Multi-fiber, Singlemode, 2 fibers, SC/UPC to SC/UPC, yellow, 26 m |  |  | FPM | Fiber distribution cable assembly
F4XLCLCAR |  | Base Product | OM4 LC/UPC to LC/UPC 16-Fiber InstaPATCH® 360 Ruggedized Fanout Cable, Low Smoke Zero Halogen, B2ca | CommScope® | SYSTIMAX InstaPATCH® 360 |  | Ruggedized fanout
ULVLULUCM |  | Base Product | Ultra Low Loss ULL LazrSPEED® 550 OM5 LC/UPC Uniboot to LC/UPC Uniboot Ruggedized fanout Cable, 144-Fiber, Plenum, 12 fiber PmP 2.0 mm Dca | CommScope® | SYSTIMAX ULL |  | Ruggedized fanout
ULGSCSCCG |  | Base Product | Ultra Low Loss ULL TeraSPEED® SC/UPC to SC/UPC Ruggedized fanout Cable, 36-Fiber, Plenum, 12 fiber PmP 2.0 mm Dca | CommScope® | SYSTIMAX ULL |  | Ruggedized fanout
ULGSASACF |  | Base Product | Ultra Low Loss ULL TeraSPEED® SC/APC to SC/APC Ruggedized fanout Cable, 24-Fiber, Plenum, 12 fiber PmP 2.0 mm Dca | CommScope® | SYSTIMAX ULL |  | Ruggedized fanout
ULGSCSCCK |  | Base Product | Ultra Low Loss ULL TeraSPEED® SC/UPC to SC/UPC Ruggedized fanout Cable, 72-Fiber, Plenum, 12 fiber PmP 2.0 mm Dca | CommScope® | SYSTIMAX ULL |  | Ruggedized fanout
UNGLULUCK |  | Base Product | Ultra Low Loss ULL TeraSPEED® LC/UPC Uniboot to LC/UPC Uniboot Ruggedized fanout Cable, 72-Fiber, LSZH, 12 fiber PmP 2.0 mm Dca | CommScope® | SYSTIMAX ULL |  | Ruggedized fanout
UNGLFLFCD |  | Base Product | Ultra Low Loss ULL TeraSPEED® LC/UPC G B to LC/UPC G B Ruggedized fanout Cable, 12-Fiber, LSZH, 12 fiber PmP 2.0 mm Dca | CommScope® | SYSTIMAX ULL |  | Ruggedized fanout
UNGLFLFCF |  | Base Product | Ultra Low Loss ULL TeraSPEED® LC/UPC G B to LC/UPC G B Ruggedized fanout Cable, 24-Fiber, LSZH, 12 fiber PmP 2.0 mm Dca | CommScope® | SYSTIMAX ULL |  | Ruggedized fanout
UNGLGLGCL |  | Base Product | Ultra Low Loss ULL TeraSPEED® LC/APC G B to LC/APC G B Ruggedized fanout Cable, 96-Fiber, LSZH, 12 fiber PmP 2.0 mm Dca | CommScope® | SYSTIMAX ULL |  | Ruggedized fanout
1669462 | FPM-07/7-AC021M-25/39 | Variant | Fiber Optic Patch Cord, Multi-fiber, Singlemode, 2 fibers, SC/UPC to SC/UPC, yellow, 21 m |  |  | FPM | Fiber distribution cable assembly
UHXMXMXAF |  | Base Product | Ultra Low Loss (ULL) Multimode OM4 MPO12 (Pinned) to MPO12 (Pinned), Armored Pre-terminated Trunk Cable, 24-Fiber, Plenum | CommScope® | SYSTIMAX ULL |  | Fiber trunk cable assembly |  | Discontinued
UHXMXUCAK |  | Base Product | Ultra Low Loss (ULL) Multimode OM4 MPO12 (Pinned) to Unconnectorized, Armored Pre-terminated Trunk Cable, 72-Fiber, Plenum | CommScope® | SYSTIMAX ULL |  | Fiber trunk cable assembly
UHXMPMXAL |  | Base Product | Ultra Low Loss (ULL) Multimode OM4 MPO12 (Unpinned) to MPO12 (Pinned), Armored Pre-terminated Trunk Cable, 96-Fiber, Plenum | CommScope® | SYSTIMAX ULL |  | Fiber trunk cable assembly
UHGMXMXAG |  | Base Product | Ultra Low Loss (ULL) Singlemode MPO12 (Pinned) to MPO12 (Pinned), Armored Pre-terminated Trunk Cable, 36-Fiber, Plenum | CommScope® | SYSTIMAX InstaPATCH® 360 |  | Fiber trunk cable assembly
UHGMXMXAL |  | Base Product | Ultra Low Loss (ULL) Singlemode MPO12 (Pinned) to MPO12 (Pinned), Armored Pre-terminated Trunk Cable, 96-Fiber, Plenum | CommScope® | SYSTIMAX InstaPATCH® 360 |  | Fiber trunk cable assembly |  | Discontinued
UHGMXUCAL |  | Base Product | Ultra Low Loss (ULL) Singlemode MPO12 (Pinned) to Unconnectorized, Armored Pre-terminated Trunk Cable, 96-Fiber, Plenum | CommScope® | SYSTIMAX InstaPATCH® 360 |  | Fiber trunk cable assembly
UKXMXUCAL |  | Base Product | Ultra Low Loss (ULL) Multimode OM4 MPO12 (Pinned) to Unconnectorized, Armored Pre-terminated Trunk Cable, 96-Fiber, Low Smoke Zero Halogen (LSZH) | CommScope® | SYSTIMAX ULL |  | Fiber trunk cable assembly
UKVMPMXAK |  | Base Product | Ultra Low Loss (ULL) Multimode OM5 MPO12 (Unpinned) to MPO12 (Pinned), Armored Pre-terminated Trunk Cable, 72-Fiber, Low Smoke Zero Halogen (LSZH) | CommScope® | SYSTIMAX ULL |  | Fiber trunk cable assembly
UKGMXMXAL |  | Base Product | Ultra Low Loss (ULL) Singlemode MPO12 (Pinned) to MPO12 (Pinned), Armored Pre-terminated Trunk Cable, 96-Fiber, Low Smoke Zero Halogen (LSZH) | CommScope® | SYSTIMAX ULL |  | Fiber trunk cable assembly |  | Discontinued
UKGMXUCAK |  | Base Product | Ultra Low Loss (ULL) Singlemode MPO12 (Pinned) to Unconnectorized, Armored Pre-terminated Trunk Cable, 72-Fiber, Low Smoke Zero Halogen (LSZH) | CommScope® | SYSTIMAX ULL |  | Fiber trunk cable assembly
UKGMPMXAG |  | Base Product | Ultra Low Loss (ULL) Singlemode MPO12 (Unpinned) to MPO12 (Pinned), Armored Pre-terminated Trunk Cable, 36-Fiber, Low Smoke Zero Halogen (LSZH) | CommScope® | SYSTIMAX ULL |  | Fiber trunk cable assembly
UKGMPMXAL |  | Base Product | Ultra Low Loss (ULL) Singlemode MPO12 (Unpinned) to MPO12 (Pinned), Armored Pre-terminated Trunk Cable, 96-Fiber, Low Smoke Zero Halogen (LSZH) | CommScope® | SYSTIMAX ULL |  | Fiber trunk cable assembly |  | Discontinued
FJXMPMPDH |  | Base Product | OM4 MPO (Unpinned) to MPO (Unpinned), InstaPATCH® 360 Pre-terminated Indoor/Outdoor Trunk Cable, 48-Fiber, Low Smoke Zero Halogen | CommScope® | SYSTIMAX InstaPATCH® 360 |  | Fiber trunk cable assembly
FJXMPMPDK |  | Base Product | OM4 MPO (Unpinned) to MPO (Unpinned), InstaPATCH® 360 Pre-terminated Indoor/Outdoor Trunk Cable, 72-Fiber, Low Smoke Zero Halogen | CommScope® | SYSTIMAX InstaPATCH® 360 |  | Fiber trunk cable assembly
FJXMPMPDM |  | Base Product | OM4 MPO (Unpinned) to MPO (Unpinned), InstaPATCH® 360 Pre-terminated Indoor/Outdoor Trunk Cable, 144-Fiber, Low Smoke Zero Halogen | CommScope® | SYSTIMAX InstaPATCH® 360 |  | Fiber trunk cable assembly
FKWMPMPAF |  | Base Product | Singlemode MPO (Unpinned) to MPO (Unpinned), InstaPATCH® 360 Armored Pre-terminated Trunk Cable, 24-Fiber, Low Smoke Zero Halogen | CommScope® | SYSTIMAX InstaPATCH® 360 |  | Fiber trunk cable assembly
FHXMPMPAM |  | Base Product | OM4 MPO (Unpinned) to MPO (Unpinned), InstaPATCH® 360 Armored Pre-terminated Trunk Cable, 144-Fiber, Plenum | CommScope® | SYSTIMAX InstaPATCH® 360 |  | Fiber trunk cable assembly |  | Discontinued
FJXMPMPAF |  | Base Product | OM4 MPO (Unpinned) to MPO (Unpinned), InstaPATCH® 360 Pre-terminated Trunk Cable, 24-Fiber, Low Smoke Zero Halogen | CommScope® | SYSTIMAX InstaPATCH® 360 |  | Fiber trunk cable assembly
FKXMPMXAD |  | Base Product | OM4 MPO (Unpinned) to MPO (Pinned), InstaPATCH® 360 Armored Pre-terminated Trunk Cable, 12-Fiber, Low Smoke Zero Halogen | CommScope® | SYSTIMAX InstaPATCH® 360 |  | Fiber trunk cable assembly |  | Discontinued
FKZMPMPAH |  | Base Product | OM3 MPO (Unpinned) to MPO (Unpinned), InstaPATCH® 360 Armored Pre-terminated Trunk Cable, 48-Fiber, Low Smoke Zero Halogen | CommScope® | SYSTIMAX InstaPATCH® 360 |  | Fiber trunk cable assembly |  | Discontinued
FKZMPMPAD |  | Base Product | OM3 MPO (Unpinned) to MPO (Unpinned), InstaPATCH® 360 Armored Pre-terminated Trunk Cable, 12-Fiber, Low Smoke Zero Halogen | CommScope® | SYSTIMAX InstaPATCH® 360 |  | Fiber trunk cable assembly |  | Discontinued
FKXMPMXAH |  | Base Product | OM4 MPO (Unpinned) to MPO (Pinned), InstaPATCH® 360 Armored Pre-terminated Trunk Cable, 48-Fiber, Low Smoke Zero Halogen | CommScope® | SYSTIMAX InstaPATCH® 360 |  | Fiber trunk cable assembly |  | Discontinued
FLWMPLCAG |  | Base Product | Singlemode MPO (Unpinned) to LC/UPC, InstaPATCH® 360 Ruggedized Fanout Cable, 36-Fiber, Plenum | CommScope® | SYSTIMAX InstaPATCH® 360 |  | Ruggedized fanout
FLWMPLCAH |  | Base Product | Singlemode MPO (Unpinned) to LC/UPC, InstaPATCH® 360 Ruggedized Fanout Cable, 48-Fiber, Plenum | CommScope® | SYSTIMAX InstaPATCH® 360 |  | Ruggedized fanout
FLWMXLCAF |  | Base Product | Singlemode MPO (Pinned) to LC/UPC, InstaPATCH® 360 Ruggedized Fanout Cable, 24-Fiber, Plenum | CommScope® | SYSTIMAX InstaPATCH® 360 |  | Ruggedized fanout
FLXMPLCAD |  | Base Product | OM4 MPO (Unpinned) to LC/UPC, InstaPATCH® 360 Ruggedized Fanout Cable, 12-Fiber, Plenum | CommScope® | SYSTIMAX InstaPATCH® 360 |  | Ruggedized fanout
FLXMXSCAK |  | Base Product | LazrSPEED® 550 MPO (Pinned) to SC/UPC, InstaPATCH® 360 Ruggedized Fanout Cable, 72-Fiber, Plenum | CommScope® | SYSTIMAX InstaPATCH® 360 |  | Ruggedized fanout
FLXMPSCAF |  | Base Product | OM4 MPO (Unpinned) to SC/UPC, InstaPATCH® 360 Ruggedized Fanout Cable, 24-Fiber, Plenum | CommScope® | SYSTIMAX InstaPATCH® 360 |  | Ruggedized fanout
FLZMPSCAG |  | Base Product | OM3 MPO (Unpinned) to SC/UPC, InstaPATCH® 360 Ruggedized Fanout Cable, 36-Fiber, Plenum | CommScope® | SYSTIMAX InstaPATCH® 360 |  | Ruggedized fanout
FNWMPSCAD |  | Base Product | Singlemode MPO (Unpinned) to SC/UPC, InstaPATCH® 360 Ruggedized Fanout Cable, 12-Fiber, Low Smoke Zero Halogen | CommScope® | SYSTIMAX InstaPATCH® 360 |  | Ruggedized fanout
FNWMXLCAD |  | Base Product | Singlemode MPO (Pinned) to LC/UPC, InstaPATCH® 360 Ruggedized Fanout Cable, 12-Fiber, Low Smoke Zero Halogen | CommScope® | SYSTIMAX InstaPATCH® 360 |  | Ruggedized fanout
FNXMXSCAD |  | Base Product | OM4 MPO (Pinned) to SC/UPC, InstaPATCH® 360 Ruggedized Fanout Cable, 12-Fiber, Low Smoke Zero Halogen | CommScope® | SYSTIMAX InstaPATCH® 360 |  | Ruggedized fanout
FNXMPLCAD |  | Base Product | OM4 MPO (Unpinned) to LC/UPC, InstaPATCH® 360 Ruggedized Fanout Cable, 12-Fiber, Low Smoke Zero Halogen | CommScope® | SYSTIMAX InstaPATCH® 360 |  | Ruggedized fanout
FNZMPSCAD |  | Base Product | OM3 MPO (Unpinned) to SC/UPC, InstaPATCH® 360 Ruggedized Fanout Cable, 12-Fiber, Low Smoke Zero Halogen | CommScope® | SYSTIMAX InstaPATCH® 360 |  | Ruggedized fanout
FNZMXLCAF |  | Base Product | OM3 MPO (Pinned) to LC/UPC, InstaPATCH® 360 Ruggedized Fanout Cable, 24-Fiber, Low Smoke Zero Halogen | CommScope® | SYSTIMAX InstaPATCH® 360 |  | Ruggedized fanout
760244863 | MDB-H08YQQ00016KSG7K2L MPO8F-SC | Variant | Multi Distribution Break Out Cable Singlemode MPO/8 equipment unpinned to SC/APC, 8 fibers, LSZH, 16 meters |  |  |  | Fiber array cable assembly
760244864 | MDB-H08YQQ00018KSG7K2L MPO8F-SC | Variant | Multi Distribution Break Out Cable Singlemode MPO/8 equipment unpinned to SC/APC, 8 fibers, LSZH, 18 meters |  |  |  | Fiber array cable assembly
760244910 | MDB-H08YQQ00040KSG7K2L MPO8F-SC | Variant | Multi Distribution Break Out Cable Singlemode MPO/8 equipment unpinned to SC/APC, 8 fibers, LSZH, 40 meters |  |  |  | Fiber array cable assembly
URX2CMPHF |  | Base Product | Ultra Low Loss OM4, MPO24 (Unpinned) to MPO12 (Unpinned), Fiber Extension Cable Assembly, 24-Fiber, Low Smoke Zero Halogen | CommScope® | SYSTIMAX ULL |  | Fiber array cable assembly
URVMFMFGD |  | Base Product | Ultra Low Loss (ULL) OM5 MPO12 (Unpinned) Polarity and Gender Changeable, Fiber Extension Cable Assembly, 12-Fiber, Low Smoke Zero Halogen | CommScope® | SYSTIMAX ULL |  | Fiber array cable assembly
URXMXLUGD |  | Base Product | Ultra Low Loss OM4 MPO12 Pinned to LC/UPC Uniboot 12-Fiber Low Smoke Zero Halogen/Riser Array Cord | CommScope® | SYSTIMAX ULL |  | Fiber array cable assembly
URXMFMFGD |  | Base Product | Ultra Low Loss (ULL) OM4 MPO12 (Unpinned) Polarity and Gender Changeable, Fiber Extension Cable Assembly, 12-Fiber, Low Smoke Zero Halogen | CommScope® | SYSTIMAX ULL |  | Fiber array cable assembly
A3GMPMPAL |  | Base Product | Singlemode MPO12 (Unpinned) to MPO12 (Unpinned), Fiber Trunk Cable Assembly, 96-Fiber, B2ca, Method A, Low Smoke Zero Halogen | CommScope® |  |  | Fiber trunk cable assembly |  | Discontinued
A3XMPMPAF |  | Base Product | OM4 MPO12 (Unpinned) to MPO12 (Unpinned), Fiber Trunk Cable Assembly, 24-Fiber, B2ca, Method A, Low Smoke Zero Halogen | CommScope® |  |  | Fiber trunk cable assembly |  | Discontinued
A3GMXMXAD |  | Base Product | Singlemode MPO12 (Pinned) to MPO12 (Pinned), Fiber Trunk Cable Assembly, 12-Fiber, B2ca, Method A, Low Smoke Zero Halogen | CommScope® |  |  | Fiber trunk cable assembly |  | Discontinued
A3XMXMPAD |  | Base Product | OM4 MPO12 (Pinned) to MPO12 (Unpinned), Fiber Trunk Cable Assembly, 12-Fiber, B2ca, Method A, Low Smoke Zero Halogen | CommScope® |  |  | Fiber trunk cable assembly |  | Discontinued
AGGMPMXCK |  | Base Product | Ultra Low Loss ULL TeraSPEED® MPO(Unpinned) to MPO(Pinned) Pre-terminated Trunk Cable, MPO12, 72-Fiber, Plenum, 12 fiber PmP 2.0 mm Dca, Method A | CommScope® |  |  | Fiber trunk cable assembly
A3XMXMPAF |  | Base Product | OM4 MPO12 (Pinned) to MPO12 (Unpinned), Fiber Trunk Cable Assembly, 24-Fiber, B2ca, Method A, Low Smoke Zero Halogen | CommScope® |  |  | Fiber trunk cable assembly |  | Discontinued
AGGMPMPCL |  | Base Product | Ultra Low Loss ULL TeraSPEED® MPO(Unpinned) to MPO(Unpinned) Pre-terminated Trunk Cable, MPO12, 96-Fiber, Plenum, 12 fiber PmP 2.0 mm Dca, Method A | CommScope® |  |  | Fiber trunk cable assembly
AGGMXMPAH |  | Base Product | Singlemode MPO12 (Pinned) to MPO12 (Unpinned), Fiber Trunk Cable Assembly, 48-Fiber, Method A, Plenum | CommScope® |  |  | Fiber trunk cable assembly
AGGMXMPAK |  | Base Product | Singlemode MPO12 (Pinned) to MPO12 (Unpinned), Fiber Trunk Cable Assembly, 72-Fiber, Method A, Plenum | CommScope® |  |  | Fiber trunk cable assembly
AGX2X2PBL |  | Base Product | OM4 MPO24 (Pinned) to MPO24 (Unpinned), Fiber Trunk Cable Assembly, 96-Fiber, Method A, Plenum | CommScope® |  |  | Fiber trunk cable assembly
AGXMXMPAL |  | Base Product | OM4 MPO-12 (Pinned) to MPO-12 (Unpinned), Pre-terminated Trunk Cable, 96-Fiber, Plenum, Method A | CommScope® |  |  | Fiber trunk cable assembly
AGXMXUCCH |  | Base Product | Ultra Low Loss ULL LazrSPEED® 550 MPO(Pinned) to Unconnectorized Pre-terminated Trunk Cable, MPO12, 48-Fiber, Plenum, 12 fiber PmP 2.0 mm Dca, Method A | CommScope® |  |  | Fiber trunk cable assembly
AGGMXUCCG |  | Base Product | Ultra Low Loss ULL TeraSPEED® MPO(Pinned) to Unconnectorized Pre-terminated Trunk Cable, MPO12, 36-Fiber, Plenum, 12 fiber PmP 2.0 mm Dca, Method A | CommScope® |  |  | Fiber trunk cable assembly
AGGMXUCCH |  | Base Product | Ultra Low Loss ULL TeraSPEED® MPO(Pinned) to Unconnectorized Pre-terminated Trunk Cable, MPO12, 48-Fiber, Plenum, 12 fiber PmP 2.0 mm Dca, Method A | CommScope® |  |  | Fiber trunk cable assembly
AGX2X2XBL |  | Base Product | OM4 MPO24 (Pinned) to MPO24 (Pinned), Fiber Trunk Cable Assembly, 96-Fiber, Method A, Plenum | CommScope® |  |  | Fiber trunk cable assembly
AGX2X2PBH |  | Base Product | OM4 MPO24 (Pinned) to MPO24 (Unpinned), Fiber Trunk Cable Assembly, 48-Fiber, Method A, Plenum | CommScope® |  |  | Fiber trunk cable assembly
AGXMXUCCL |  | Base Product | Ultra Low Loss ULL LazrSPEED® 550 MPO(Pinned) to Unconnectorized Pre-terminated Trunk Cable, MPO12, 96-Fiber, Plenum, 12 fiber PmP 2.0 mm Dca, Method A | CommScope® |  |  | Fiber trunk cable assembly
AGX2X2XBM |  | Base Product | OM4 MPO24 (Pinned) to MPO24 (Pinned), Fiber Trunk Cable Assembly, 144-Fiber, Method A, Plenum | CommScope® |  |  | Fiber trunk cable assembly
AJGMPMXCD |  | Base Product | Ultra Low Loss ULL TeraSPEED® MPO(Unpinned) to MPO(Pinned) Pre-terminated Trunk Cable, MPO12, 12-Fiber, LSZH, 12 fiber PmP 2.0 mm Dca, Method A | CommScope® |  |  | Fiber trunk cable assembly
AGXMPMPAF |  | Base Product | OM4 MPO12 (Unpinned) to MPO12 (Unpinned), Fiber Trunk Cable Assembly, 24-Fiber, Method A, Plenum | CommScope® |  |  | Fiber trunk cable assembly
AGXMPMPCL |  | Base Product | Ultra Low Loss ULL LazrSPEED® 550 MPO(Unpinned) to MPO(Unpinned) Pre-terminated Trunk Cable, MPO12, 96-Fiber, Plenum, 12 fiber PmP 2.0 mm Dca, Method A | CommScope® |  |  | Fiber trunk cable assembly
AJX2X2XBM |  | Base Product | OM4 MPO24 (Pinned) to MPO24 (Pinned), Fiber Trunk Cable Assembly, 144-Fiber, Method A, Low Smoke Zero Halogen | CommScope® |  |  | Fiber trunk cable assembly
AJX2X2PBH |  | Base Product | OM4 MPO24 (Pinned) to MPO24 (Unpinned), Fiber Trunk Cable Assembly, 48-Fiber, Method A, Low Smoke Zero Halogen | CommScope® |  |  | Fiber trunk cable assembly
AJGMXUCCM |  | Base Product | Ultra Low Loss ULL TeraSPEED® MPO(Pinned) to Unconnectorized Pre-terminated Trunk Cable, MPO12, 144-Fiber, LSZH, 12 fiber PmP 2.0 mm Dca, Method A | CommScope® |  |  | Fiber trunk cable assembly
AJGMXMXCK |  | Base Product | Ultra Low Loss ULL TeraSPEED® MPO(Pinned) to MPO(Pinned) Pre-terminated Trunk Cable, MPO12, 72-Fiber, LSZH, 12 fiber PmP 2.0 mm Dca, Method A | CommScope® |  |  | Fiber trunk cable assembly
AJGMXMXAH |  | Base Product | Singlemode MPO12 (Pinned) to MPO12 (Pinned), Fiber Trunk Cable Assembly, 48-Fiber, Method A, Low Smoke Zero Halogen | CommScope® |  |  | Fiber trunk cable assembly
AJXMPMPCF |  | Base Product | Ultra Low Loss ULL LazrSPEED® 550 MPO(Unpinned) to MPO(Unpinned) Pre-terminated Trunk Cable, MPO12, 24-Fiber, LSZH, 12 fiber PmP 2.0 mm Dca, Method A | CommScope® |  |  | Fiber trunk cable assembly
AJGMXMXAK |  | Base Product | Singlemode MPO12 (Pinned) to MPO12 (Pinned), Fiber Trunk Cable Assembly, 72-Fiber, Method A, Low Smoke Zero Halogen | CommScope® |  |  | Fiber trunk cable assembly
AJX2X2PBM |  | Base Product | OM4 MPO24 (Pinned) to MPO24 (Unpinned), Fiber Trunk Cable Assembly, 144-Fiber, Method A, Low Smoke Zero Halogen | CommScope® |  |  | Fiber trunk cable assembly
FPC2-SPLC-5M |  | Variant of FPC2 | Fiber Optic Patch Cord, Duplex, Singlemode, LC/UPC to LC/UPC, yellow, 5 m |  |  | FPC2 | Fiber patch cord ¦ duplex
FPC2Y-SDLC-P-0.4M |  | Variant of FPC2Y | Fiber Optic Patch Cord, Duplex, Singlemode, LC/UPC to LC/UPC, yellow, 0.4 m |  |  | FPC2Y | Fiber patch cord ¦ duplex
FPC2Y-SDLC-P-0.7M |  | Variant of FPC2Y | Fiber Optic Patch Cord, Duplex, Singlemode, LC/UPC to LC/UPC, yellow, 0.7 m |  |  | FPC2Y | Fiber patch cord ¦ duplex
FPC2Y-SPSC-P-7M |  | Variant of FPC2Y | Fiber Optic Patch Cord, Duplex, Singlemode, SC/UPC to SC/UPC, yellow, 7 m |  |  | FPC2Y | Fiber patch cord ¦ duplex
FPC2-SPSC-15M |  | Variant of FPC2 | Fiber Optic Patch Cord, Duplex, Singlemode, SC/UPC to SC/UPC, yellow, 15 m |  |  | FPC2 | Fiber patch cord ¦ duplex
FPC2Y-SPLC-P-1M |  | Variant of FPC2Y | Fiber Optic Patch Cord, Duplex, Singlemode, LC/UPC to LC/UPC, yellow, 1 m |  |  | FPC2Y | Fiber patch cord ¦ duplex
FPC2Y-SPSC-P-3M |  | Variant of FPC2Y | Fiber Optic Patch Cord, Duplex, Singlemode, SC/UPC to SC/UPC, yellow, 3 m |  |  | FPC2Y | Fiber patch cord ¦ duplex
FPC2Y-SDLC-P-5M |  | Variant of FPC2Y | Fiber Optic Patch Cord, Duplex, Singlemode, LC/UPC to LC/UPC, yellow, 5 m |  |  | FPC2Y | Fiber patch cord ¦ duplex
FPC2Y-SDLC-P-2.6M |  | Variant of FPC2Y | Fiber Optic Patch Cord, Duplex, Singlemode, LC/UPC to LC/UPC, yellow, 2.6 m |  |  | FPC2Y | Fiber patch cord ¦ duplex
FPCDY-SPSC-P-3M |  | Variant of FPCDY | Fiber Optic Patch Cord, Simplex, Singlemode, SC/UPC to SC/UPC, yellow, 3 m |  |  | FPCDY | Fiber patch cord ¦ simplex
FPCDY-SPSC-P-18M |  | Variant of FPCDY | Fiber Optic Patch Cord, Simplex, Singlemode, SC/UPC to SC/UPC, yellow, 18 m |  |  | FPCDY | Fiber patch cord ¦ simplex
URVQZUCF8 |  | Base Product | Ultra Low Loss (ULL) OM5 MPO APC (Pinned) to Unconnectorized, Fiber Trunk Cable Assembly, 8-Fiber, Dual Rated (OFNR/LSZH) | CommScope® | Propel ¦ SYSTIMAX ULL |  | Fiber array cable assembly
UQVQVUCF8 |  | Base Product | Ultra Low Loss (ULL) OM5 MPO APC (Non-Pinned) to Unconnectorized, Fiber Trunk Cable Assembly, 8-Fiber, Plenum | CommScope® | Propel ¦ SYSTIMAX ULL |  | Fiber array cable assembly
UJXQZUCTM |  | Base Product | Ultra Low Loss (ULL) OM4 MPO APC (Pinned) to Unconnectorized, Fiber Trunk Cable Assembly, 144-Fiber, Dual Rated (OFNR/LSZH) | CommScope® | Propel ¦ SYSTIMAX ULL |  | Fiber trunk cable assembly
UJXQVQZTF |  | Base Product | Ultra Low Loss (ULL) OM4 MPO APC (Pinned) to MPO APC (unPinned), Fiber Trunk Cable Assembly, 24-Fiber, Dual Rated (OFNR/LSZH) | CommScope® | Propel ¦ SYSTIMAX ULL |  | Fiber trunk cable assembly
URVRZUC7R |  | Base Product | Ultra Low Loss (ULL) OM5 MPO16 APC (Pinned) to Unconnectorized, Fiber Array Cable Assembly, 16-Fiber, Dual Rated (OFNR/LSZH) | CommScope® | Propel ¦ SYSTIMAX ULL |  | Fiber array cable assembly
UGXRZUC8M |  | Base Product | Ultra Low Loss (ULL) OM4 MPO16 APC (Pinned) to Unconnectorized, Fiber Trunk Cable Assembly, 144-Fiber, Plenum | CommScope® | Propel ¦ SYSTIMAX ULL |  | Fiber trunk cable assembly
UGGRXUC8N |  | Base Product | Ultra Low Loss (ULL) Singlemode G.657.A2 MPO16 (Pinned) to Unconnectorized, Fiber Trunk Cable Assembly, 192-Fiber, Plenum | CommScope® | Propel ¦ SYSTIMAX ULL |  | Fiber trunk cable assembly
U3XQZUCTN |  | Base Product | Ultra Low Loss (ULL) OM4 MPO8 APC (Pinned) to Unconnectorized, Fiber Trunk Cable Assembly, 192-Fiber, LSZH B2ca | CommScope® | Propel ¦ SYSTIMAX ULL |  | Fiber trunk cable assembly
UJXQVUCT8 |  | Base Product | Ultra Low Loss (ULL) OM4 MPO APC (Non-Pinned) to Unconnectorized, Fiber Trunk Cable Assembly, 8-Fiber, Dual Rated (OFNR/LSZH) | CommScope® | Propel ¦ SYSTIMAX ULL |  | Fiber trunk cable assembly
UGXRZUC8S |  | Base Product | Ultra Low Loss (ULL) OM4 MPO16 APC (Pinned) to Unconnectorized, Fiber Trunk Cable Assembly, 32-Fiber, Plenum | CommScope® | Propel ¦ SYSTIMAX ULL |  | Fiber trunk cable assembly
IFC-7/7VP040-PPV |  | Variant | Fiber Optic Intra Facility Fiber Cable, OS2, SC/UPC to SC/UPC, yellow, 40 m |  |  | IFC | Fiber distribution cable assembly
IFC-7/7VP093-PPP3V |  | Variant | Intra Facility Fiber Cable, OS2, SC/UPC- SC/UPC, 72-fiber ribbon, 93 m, with LSX/NG3 pulling socks |  |  | IFC | Fiber distribution cable assembly
MIFC-9/02C230-NGF |  | Variant | Fiber Optic Intra Facility Cable, Multimode, OM2, SC/UPC to Stub, 230 m |  |  | IFC | Fiber distribution cable assembly |  | Discontinued
1445706 | FPM-07/7-AN017M-39/25 | Variant | Fiber Optic Patch Cord, Multi-fiber, Singlemode, 4 fibers, SC/UPC to SC/UPC, yellow, 17 m |  |  | FPM | Fiber distribution cable assembly
1455098 | FPM-07/K-AN020M-25/39 | Variant | Fiber Optic Patch Cord, Multi-fiber, Singlemode, 4 fibers, SC/UPC to LC/UPC, yellow, 20 m |  |  | FPM | Fiber distribution cable assembly
1457261 | FPM-07/K-AN016M-25/39 | Variant | Fiber Optic Patch Cord, Multi-fiber, Singlemode, 4 fibers, SC/UPC to LC/UPC, yellow, 16 m |  |  | FPM | Fiber distribution cable assembly
1465097 | FPM-07/7-AC031M-39/25 | Variant | Fiber Optic Patch Cord, Multi-fiber, Singlemode, 2 fibers, SC/UPC to SC/UPC, 31 m |  |  | FPM | Fiber distribution cable assembly
1465375 | FPM-07/K-AN046M-25/39 | Variant | Fiber Optic Patch Cord, Multi-fiber, Singlemode, 4 fibers, SC/UPC to LC/UPC, yellow, 46 m |  |  | FPM | Fiber distribution cable assembly
FPCF-SPSC-S-7M |  | Variant of FPCF | Fiber Optic Patch Cord, 1.7 mm simplex, standard singlemode, SC/UPC-SC/UPC, 7 m, yellow |  |  | FPCF | Fiber patch cord ¦ simplex
FPCMY-APSC-P-5M |  | Variant of FPCMY | Fiber Optic Patch Cord, Simplex, Singlemode, SC/APC to SC/APC, yellow, 5 m |  |  | FPCMY | Fiber patch cord ¦ simplex
FPCRD-SPLC-P-4.1M |  | Variant of FPCRD | Fiber Optic Patch Cord, Duplex, Singlemode, LC/UPC to LC/UPC, 4.1 m |  |  | FPCRD | Fiber patch cord ¦ duplex
FPCRD-SPLC-P-4.2M |  | Variant of FPCRD | Fiber Optic Patch Cord, Duplex, Singlemode, LC/UPC to LC/UPC, 4.2 m |  |  | FPCRD | Fiber patch cord ¦ duplex
UKXMXMXAK |  | Base Product | Ultra Low Loss (ULL) Multimode OM4 MPO12 (Pinned) to MPO12 (Pinned), Armored Pre-terminated Trunk Cable, 72-Fiber, Low Smoke Zero Halogen (LSZH) | CommScope® | SYSTIMAX ULL |  | Fiber trunk cable assembly |  | Discontinued
UGGMXUCRH |  | Base Product | Ultra Low Loss (ULL) Singlemode MPO12 (Pinned) to Unconnectorized Pre-terminated Trunk Cable, 48-Fiber, Rollable Ribbon, Plenum, 12 fiber | CommScope® | SYSTIMAX ULL |  | Fiber trunk cable assembly
FHXMPUCAD |  | Base Product | OM4 MPO (Unpinned) to Unconnectorized, InstaPATCH® 360 Armored Pre-terminated Trunk Cable, 12-Fiber, Plenum | CommScope® | SYSTIMAX InstaPATCH® 360 |  | Fiber trunk cable assembly |  | Discontinued
URGMPMPHF |  | Base Product | Ultra Low Loss (ULL) Singlemode, MPO/12(Unpinned) to MPO/12(Unpinned), 24-Fiber, LSZH,array cord | CommScope® | SYSTIMAX ULL |  | Fiber array cable assembly
UQGQPQXHF |  | Base Product | Ultra Low Loss (ULL) Singlemode, MPO/8(Unpinned) to MPO/8(Pinned), 24-Fiber,Plenum,array cord | CommScope® | SYSTIMAX ULL |  | Fiber array cable assembly
FGWMPUCAH |  | Base Product | Singlemode MPO (Unpinned) to Unconnectorized, InstaPATCH® 360 Pre-terminated Trunk Cable, 48-Fiber, Plenum | CommScope® | SYSTIMAX InstaPATCH® 360 |  | Fiber trunk cable assembly
U3XMXUCCM |  | Base Product | Ultra Low Loss ULL LazrSPEED® 550 MPO(Pinned) to Unconnectorized Pre-terminated Trunk Cable, MPO12, 144-Fiber, LSZH, 12 fiber PmP 2.0 mm /B2ca | CommScope® | SYSTIMAX ULL |  | Fiber trunk cable assembly
U4GMPLACF |  | Base Product | Ultra Low Loss ULL TeraSPEED® MPO(Unpinned) to LC/APC Ruggedized fanout Cable, 24-Fiber, LSZH, 12 fiber PmP 2.0 mm /B2ca | CommScope® | SYSTIMAX ULL |  | Ruggedized fanout
U3XQPQXQR |  | Base Product | Ultra Low Loss (ULL) OM4 MPO8 QSFP (Unpinned) to MPO8 QSFP (Pinned), Fiber Trunk Cable Assembly, 16-Fiber, Low Smoke Zero Halogen (LSZH) | CommScope® | SYSTIMAX ULL |  | Fiber trunk cable assembly |  | Discontinued
U4GMPLACH |  | Base Product | Ultra Low Loss ULL TeraSPEED® MPO(Unpinned) to LC/APC Ruggedized fanout Cable, 48-Fiber, LSZH, 12 fiber PmP 2.0 mm /B2ca | CommScope® | SYSTIMAX ULL |  | Ruggedized fanout
U4GMPLACK |  | Base Product | Ultra Low Loss ULL TeraSPEED® MPO(Unpinned) to LC/APC Ruggedized fanout Cable, 72-Fiber, LSZH, 12 fiber PmP 2.0 mm /B2ca | CommScope® | SYSTIMAX ULL |  | Ruggedized fanout
U4GMXLACD |  | Base Product | Ultra Low Loss ULL TeraSPEED® MPO(Pinned) to LC/APC Ruggedized fanout Cable, 12-Fiber, LSZH, 12 fiber PmP 2.0 mm /B2ca | CommScope® | SYSTIMAX ULL |  | Ruggedized fanout
U4GMPLUCG |  | Base Product | Ultra Low Loss ULL TeraSPEED® MPO(Unpinned) to LC/UPC Uniboot Ruggedized fanout Cable, 36-Fiber, LSZH, 12 fiber PmP 2.0 mm /B2ca | CommScope® | SYSTIMAX ULL |  | Ruggedized fanout
U4GMXLCCM |  | Base Product | Ultra Low Loss ULL TeraSPEED® MPO(Pinned) to LC/UPC Ruggedized fanout Cable, 144-Fiber, LSZH, 12 fiber PmP 2.0 mm /B2ca | CommScope® | SYSTIMAX ULL |  | Ruggedized fanout
U4GMPSCCF |  | Base Product | Ultra Low Loss ULL TeraSPEED® MPO(Unpinned) to SC/UPC Ruggedized fanout Cable, 24-Fiber, LSZH, 12 fiber PmP 2.0 mm /B2ca | CommScope® | SYSTIMAX ULL |  | Ruggedized fanout
U4GMPLGCM |  | Base Product | Ultra Low Loss ULL TeraSPEED® MPO(Unpinned) to LC/APC G B Ruggedized fanout Cable, 144-Fiber, LSZH, 12 fiber PmP 2.0 mm /B2ca | CommScope® | SYSTIMAX ULL |  | Ruggedized fanout
U4GMXLUCK |  | Base Product | Ultra Low Loss ULL TeraSPEED® MPO(Pinned) to LC/UPC Uniboot Ruggedized fanout Cable, 72-Fiber, LSZH, 12 fiber PmP 2.0 mm /B2ca | CommScope® | SYSTIMAX ULL |  | Ruggedized fanout
U4GMXLUCL |  | Base Product | Ultra Low Loss ULL TeraSPEED® MPO(Pinned) to LC/UPC Uniboot Ruggedized fanout Cable, 96-Fiber, LSZH, 12 fiber PmP 2.0 mm /B2ca | CommScope® | SYSTIMAX ULL |  | Ruggedized fanout
U4VMPLCAL |  | Base Product | Ultra Low Loss (ULL) OM5 MPO (Unpinned) to LC/UPC, InstaPATCH® 360 Ruggedized Fanout Cable Assembly, 96-Fiber, Low Smoke Zero Halogen (LSZH) | CommScope® | SYSTIMAX InstaPATCH® 360 ¦ SYSTIMAX ULL |  | Ruggedized fanout |  | Discontinued
U4GMXLUCF |  | Base Product | Ultra Low Loss ULL TeraSPEED® MPO(Pinned) to LC/UPC Uniboot Ruggedized fanout Cable, 24-Fiber, LSZH, 12 fiber PmP 2.0 mm /B2ca | CommScope® | SYSTIMAX ULL |  | Ruggedized fanout
U4VMPSCCK |  | Base Product | Ultra Low Loss ULL LazrSPEED® 550 OM5 MPO(Unpinned) to SC/UPC Ruggedized fanout Cable, 72-Fiber, LSZH, 12 fiber PmP 2.0 mm /B2ca | CommScope® | SYSTIMAX ULL |  | Ruggedized fanout
U4VMPSCCM |  | Base Product | Ultra Low Loss ULL LazrSPEED® 550 OM5 MPO(Unpinned) to SC/UPC Ruggedized fanout Cable, 144-Fiber, LSZH, 12 fiber PmP 2.0 mm /B2ca | CommScope® | SYSTIMAX ULL |  | Ruggedized fanout
U4VMPLCCH |  | Base Product | Ultra Low Loss ULL LazrSPEED® 550 OM5 MPO(Unpinned) to LC/UPC Ruggedized fanout Cable, 48-Fiber, LSZH, 12 fiber PmP 2.0 mm /B2ca | CommScope® | SYSTIMAX ULL |  | Ruggedized fanout
U4VMPLCAG |  | Base Product | Ultra Low Loss OM5 MPO12 Unpinned to LC/UPC 36-Fiber InstaPATCH® 360 Ruggedized Fanout Cable, Low Smoke Zero Halogen | CommScope® | SYSTIMAX InstaPATCH® 360 ¦ SYSTIMAX ULL |  | Ruggedized fanout |  | Discontinued
U4XMPLUCL |  | Base Product | Ultra Low Loss ULL LazrSPEED® 550 MPO(Unpinned) to LC/UPC Uniboot Ruggedized fanout Cable, 96-Fiber, LSZH, 12 fiber PmP 2.0 mm /B2ca | CommScope® | SYSTIMAX ULL |  | Ruggedized fanout
U4XMPSCCM |  | Base Product | Ultra Low Loss ULL LazrSPEED® 550 MPO(Unpinned) to SC/UPC Ruggedized fanout Cable, 144-Fiber, LSZH, 12 fiber PmP 2.0 mm /B2ca | CommScope® | SYSTIMAX ULL |  | Ruggedized fanout
U4XMPLCCL |  | Base Product | Ultra Low Loss ULL LazrSPEED® 550 MPO(Unpinned) to LC/UPC Ruggedized fanout Cable, 96-Fiber, LSZH, 12 fiber PmP 2.0 mm /B2ca | CommScope® | SYSTIMAX ULL |  | Ruggedized fanout
U4XMPLCAF |  | Base Product | Ultra Low Loss OM4 MPO12 Unpinned to LC/UPC 24-Fiber InstaPATCH® 360 Ruggedized Fanout Cable, Low Smoke Zero Halogen | CommScope® | SYSTIMAX InstaPATCH® 360 |  | Ruggedized fanout |  | Discontinued
U4VMXSCCG |  | Base Product | Ultra Low Loss ULL LazrSPEED® 550 OM5 MPO(Pinned) to SC/UPC Ruggedized fanout Cable, 36-Fiber, LSZH, 12 fiber PmP 2.0 mm /B2ca | CommScope® | SYSTIMAX ULL |  | Ruggedized fanout
U4XMXLCCG |  | Base Product | Ultra Low Loss ULL LazrSPEED® 550 MPO(Pinned) to LC/UPC Ruggedized fanout Cable, 36-Fiber, LSZH, 12 fiber PmP 2.0 mm /B2ca | CommScope® | SYSTIMAX ULL |  | Ruggedized fanout
U4XMXLUCG |  | Base Product | Ultra Low Loss ULL LazrSPEED® 550 MPO(Pinned) to LC/UPC Uniboot Ruggedized fanout Cable, 36-Fiber, LSZH, 12 fiber PmP 2.0 mm /B2ca | CommScope® | SYSTIMAX ULL |  | Ruggedized fanout
U4XMXLUCH |  | Base Product | Ultra Low Loss ULL LazrSPEED® 550 MPO(Pinned) to LC/UPC Uniboot Ruggedized fanout Cable, 48-Fiber, LSZH, 12 fiber PmP 2.0 mm /B2ca | CommScope® | SYSTIMAX ULL |  | Ruggedized fanout
UGGMPMPAH |  | Base Product | Ultra Low Loss (ULL) Singlemode MPO12 (Unpinned) to MPO12 (Unpinned), Fiber Trunk Cable Assembly, 48-Fiber, Plenum | CommScope® | SYSTIMAX ULL |  | Fiber trunk cable assembly
UGGMPMPCH |  | Base Product | Ultra Low Loss ULL TeraSPEED® MPO(Unpinned) to MPO(Unpinned) Pre-terminated Trunk Cable, MPO12, 48-Fiber, Plenum, 12 fiber PmP 2.0 mm Dca | CommScope® | SYSTIMAX ULL |  | Fiber trunk cable assembly
UGGQPQXQF |  | Base Product | Ultra Low Loss (ULL) Singlemode, MPO8 QSFP Unpinned to MPO8 QSFP Pinned, Fiber Trunk Cable Assembly, 24-Fiber, Plenum | CommScope® | SYSTIMAX ULL |  | Fiber trunk cable assembly
UGGQPQXQH |  | Base Product | Ultra Low Loss (ULL) Singlemode MPO8 QSFP (Unpinned) to MPO8 QSFP (Pinned), Fiber Trunk Cable Assembly, 48-Fiber, Plenum | CommScope® | SYSTIMAX ULL |  | Fiber trunk cable assembly
UGV2P2XBF |  | Base Product | Ultra Low Loss (ULL) OM5 MPO24 (Unpinned) to MPO24 (Pinned), Fiber Trunk Cable Assembly, 24-Fiber, Plenum | CommScope® | SYSTIMAX ULL |  | Fiber trunk cable assembly
UGGMXUCAK |  | Base Product | Ultra Low Loss (ULL) Singlemode MPO12 (Pinned) to Unconnectorized, Fiber Trunk Cable Assembly, 72-Fiber, Plenum | CommScope® | SYSTIMAX ULL |  | Fiber trunk cable assembly
UGVMPMXCF |  | Base Product | Ultra Low Loss ULL LazrSPEED® 550 OM5 MPO(Unpinned) to MPO(Pinned) Pre-terminated Trunk Cable, MPO12, 24-Fiber, Plenum, 12 fiber PmP 2.0 mm Dca | CommScope® | SYSTIMAX ULL |  | Fiber trunk cable assembly
UGGMXUCAL |  | Base Product | Ultra Low Loss (ULL) Singlemode MPO12 (Pinned) to Unconnectorized, Fiber Trunk Cable Assembly, 96-Fiber, Plenum | CommScope® | SYSTIMAX ULL |  | Fiber trunk cable assembly
UGGMXUCAM |  | Base Product | Ultra Low Loss (ULL) Singlemode, MPO12 Pinned to Unconnectorized, Fiber Trunk Cable Assembly, 144-Fiber, Plenum | CommScope® | SYSTIMAX ULL |  | Fiber trunk cable assembly
UGGQPQXBM |  | Base Product | Ultra Low Loss (ULL) Singlemode MPO8 QSFP (Unpinned) to MPO8 QSFP (Pinned), Fiber Trunk Cable Assembly, 144-Fiber, Plenum | CommScope® | SYSTIMAX ULL |  | Fiber trunk cable assembly
UGGQXQXQF |  | Base Product | Ultra Low Loss (ULL) TeraSPEED® MPO QSFP (Pinned) to MPO QSFP (Pinned), Pre-terminated Trunk Cable, MPO8, 24-Fiber, Plenum | CommScope® | SYSTIMAX ULL |  | Fiber trunk cable assembly
UGVMPMXAL |  | Base Product | Ultra Low Loss (ULL) OM5 MPO12 (Unpinned) to MPO12 (Pinned), Fiber Trunk Cable Assembly, 96-Fiber, Plenum | CommScope® | SYSTIMAX ULL |  | Fiber trunk cable assembly
UGVQPQXQL |  | Base Product | Ultra Low Loss (ULL) OM5, MPO8 QSFP Unpinned to MPO8 QSFP Pinned, Fiber Trunk Cable Assembly, 96-Fiber, Plenum | CommScope® | SYSTIMAX ULL |  | Fiber trunk cable assembly
UGVMPMXAM |  | Base Product | Ultra Low Loss (ULL) OM5, MPO12 Unpinned to MPO12 Pinned, Fiber Trunk Cable Assembly, 144-Fiber, Plenum | CommScope® | SYSTIMAX ULL |  | Fiber trunk cable assembly
UGX2X2XBL |  | Base Product | Ultra Low Loss (ULL) OM4 MPO24 (Pinned) to MPO24 (Pinned), Fiber Trunk Cable Assembly, 96-Fiber, Plenum | CommScope® | SYSTIMAX ULL |  | Fiber trunk cable assembly
UGVMXMXCF |  | Base Product | Ultra Low Loss ULL LazrSPEED® 550 OM5 MPO(Pinned) to MPO(Pinned) Pre-terminated Trunk Cable, MPO12, 24-Fiber, Plenum, 12 fiber PmP 2.0 mm Dca | CommScope® | SYSTIMAX ULL |  | Fiber trunk cable assembly
UGVMXMXCG |  | Base Product | Ultra Low Loss ULL LazrSPEED® 550 OM5 MPO(Pinned) to MPO(Pinned) Pre-terminated Trunk Cable, MPO12, 36-Fiber, Plenum, 12 fiber PmP 2.0 mm Dca | CommScope® | SYSTIMAX ULL |  | Fiber trunk cable assembly
UGXMPMPAD |  | Base Product | Ultra Low Loss (ULL) OM4 MPO12 (Unpinned) to MPO12 (Unpinned), Fiber Extension Cable Assembly, 12-Fiber, Plenum | CommScope® | SYSTIMAX ULL |  | Fiber trunk cable assembly
UGVMXMXAG |  | Base Product | Ultra Low Loss (ULL) OM5 MPO12 (Pinned) to MPO12 (Pinned), Fiber Trunk Cable Assembly, 36-Fiber, Plenum | CommScope® | SYSTIMAX ULL |  | Fiber trunk cable assembly
UGXMPMPAF |  | Base Product | Ultra Low Loss (ULL) OM4 MPO12 (Unpinned) to MPO12 (Unpinned), Fiber Trunk Cable Assembly, 24-Fiber, Plenum | CommScope® | SYSTIMAX ULL |  | Fiber trunk cable assembly
FQWMXLCGD |  | Base Product | Singlemode MPO (Pinned) to LC/UPC, InstaPATCH® 360 Array Cord, 12-Fiber, Plenum | CommScope® | SYSTIMAX InstaPATCH® 360 |  | Fiber array cable assembly
FQXMPMXHF |  | Base Product | LazrSPEED® 550 OM4, MPO/12(Unpinned) to MPO/12(Pinned), 24-Fiber, Plenum array cord | CommScope® | SYSTIMAX InstaPATCH® 360 |  | Fiber array cable assembly
FQWMPLCGD |  | Base Product | Singlemode MPO (Unpinned) to LC/UPC, InstaPATCH® 360 Array Cord, 12-Fiber, Plenum | CommScope® | SYSTIMAX InstaPATCH® 360 |  | Fiber array cable assembly
FQZMPSCGD |  | Base Product | OM3 MPO (Unpinned) to SC/UPC, InstaPATCH® 360 Array Cord, 12-Fiber, Plenum | CommScope® | SYSTIMAX InstaPATCH® 360 |  | Fiber array cable assembly
FRWMPSCGD |  | Base Product | Singlemode MPO (Unpinned) to SC/UPC, InstaPATCH® 360 Array Cord, 12-Fiber, Low Smoke Zero Halogen | CommScope® | SYSTIMAX InstaPATCH® 360 |  | Fiber array cable assembly
U3GMXUCCL |  | Base Product | Ultra Low Loss ULL TeraSPEED® MPO(Pinned) to Unconnectorized Pre-terminated Trunk Cable, MPO12, 96-Fiber, LSZH, 12 fiber PmP 2.0 mm /B2ca | CommScope® | SYSTIMAX ULL |  | Fiber trunk cable assembly
U3GMXUCAF |  | Base Product | Ultra Low Loss (ULL) Singlemode MPO12 (Pinned) to Unconnectorized, Fiber Trunk Cable Assembly, 24-Fiber, CPR Class B2ca, Low Smoke Zero Halogen/Riser | CommScope® | SYSTIMAX ULL |  | Fiber trunk cable assembly |  | Discontinued
U3VMPMXCL |  | Base Product | Ultra Low Loss ULL LazrSPEED® 550 OM5 MPO(Unpinned) to MPO(Pinned) Pre-terminated Trunk Cable, MPO12, 96-Fiber, LSZH, 12 fiber PmP 2.0 mm /B2ca | CommScope® | SYSTIMAX ULL |  | Fiber trunk cable assembly
U3VMXUCCM |  | Base Product | Ultra Low Loss ULL LazrSPEED® 550 OM5 MPO(Pinned) to Unconnectorized Pre-terminated Trunk Cable, MPO12, 144-Fiber, LSZH, 12 fiber PmP 2.0 mm /B2ca | CommScope® | SYSTIMAX ULL |  | Fiber trunk cable assembly
U3XMXMXCF |  | Base Product | Ultra Low Loss ULL LazrSPEED® 550 MPO(Pinned) to MPO(Pinned) Pre-terminated Trunk Cable, MPO12, 24-Fiber, LSZH, 12 fiber PmP 2.0 mm /B2ca | CommScope® | SYSTIMAX ULL |  | Fiber trunk cable assembly
U3XMXUCCK |  | Base Product | Ultra Low Loss ULL LazrSPEED® 550 MPO(Pinned) to Unconnectorized Pre-terminated Trunk Cable, MPO12, 72-Fiber, LSZH, 12 fiber PmP 2.0 mm /B2ca | CommScope® | SYSTIMAX ULL |  | Fiber trunk cable assembly
UGXMPMXCG |  | Base Product | Ultra Low Loss ULL LazrSPEED® 550 MPO(Unpinned) to MPO(Pinned) Pre-terminated Trunk Cable, MPO12, 36-Fiber, Plenum, 12 fiber PmP 2.0 mm Dca | CommScope® | SYSTIMAX ULL |  | Fiber trunk cable assembly
UGXMXMXCH |  | Base Product | Ultra Low Loss ULL LazrSPEED® 550 MPO(Pinned) to MPO(Pinned) Pre-terminated Trunk Cable, MPO12, 48-Fiber, Plenum, 12 fiber PmP 2.0 mm | CommScope® | SYSTIMAX ULL |  | Fiber trunk cable assembly
UGXMXUCCM |  | Base Product | Ultra Low Loss ULL LazrSPEED® 550 MPO(Pinned) to Unconnectorized Pre-terminated Trunk Cable, MPO12, 144-Fiber, Plenum, 12 fiber PmP 2.0 mm Dca | CommScope® | SYSTIMAX ULL |  | Fiber trunk cable assembly
UGXQPQXQ8 |  | Base Product | Ultra Low Loss (ULL) OM4 MPO8 QSFP (Unpinned) to MPO8 QSFP (Pinned), Fiber Trunk Cable Assembly, 8-Fiber, Plenum | CommScope® | SYSTIMAX ULL |  | Fiber trunk cable assembly
UGXMXUCCG |  | Base Product | Ultra Low Loss ULL LazrSPEED® 550 MPO(Pinned) to Unconnectorized Pre-terminated Trunk Cable, MPO12, 36-Fiber, Plenum, 12 fiber PmP 2.0 mm Dca | CommScope® | SYSTIMAX ULL |  | Fiber trunk cable assembly
UGXQXQXBM |  | Base Product | Ultra Low Loss (ULL) OM4 MPO8 QSFP (Pinned) to MPO8 QSFP (Pinned), Fiber Trunk Cable Assembly, 144-Fiber, Plenum | CommScope® | SYSTIMAX ULL |  | Fiber trunk cable assembly
UJGMPMPSM |  | Base Product | Ultra Low Loss (ULL) Singlemode, MPO12 Unpinned to MPO12 Unpinned, Fiber Trunk Cable Assembly, 144-Fiber, Rollable Ribbon Indoor/Outdoor Central Tube, Low Smoke Zero Halogen/Riser | CommScope® | SYSTIMAX ULL |  | Fiber trunk cable assembly
UJGMPMXAL |  | Base Product | Ultra Low Loss (ULL) Singlemode MPO12 (Unpinned) to MPO12 (Pinned), Fiber Trunk Cable Assembly, 96-Fiber, Low Smoke Zero Halogen (LSZH) | CommScope® | SYSTIMAX ULL |  | Fiber trunk cable assembly
UJGMPMPSP |  | Base Product | Ultra Low Loss Singlemode MPO12 Unpinned to MPO12 Unpinned 288-Fiber Pre-terminated Trunk Cable, Rollable Ribbon Indoor/Outdoor Central Tube, Low Smoke Zero Halogen/Riser | CommScope® | SYSTIMAX ULL |  | Fiber trunk cable assembly
UJGMPMPCH |  | Base Product | Ultra Low Loss ULL TeraSPEED® MPO(Unpinned) to MPO(Unpinned) Pre-terminated Trunk Cable, MPO12, 48-Fiber, LSZH, 12 fiber PmP 2.0 mm Dca | CommScope® | SYSTIMAX ULL |  | Fiber trunk cable assembly
UJGMPMXAM |  | Base Product | Ultra Low Loss (ULL) Singlemode MPO12 (Unpinned) to MPO12 (Pinned), Fiber Trunk Cable Assembly, 144-Fiber, Low Smoke Zero Halogen (LSZH) | CommScope® | SYSTIMAX ULL |  | Fiber trunk cable assembly
UJGMPMXCH |  | Base Product | Ultra Low Loss ULL TeraSPEED® MPO(Unpinned) to MPO(Pinned) Pre-terminated Trunk Cable, MPO12, 48-Fiber, LSZH, 12 fiber PmP 2.0 mm Dca | CommScope® | SYSTIMAX ULL |  | Fiber trunk cable assembly
UJGMPMXSX |  | Base Product | Ultra Low Loss Singlemode MPO12 Unpinned to MPO12 Pinned 864-Fiber Pre-terminated Trunk Cable, Rollable Ribbon Indoor/Outdoor Central Tube, Low Smoke Zero Halogen/Riser | CommScope® | SYSTIMAX ULL |  | Fiber trunk cable assembly
UJGMPMXCM |  | Base Product | Ultra Low Loss ULL TeraSPEED® MPO(Unpinned) to MPO(Pinned) Pre-terminated Trunk Cable, MPO12, 144-Fiber, LSZH, 12 fiber PmP 2.0 mm Dca | CommScope® | SYSTIMAX ULL |  | Fiber trunk cable assembly
UJGMPMXAH |  | Base Product | Ultra Low Loss (ULL) Singlemode MPO12 (Unpinned) to MPO12 (Pinned), Fiber Trunk Cable Assembly, 48-Fiber, Low Smoke Zero Halogen (LSZH) | CommScope® | SYSTIMAX ULL |  | Fiber trunk cable assembly
UJGMXMXCF |  | Base Product | Ultra Low Loss ULL TeraSPEED® MPO(Pinned) to MPO(Pinned) Pre-terminated Trunk Cable, MPO12, 24-Fiber, LSZH, 12 fiber PmP 2.0 mm Dca | CommScope® | SYSTIMAX ULL |  | Fiber trunk cable assembly
UJGMPUCAK |  | Base Product | Ultra Low Loss (ULL) Singlemode MPO12 (Unpinned) to Unconnectorized, Fiber Trunk Cable Assembly, 72-Fiber, Low Smoke Zero Halogen/Riser | CommScope® | SYSTIMAX ULL |  | Fiber trunk cable assembly
UJGMPUCRV |  | Base Product | Ultra Low Loss (ULL) Singlemode, MPO12 Unpinned to Unconnectorized, Fiber Trunk Cable Assembly, 432-Fiber, Rollable Ribbon Central Tube, Low Smoke Zero Halogen/Riser | CommScope® | SYSTIMAX ULL |  | Fiber trunk cable assembly
UJV2X2XBF |  | Base Product | Ultra Low Loss (ULL) OM5 MPO24 (Pinned) to MPO24 (Pinned), Fiber Trunk Cable Assembly, 24-Fiber, Low Smoke Zero Halogen (LSZH) | CommScope® | SYSTIMAX ULL |  | Fiber trunk cable assembly
UJGMXUCRM |  | Base Product | Ultra Low Loss (ULL) Singlemode, MPO12 Pinned to Unconnectorized, Fiber Trunk Cable Assembly, 144-Fiber, Rollable Ribbon Central Tube, Low Smoke Zero Halogen/Riser | CommScope® | SYSTIMAX ULL |  | Fiber trunk cable assembly
UJGQPQXQR |  | Base Product | Ultra Low Loss (ULL) Singlemode MPO8 QSFP (Unpinned) to MPO8 QSFP (Pinned), Fiber Trunk Cable Assembly, 16-Fiber, Low Smoke Zero Halogen | CommScope® | SYSTIMAX ULL |  | Fiber trunk cable assembly
UJGMXUCAD |  | Base Product | Ultra Low Loss (ULL) Singlemode MPO12 (Pinned) to Unconnectorized, Fiber Trunk Cable Assembly, 12-Fiber, Low Smoke Zero Halogen/Riser | CommScope® | SYSTIMAX ULL |  | Fiber trunk cable assembly
UJGMXUCSW |  | Base Product | Ultra Low Loss Singlemode MPO12 Pinned to Unconnectorized 576-Fiber Pre-terminated Trunk Cable, Rollable Ribbon Indoor/Outdoor Central Tube, Low Smoke Zero Halogen/Riser | CommScope® | SYSTIMAX ULL |  | Fiber trunk cable assembly
UJGMXUCCK |  | Base Product | Ultra Low Loss ULL TeraSPEED® MPO(Pinned) to Unconnectorized Pre-terminated Trunk Cable, MPO12, 72-Fiber, LSZH, 12 fiber PmP 2.0 mm Dca | CommScope® | SYSTIMAX ULL |  | Fiber trunk cable assembly
UJVMPMPCF |  | Base Product | Ultra Low Loss ULL LazrSPEED® 550 OM5 MPO(Unpinned) to MPO(Unpinned) Pre-terminated Trunk Cable, MPO12, 24-Fiber, LSZH, 12 fiber PmP 2.0 mm Dca | CommScope® | SYSTIMAX ULL |  | Fiber trunk cable assembly
UJGQXQXQ8 |  | Base Product | Ultra Low Loss (ULL) Singlemode MPO8 QSFP (Pinned) to MPO8 QSFP (Pinned), Fiber Trunk Cable Assembly, 8-Fiber, Low Smoke Zero Halogen | CommScope® | SYSTIMAX ULL |  | Fiber trunk cable assembly
UJVMXMXAL |  | Base Product | Ultra Low Loss (ULL) OM5 MPO12 (Pinned) to MPO12 (Pinned), Fiber Trunk Cable Assembly, 96-Fiber, Low Smoke Zero Halogen (LSZH) | CommScope® | SYSTIMAX ULL |  | Fiber trunk cable assembly
UJVQXQXQS |  | Base Product | Ultra Low Loss (ULL) OM5 MPO QSFP (Pinned) to MPO QSFP (Pinned), Pre-terminated Trunk Cable, MPO8, 32-Fiber, Low Smoke Zero Halogen (LSZH) | CommScope® | SYSTIMAX ULL |  | Fiber trunk cable assembly
UJVMPMXAK |  | Base Product | Ultra Low Loss (ULL) OM5 MPO12 (Unpinned) to MPO12 (Pinned), Fiber Trunk Cable Assembly, 72-Fiber, Low Smoke Zero Halogen (LSZH) | CommScope® | SYSTIMAX ULL |  | Fiber trunk cable assembly
UJVMPMXAL |  | Base Product | Ultra Low Loss (ULL) OM5 MPO12 (Unpinned) to MPO12 (Pinned), Fiber Trunk Cable Assembly, 96-Fiber, Low Smoke Zero Halogen (LSZH) | CommScope® | SYSTIMAX ULL |  | Fiber trunk cable assembly
UJVQPQXQS |  | Base Product | Ultra Low Loss (ULL) OM5 MPO QSFP (Unpinned) to MPO QSFP (Pinned), Pre-terminated Trunk Cable, MPO8, 32-Fiber, Low Smoke Zero Halogen (LSZH) | CommScope® | SYSTIMAX ULL |  | Fiber trunk cable assembly
UJX2P2XBH |  | Base Product | Ultra Low Loss (ULL) OM4 MPO24 (Unpinned) to MPO24 (Pinned), Fiber Trunk Cable Assembly, 48-Fiber, Low Smoke Zero Halogen (LSZH) | CommScope® | SYSTIMAX ULL |  | Fiber trunk cable assembly
UJVMXMXCH |  | Base Product | Ultra Low Loss ULL LazrSPEED® 550 OM5 MPO(Pinned) to MPO(Pinned) Pre-terminated Trunk Cable, MPO12, 48-Fiber, LSZH, 12 fiber PmP 2.0 mm Dca | CommScope® | SYSTIMAX ULL |  | Fiber trunk cable assembly
UJVMXUCCL |  | Base Product | Ultra Low Loss ULL LazrSPEED® 550 OM5 MPO(Pinned) to Unconnectorized Pre-terminated Trunk Cable, MPO12, 96-Fiber, LSZH, 12 fiber PmP 2.0 mm Dca | CommScope® | SYSTIMAX ULL |  | Fiber trunk cable assembly
UJXMPMXAK |  | Base Product | Ultra Low Loss (ULL) OM4 MPO12 (Unpinned) to MPO12 (Pinned), Fiber Trunk Cable Assembly, 72-Fiber, Low Smoke Zero Halogen (LSZH) | CommScope® | SYSTIMAX ULL |  | Fiber trunk cable assembly
UJVMXMXAH |  | Base Product | Ultra Low Loss (ULL) OM5 MPO12 (Pinned) to MPO12 (Pinned), Fiber Trunk Cable Assembly, 48-Fiber, Low Smoke Zero Halogen (LSZH) | CommScope® | SYSTIMAX ULL |  | Fiber trunk cable assembly
UJX2P2XBL |  | Base Product | Ultra Low Loss (ULL) OM4 MPO24 (Unpinned) to MPO24 (Pinned), Fiber Trunk Cable Assembly, 96-Fiber, Low Smoke Zero Halogen (LSZH) | CommScope® | SYSTIMAX ULL |  | Fiber trunk cable assembly
UJVMXUCCM |  | Base Product | Ultra Low Loss ULL LazrSPEED® 550 OM5 MPO(Pinned) to Unconnectorized Pre-terminated Trunk Cable, MPO12, 144-Fiber, LSZH, 12 fiber PmP 2.0 mm Dca | CommScope® | SYSTIMAX ULL |  | Fiber trunk cable assembly
UJXMPMXAM |  | Base Product | Ultra Low Loss (ULL) OM4 MPO12 (Unpinned) to MPO12 (Pinned), Fiber Trunk Cable Assembly, 144-Fiber, Low Smoke Zero Halogen (LSZH) | CommScope® | SYSTIMAX ULL |  | Fiber trunk cable assembly
UJVQXQXQF |  | Base Product | Ultra Low Loss (ULL) OM5 MPO8 QSFP (Pinned) to MPO8 QSFP (Pinned), Fiber Trunk Cable Assembly, 24-Fiber, Low Smoke Zero Halogen (LSZH) | CommScope® | SYSTIMAX ULL |  | Fiber trunk cable assembly
UJXMXMXCF |  | Base Product | Ultra Low Loss ULL LazrSPEED® 550 MPO(Pinned) to MPO(Pinned) Pre-terminated Trunk Cable, MPO12, 24-Fiber, LSZH, 12 fiber PmP 2.0 mm Dca | CommScope® | SYSTIMAX ULL |  | Fiber trunk cable assembly
UJXQXQXQU |  | Base Product | Ultra Low Loss (ULL) OM4 MPO8 QSFP (Pinned) to MPO8 QSFP (Pinned), Fiber Trunk Cable Assembly, 64-Fiber, Low Smoke Zero Halogen (LSZH) | CommScope® | SYSTIMAX ULL |  | Fiber trunk cable assembly
UJXMXMXAF |  | Base Product | Ultra Low Loss (ULL) OM4 MPO12 (Pinned) to MPO12 (Pinned), Fiber Trunk Cable Assembly, 24-Fiber, OFNR Riser ¦ Low Smoke Zero Halogen (LSZH) | CommScope® | SYSTIMAX ULL |  | Fiber trunk cable assembly
UJXQXQXQF |  | Base Product | Ultra Low Loss (ULL) OM4 MPO8 QSFP (Pinned) to MPO8 QSFP (Pinned), Fiber Trunk Cable Assembly, 24-Fiber, Low Smoke Zero Halogen (LSZH) | CommScope® | SYSTIMAX ULL |  | Fiber trunk cable assembly
UKGMPMPDK |  | Base Product | Ultra Low Loss (ULL) Singlemode, MPO12 Unpinned to MPO12 Unpinned, Fiber Trunk Cable Assembly, 72-Fiber, Indoor/Outdoor Armored, Low Smoke Zero Halogen/Riser | CommScope® | SYSTIMAX ULL |  | Fiber trunk cable assembly
UKGMPMXDL |  | Base Product | Ultra Low Loss (ULL) Singlemode, MPO12 Unpinned to MPO12 Pinned, Fiber Trunk Cable Assembly, 96-Fiber, Indoor/Outdoor Armored, Low Smoke Zero Halogen/Riser | CommScope® | SYSTIMAX ULL |  | Fiber trunk cable assembly
UJXQXQXQL |  | Base Product | Ultra Low Loss (ULL) OM4, MPO8 QSFP Pinned to MPO8 QSFP Pinned, Fiber Trunk Cable Assembly, 96-Fiber, Low Smoke Zero Halogen | CommScope® | SYSTIMAX ULL |  | Fiber trunk cable assembly
UKGMPMPSP |  | Base Product | Ultra Low Loss Singlemode MPO12 Unpinned to MPO12 Unpinned 288-Fiber Pre-terminated Trunk Cable, Rollable Ribbon Indoor/Outdoor Armored Central Tube, Low Smoke Zero Halogen/Riser | CommScope® | SYSTIMAX ULL |  | Fiber trunk cable assembly
UKGMXUCDD |  | Base Product | Ultra Low Loss (ULL) Singlemode, MPO12 Pinned to Unconnectorized, Fiber Trunk Cable Assembly, 12-Fiber, Indoor/Outdoor Armored, Low Smoke Zero Halogen/Riser | CommScope® | SYSTIMAX ULL |  | Fiber trunk cable assembly
UKGMXMXDK |  | Base Product | Ultra Low Loss (ULL) Singlemode, MPO12 Pinned to MPO12 Pinned, Fiber Trunk Cable Assembly, 72-Fiber, Indoor/Outdoor, Low Smoke Zero Halogen/Riser | CommScope® | SYSTIMAX ULL |  | Fiber trunk cable assembly
UKGMPUCSP |  | Base Product | Ultra Low Loss Singlemode MPO12 Unpinned to Unconnectorized 288-Fiber Pre-terminated Trunk Cable, Rollable Ribbon Indoor/Outdoor Armored Central Tube, Low Smoke Zero Halogen/Riser | CommScope® | SYSTIMAX ULL |  | Fiber trunk cable assembly
UKGMXMXSV |  | Base Product | Ultra Low Loss Singlemode MPO12 Pinned to MPO12 Pinned 432-Fiber Pre-terminated Trunk Cable, Rollable Ribbon Indoor/Outdoor Armored Central Tube, Low Smoke Zero Halogen/Riser | CommScope® | SYSTIMAX ULL |  | Fiber trunk cable assembly
ULGMPLCAD |  | Base Product | Ultra Low Loss (ULL) Singlemode MPO (Unpinned) to LC/UPC, Ruggedized Fanout Cable, 12-Fiber, Plenum | CommScope® | SYSTIMAX ULL |  | Ruggedized fanout
A3GMXMXCK |  | Base Product | Ultra Low Loss ULL TeraSPEED® MPO(Pinned) to MPO(Pinned) Pre-terminated Trunk Cable, MPO12, 72-Fiber, LSZH, 12 fiber PmP 2.0 mm /B2ca, Method A | CommScope® |  |  | Fiber trunk cable assembly
A3XMPMPCL |  | Base Product | Ultra Low Loss ULL LazrSPEED® 550 MPO(Unpinned) to MPO(Unpinned) Pre-terminated Trunk Cable, MPO12, 96-Fiber, LSZH, 12 fiber PmP 2.0 mm /B2ca, Method A | CommScope® |  |  | Fiber trunk cable assembly
A3XMXMXAL |  | Base Product | OM4 MPO12 (Pinned) to MPO12 (Pinned), Fiber Trunk Cable Assembly, 96-Fiber, B2ca, Method A, Low Smoke Zero Halogen | CommScope® |  |  | Fiber trunk cable assembly |  | Discontinued
A3XMPMXCM |  | Base Product | Ultra Low Loss ULL LazrSPEED® 550 MPO(Unpinned) to MPO(Pinned) Pre-terminated Trunk Cable, MPO12, 144-Fiber, LSZH, 12 fiber PmP 2.0 mm /B2ca, Method A | CommScope® |  |  | Fiber trunk cable assembly
AGGMPMXCH |  | Base Product | Ultra Low Loss ULL TeraSPEED® MPO(Unpinned) to MPO(Pinned) Pre-terminated Trunk Cable, MPO12, 48-Fiber, Plenum, 12 fiber PmP 2.0 mm Dca, Method A | CommScope® |  |  | Fiber trunk cable assembly
AGGMXMXAG |  | Base Product | Singlemode MPO12 (Pinned) to MPO12 (Pinned), Fiber Trunk Cable Assembly, 36-Fiber, Method A, Plenum | CommScope® |  |  | Fiber trunk cable assembly
AGGMPMPAK |  | Base Product | Singlemode MPO12 (Unpinned) to MPO12 (Unpinned), Fiber Trunk Cable Assembly, 72-Fiber, Method A, Plenum | CommScope® |  |  | Fiber trunk cable assembly
AGGMXMXAM |  | Base Product | Singlemode MPO12 (Pinned) to MPO12 (Pinned), Fiber Trunk Cable Assembly, 144-Fiber, Method A, Plenum | CommScope® |  |  | Fiber trunk cable assembly
AGGMXMXCL |  | Base Product | Ultra Low Loss ULL TeraSPEED® MPO(Pinned) to MPO(Pinned) Pre-terminated Trunk Cable, MPO12, 96-Fiber, Plenum, 12 fiber PmP 2.0 mm Dca, Method A | CommScope® |  |  | Fiber trunk cable assembly
AGX2P2PBH |  | Base Product | OM4 MPO24 (Unpinned) to MPO24 (Unpinned), Fiber Trunk Cable Assembly, 48-Fiber, Method A, Plenum | CommScope® |  |  | Fiber trunk cable assembly
AGXMPMPCM |  | Base Product | Ultra Low Loss ULL LazrSPEED® 550 MPO(Unpinned) to MPO(Unpinned) Pre-terminated Trunk Cable, MPO12, 144-Fiber, Plenum, 12 fiber PmP 2.0 mm Dca, Method A | CommScope® |  |  | Fiber trunk cable assembly
AGXMXUCCF |  | Base Product | Ultra Low Loss ULL LazrSPEED® 550 MPO(Pinned) to Unconnectorized Pre-terminated Trunk Cable, MPO12, 24-Fiber, Plenum, 12 fiber PmP 2.0 mm Dca, Method A | CommScope® |  |  | Fiber trunk cable assembly
AGGMXUCCD |  | Base Product | Ultra Low Loss ULL TeraSPEED® MPO(Pinned) to Unconnectorized Pre-terminated Trunk Cable, MPO12, 12-Fiber, Plenum, 12 fiber PmP 2.0 mm Dca, Method A | CommScope® |  |  | Fiber trunk cable assembly
AGX2X2XBF |  | Base Product | OM4 MPO24 (Pinned) to MPO24 (Pinned), Fiber Trunk Cable Assembly, 24-Fiber, Method A, Plenum | CommScope® |  |  | Fiber trunk cable assembly
AGXMXMPAK |  | Base Product | OM4 MPO12 (Pinned) to MPO12 (Unpinned), Fiber Trunk Cable Assembly, 72-Fiber, Method A, Plenum | CommScope® |  |  | Fiber trunk cable assembly
AGGMXUCCF |  | Base Product | Ultra Low Loss ULL TeraSPEED® MPO(Pinned) to Unconnectorized Pre-terminated Trunk Cable, MPO12, 24-Fiber, Plenum, 12 fiber PmP 2.0 mm Dca, Method A | CommScope® |  |  | Fiber trunk cable assembly
AGXMPMXCG |  | Base Product | Ultra Low Loss ULL LazrSPEED® 550 MPO(Unpinned) to MPO(Pinned) Pre-terminated Trunk Cable, MPO12, 36-Fiber, Plenum, 12 fiber PmP 2.0 mm Dca, Method A | CommScope® |  |  | Fiber trunk cable assembly
AGXMXMPAM |  | Base Product | OM4 MPO12 (Pinned) to MPO12 (Unpinned), Fiber Trunk Cable Assembly, 144-Fiber, Method A, Plenum | CommScope® |  |  | Fiber trunk cable assembly
AGXMXUCCK |  | Base Product | Ultra Low Loss ULL LazrSPEED® 550 MPO(Pinned) to Unconnectorized Pre-terminated Trunk Cable, MPO12, 72-Fiber, Plenum, 12 fiber PmP 2.0 mm Dca, Method A | CommScope® |  |  | Fiber trunk cable assembly
AGXMPMPCH |  | Base Product | Ultra Low Loss ULL LazrSPEED® 550 MPO(Unpinned) to MPO(Unpinned) Pre-terminated Trunk Cable, MPO12, 48-Fiber, Plenum, 12 fiber PmP 2.0 mm Dca, Method A | CommScope® |  |  | Fiber trunk cable assembly
AGXMXMXAH |  | Base Product | OM4 MPO12 (Pinned) to MPO12 (Pinned), Fiber Trunk Cable Assembly, 48-Fiber, Method A, Plenum | CommScope® |  |  | Fiber trunk cable assembly
AJGMPMXCG |  | Base Product | Ultra Low Loss ULL TeraSPEED® MPO(Unpinned) to MPO(Pinned) Pre-terminated Trunk Cable, MPO12, 36-Fiber, LSZH, 12 fiber PmP 2.0 mm Dca, Method A | CommScope® |  |  | Fiber trunk cable assembly
AJGMXMXAM |  | Base Product | Singlemode MPO12 (Pinned) to MPO12 (Pinned), Fiber Trunk Cable Assembly, 144-Fiber, Method A, Low Smoke Zero Halogen | CommScope® |  |  | Fiber trunk cable assembly
AGXMXMXCL |  | Base Product | Ultra Low Loss ULL LazrSPEED® 550 MPO(Pinned) to MPO(Pinned) Pre-terminated Trunk Cable, MPO12, 96-Fiber, Plenum, 12 fiber PmP 2.0 mm Dca, Method A | CommScope® |  |  | Fiber trunk cable assembly
AJGMXMXCF |  | Base Product | Ultra Low Loss ULL TeraSPEED® MPO(Pinned) to MPO(Pinned) Pre-terminated Trunk Cable, MPO12, 24-Fiber, LSZH, 12 fiber PmP 2.0 mm Dca, Method A | CommScope® |  |  | Fiber trunk cable assembly
AJX2X2PBF |  | Base Product | OM4 MPO24 (Pinned) to MPO24 (Unpinned), Fiber Trunk Cable Assembly, 24-Fiber, Method A, Low Smoke Zero Halogen | CommScope® |  |  | Fiber trunk cable assembly
AJGMXMXCG |  | Base Product | Ultra Low Loss ULL TeraSPEED® MPO(Pinned) to MPO(Pinned) Pre-terminated Trunk Cable, MPO12, 36-Fiber, LSZH, 12 fiber PmP 2.0 mm Dca, Method A | CommScope® |  |  | Fiber trunk cable assembly
FRXMPMPHF |  | Base Product | LazrSPEED® 550 OM4, MPO/12(Unpinned) to MPO/12(Unpinned), 24-Fiber, LSZH array cord | CommScope® | SYSTIMAX InstaPATCH® 360 |  | Fiber array cable assembly
FRVMXMXGD |  | Base Product | OM5 MPO (Pinned) to MPO (Pinned), InstaPATCH® 360 Array Cord, 12-Fiber, Low Smoke Zero Halogen | CommScope® | SYSTIMAX InstaPATCH® 360 |  | Fiber array cable assembly
FRXMPSCGD |  | Base Product | OM4 MPO (Unpinned) to SC/UPC, InstaPATCH® 360 Array Cord, 12-Fiber, Low Smoke Zero Halogen | CommScope® | SYSTIMAX InstaPATCH® 360 |  | Fiber array cable assembly
FRZMPMPGD |  | Base Product | OM3 MPO (Unpinned) to MPO (Unpinned), InstaPATCH® 360 Array Cord, 12-Fiber, Low Smoke Zero Halogen | CommScope® | SYSTIMAX InstaPATCH® 360 |  | Fiber array cable assembly
U3GMPMXCH |  | Base Product | Ultra Low Loss ULL TeraSPEED® MPO(Unpinned) to MPO(Pinned) Pre-terminated Trunk Cable, MPO12, 48-Fiber, LSZH, 12 fiber PmP 2.0 mm /B2ca | CommScope® | SYSTIMAX ULL |  | Fiber trunk cable assembly
U3GMPMPCH |  | Base Product | Ultra Low Loss ULL TeraSPEED® MPO(Unpinned) to MPO(Unpinned) Pre-terminated Trunk Cable, MPO12, 48-Fiber, LSZH, 12 fiber PmP 2.0 mm /B2ca | CommScope® | SYSTIMAX ULL |  | Fiber trunk cable assembly
U3GMPMPCL |  | Base Product | Ultra Low Loss ULL TeraSPEED® MPO(Unpinned) to MPO(Unpinned) Pre-terminated Trunk Cable, MPO12, 96-Fiber, LSZH, 12 fiber PmP 2.0 mm /B2ca | CommScope® | SYSTIMAX ULL |  | Fiber trunk cable assembly
U3GMPMXAM |  | Base Product | Ultra Low Loss (ULL) Singlemode MPO12 (Unpinned) to MPO12 (Pinned), Fiber Trunk Cable Assembly, 144-Fiber, Low Smoke Zero Halogen (LSZH) | CommScope® | SYSTIMAX ULL |  | Fiber trunk cable assembly |  | Discontinued
U3GMPMXCF |  | Base Product | Ultra Low Loss ULL TeraSPEED® MPO(Unpinned) to MPO(Pinned) Pre-terminated Trunk Cable, MPO12, 24-Fiber, LSZH, 12 fiber PmP 2.0 mm /B2ca | CommScope® | SYSTIMAX ULL |  | Fiber trunk cable assembly
U3GMPUCAL |  | Base Product | Ultra Low Loss (ULL) Singlemode MPO12 (Unpinned) to Unconnectorized, Fiber Trunk Cable Assembly, 96-Fiber, CPR Class B2ca, Low Smoke Zero Halogen/Riser | CommScope® | SYSTIMAX ULL |  | Fiber trunk cable assembly |  | Discontinued
U3GQXQXQL |  | Base Product | Ultra Low Loss (ULL) Singlemode MPO8 QSFP (Pinned) to MPO8 QSFP (Pinned), Fiber Trunk Cable Assembly, 96-Fiber, Low Smoke Zero Halogen | CommScope® | SYSTIMAX ULL |  | Fiber trunk cable assembly |  | Discontinued
U3VMPMPCM |  | Base Product | Ultra Low Loss ULL LazrSPEED® 550 OM5 MPO(Unpinned) to MPO(Unpinned) Pre-terminated Trunk Cable, MPO12, 144-Fiber, LSZH, 12 fiber PmP 2.0 mm /B2ca | CommScope® | SYSTIMAX ULL |  | Fiber trunk cable assembly
U3XMPMXCF |  | Base Product | Ultra Low Loss ULL LazrSPEED® 550 MPO(Unpinned) to MPO(Pinned) Pre-terminated Trunk Cable, MPO12, 24-Fiber, LSZH, 12 fiber PmP 2.0 mm /B2ca | CommScope® | SYSTIMAX ULL |  | Fiber trunk cable assembly
U3XMXMXCL |  | Base Product | Ultra Low Loss ULL LazrSPEED® 550 MPO(Pinned) to MPO(Pinned) Pre-terminated Trunk Cable, MPO12, 96-Fiber, LSZH, 12 fiber PmP 2.0 mm /B2ca | CommScope® | SYSTIMAX ULL |  | Fiber trunk cable assembly
U3VQZQZT8 |  | Base Product | Ultra Low Loss (ULL) OM5 MPO8 APC (Pinned) to MPO8 APC (Pinned), Fiber Trunk Cable Assembly, 8-Fiber, LSZH B2ca | CommScope® | Propel ¦ SYSTIMAX ULL |  | Fiber trunk cable assembly
UQXRVRZ7R |  | Base Product | Ultra Low Loss (ULL) OM4 MPO16 APC (Non-Pinned) to MPO16 APC (Pinned), Fiber Array Cable Assembly, 16-Fiber, Plenum | CommScope® | Propel ¦ SYSTIMAX ULL |  | Fiber array cable assembly
U3XRZRZ8H |  | Base Product | Ultra Low Loss (ULL) OM4 MPO16 APC (Pinned) to MPO16 APC (Pinned), Fiber Trunk Cable Assembly, 48-Fiber, LSZH B2ca | CommScope® | Propel ¦ SYSTIMAX ULL |  | Fiber trunk cable assembly
U3VQZQZTF |  | Base Product | Ultra Low Loss (ULL) OM5 MPO8 APC (Pinned) to MPO8 APC (Pinned), Fiber Trunk Cable Assembly, 24-Fiber, LSZH B2ca | CommScope® | Propel ¦ SYSTIMAX ULL |  | Fiber trunk cable assembly
UJXQVUCTK |  | Base Product | Ultra Low Loss (ULL) OM4 MPO APC (Non-Pinned) to Unconnectorized, Fiber Trunk Cable Assembly, 72-Fiber, Dual Rated (OFNR/LSZH) | CommScope® | Propel ¦ SYSTIMAX ULL |  | Fiber trunk cable assembly
UJVQZUCTH |  | Base Product | Ultra Low Loss (ULL) OM5 MPO APC (Pinned) to Unconnectorized, Fiber Trunk Cable Assembly, 48-Fiber, Dual Rated (OFNR/LSZH) | CommScope® | Propel ¦ SYSTIMAX ULL |  | Fiber trunk cable assembly
UGVQVQZTS |  | Base Product | Ultra Low Loss (ULL) OM5 MPO8 APC (Non-Pinned) to MPO8 APC (Pinned), Fiber Trunk Cable Assembly, 32-Fiber, Plenum | CommScope® | Propel ¦ SYSTIMAX ULL |  | Fiber trunk cable assembly
U3XRZRZ8N |  | Base Product | Ultra Low Loss (ULL) OM4 MPO16 APC (Pinned) to MPO16 APC (Pinned), Fiber Trunk Cable Assembly, 192-Fiber, LSZH B2ca | CommScope® | Propel ¦ SYSTIMAX ULL |  | Fiber trunk cable assembly
UGXQZQZTU |  | Base Product | Ultra Low Loss (ULL) OM4 MPO8 APC (Pinned) to MPO8 APC (Pinned), Fiber Trunk Cable Assembly, 64-Fiber, Plenum | CommScope® | Propel ¦ SYSTIMAX ULL |  | Fiber trunk cable assembly
UGVRZRZ8U |  | Base Product | Ultra Low Loss (ULL) OM5 MPO16 APC (Pinned) to MPO16 APC (Pinned), Fiber Trunk Cable Assembly, 64-Fiber, Plenum | CommScope® | Propel ¦ SYSTIMAX ULL |  | Fiber trunk cable assembly
UJVQZUCTM |  | Base Product | Ultra Low Loss (ULL) OM5 MPO APC (Pinned) to Unconnectorized, Fiber Trunk Cable Assembly, 144-Fiber, Dual Rated (OFNR/LSZH) | CommScope® | Propel ¦ SYSTIMAX ULL |  | Fiber trunk cable assembly
UJGRXUC8Q |  | Base Product | Ultra Low Loss (ULL) Singlemode G.657.A2 MPO16 (Pinned) to Unconnectorized, Fiber Trunk Cable Assembly, 128-Fiber, Dual Rated (OFNR/LSZH) | CommScope® | Propel ¦ SYSTIMAX ULL |  | Fiber trunk cable assembly
UGXQZUCTK |  | Base Product | Ultra Low Loss (ULL) OM4 MPO8 APC (Pinned) to Unconnectorized, Fiber Trunk Cable Assembly, 72-Fiber, Plenum | CommScope® | Propel ¦ SYSTIMAX ULL |  | Fiber trunk cable assembly
UJVQZUCTR |  | Base Product | Ultra Low Loss (ULL) OM5 MPO APC (Pinned) to Unconnectorized, Fiber Trunk Cable Assembly, 16-Fiber, Dual Rated (OFNR/LSZH) | CommScope® | Propel ¦ SYSTIMAX ULL |  | Fiber trunk cable assembly
URGRPSN7R |  | Base Product | Ultra Low Loss (ULL) Singlemode G.657.A2 MPO16 (Non-Pinned) to SN, Fiber Array assembly, 16-Fiber, Dual Rated (OFNR/LSZH) | CommScope® | Propel ¦ SYSTIMAX ULL |  | Fiber array cable assembly
U3XRZUC8H |  | Base Product | Ultra Low Loss (ULL) OM4 MPO16 APC (Pinned) to Unconnectorized, Fiber Trunk Cable Assembly, 48-Fiber, LSZH B2ca | CommScope® | Propel ¦ SYSTIMAX ULL |  | Fiber trunk cable assembly
UGXQZUCTM |  | Base Product | Ultra Low Loss (ULL) OM4 MPO8 APC (Pinned) to Unconnectorized, Fiber Trunk Cable Assembly, 144-Fiber, Plenum | CommScope® | Propel ¦ SYSTIMAX ULL |  | Fiber trunk cable assembly
U3GRXRX8U |  | Base Product | Ultra Low Loss (ULL) Singlemode G.657.A2 MPO16 (Pinned) to MPO16 (Pinned), Fiber Trunk Cable Assembly, 64-Fiber, LSZH B2ca | CommScope® | Propel ¦ SYSTIMAX ULL |  | Fiber trunk cable assembly
U3XQVUCTL |  | Base Product | Ultra Low Loss (ULL) OM4 MPO8 APC (Non-Pinned) to Unconnectorized, Fiber Trunk Cable Assembly, 96-Fiber, LSZH B2ca | CommScope® | Propel ¦ SYSTIMAX ULL |  | Fiber trunk cable assembly
UGXQZUCTS |  | Base Product | Ultra Low Loss (ULL) OM4 MPO8 APC (Pinned) to Unconnectorized, Fiber Trunk Cable Assembly, 32-Fiber, Plenum | CommScope® | Propel ¦ SYSTIMAX ULL |  | Fiber trunk cable assembly
UGXQZUCTU |  | Base Product | Ultra Low Loss (ULL) OM4 MPO8 APC (Pinned) to Unconnectorized, Fiber Trunk Cable Assembly, 64-Fiber, Plenum | CommScope® | Propel ¦ SYSTIMAX ULL |  | Fiber trunk cable assembly
U3GRXUC8M |  | Base Product | Ultra Low Loss (ULL) Singlemode G.657.A2 MPO16 (Pinned) to Unconnectorized, Fiber Trunk Cable Assembly, 144-Fiber, LSZH B2ca | CommScope® | Propel ¦ SYSTIMAX ULL |  | Fiber trunk cable assembly
URVQVQVF8 |  | Base Product | Ultra Low Loss (ULL) OM5 MPO APC (Non-Pinned) to MPO APC (Non-Pinned), Fiber Trunk Cable Assembly, 8-Fiber, Dual Rated (OFNR/LSZH) | CommScope® | Propel ¦ SYSTIMAX ULL |  | Fiber array cable assembly
UGVRZUC8U |  | Base Product | Ultra Low Loss (ULL) OM5 MPO16 APC (Pinned) to Unconnectorized, Fiber Trunk Cable Assembly, 64-Fiber, Plenum | CommScope® | Propel ¦ SYSTIMAX ULL |  | Fiber trunk cable assembly
UGVQVUCTU |  | Base Product | Ultra Low Loss (ULL) OM5 MPO8 APC (Non-Pinned) to Unconnectorized, Fiber Trunk Cable Assembly, 64-Fiber, Plenum | CommScope® | Propel ¦ SYSTIMAX ULL |  | Fiber trunk cable assembly
UJVRZRZ8R |  | Base Product | Ultra Low Loss (ULL) OM5 MPO16 (Pinned) to MPO16 (Pinned), Fiber Trunk Cable Assembly, 16-Fiber, Dual Rated (OFNR/LSZH) | CommScope® | Propel ¦ SYSTIMAX ULL |  | Fiber trunk cable assembly
U3VQZUCTS |  | Base Product | Ultra Low Loss (ULL) OM5 MPO8 APC (Pinned) to Unconnectorized, Fiber Trunk Cable Assembly, 32-Fiber, LSZH B2ca | CommScope® | Propel ¦ SYSTIMAX ULL |  | Fiber trunk cable assembly
U3XRZUC8U |  | Base Product | Ultra Low Loss (ULL) OM4 MPO16 APC (Pinned) to Unconnectorized, Fiber Trunk Cable Assembly, 64-Fiber, LSZH B2ca | CommScope® | Propel ¦ SYSTIMAX ULL |  | Fiber trunk cable assembly
UGVQZQZTF |  | Base Product | Ultra Low Loss (ULL) OM5 MPO8 APC (Pinned) to MPO8 APC (Pinned), Fiber Trunk Cable Assembly, 24-Fiber, Plenum | CommScope® | Propel ¦ SYSTIMAX ULL |  | Fiber trunk cable assembly
UGXRZRZ8M |  | Base Product | Ultra Low Loss (ULL) OM4 MPO16 APC (Pinned) to MPO16 APC (Pinned), Fiber Trunk Cable Assembly, 144-Fiber, Plenum | CommScope® | Propel ¦ SYSTIMAX ULL |  | Fiber trunk cable assembly
U3XQZQZT8 |  | Base Product | Ultra Low Loss (ULL) OM4 MPO8 APC (Pinned) to MPO8 APC (Pinned), Fiber Array Cable Assembly, 8-Fiber, LSZH B2ca | CommScope® | Propel ¦ SYSTIMAX ULL |  | Fiber array cable assembly
UJVRZUC8H |  | Base Product | Ultra Low Loss (ULL) OM5 MPO16 (Pinned) to Unconnectorized, Fiber Trunk Cable Assembly, 48-Fiber, Dual Rated (OFNR/LSZH) | CommScope® | Propel ¦ SYSTIMAX ULL |  | Fiber trunk cable assembly
URVQZQZF8 |  | Base Product | Ultra Low Loss (ULL) OM5 MPO APC (Pinned) to MPO APC (Pinned), Fiber Trunk Cable Assembly, 8-Fiber, Dual Rated (OFNR/LSZH) | CommScope® | Propel ¦ SYSTIMAX ULL |  | Fiber array cable assembly
U3XQZQZTH |  | Base Product | Ultra Low Loss (ULL) OM4 MPO8 APC (Pinned) to MPO8 APC (Pinned), Fiber Trunk Cable Assembly, 48-Fiber, LSZH B2ca | CommScope® | Propel ¦ SYSTIMAX ULL |  | Fiber trunk cable assembly
UGVQZQZTM |  | Base Product | Ultra Low Loss (ULL) OM5 MPO8 APC (Pinned) to MPO8 APC (Pinned), Fiber Trunk Cable Assembly, 144-Fiber, Plenum | CommScope® | Propel ¦ SYSTIMAX ULL |  | Fiber trunk cable assembly
U3VRZRZ8N |  | Base Product | Ultra Low Loss (ULL) OM5 MPO16 APC (Pinned) to MPO16 APC (Pinned), Fiber Trunk Cable Assembly, 192-Fiber, LSZH B2ca | CommScope® | Propel ¦ SYSTIMAX ULL |  | Fiber trunk cable assembly
UQVQVQZF8 |  | Base Product | Ultra Low Loss (ULL) OM5 MPO APC (Non-Pinned) to MPO APC (Pinned), Fiber Trunk Cable Assembly, 8-Fiber, Plenum | CommScope® | Propel ¦ SYSTIMAX ULL |  | Fiber array cable assembly
U3XQZQZTN |  | Base Product | Ultra Low Loss (ULL) OM4 MPO8 APC (Pinned) to MPO8 APC (Pinned), Fiber Trunk Cable Assembly, 192-Fiber, LSZH B2ca | CommScope® | Propel ¦ SYSTIMAX ULL |  | Fiber trunk cable assembly
UGXQVQZTN |  | Base Product | Ultra Low Loss (ULL) OM4 MPO8 APC (Non-Pinned) to MPO8 APC (Pinned), Fiber Trunk Cable Assembly, 192-Fiber, Plenum | CommScope® | Propel ¦ SYSTIMAX ULL |  | Fiber trunk cable assembly
U3XQZQZTR |  | Base Product | Ultra Low Loss (ULL) OM4 MPO8 APC (Pinned) to MPO8 APC (Pinned), Fiber Trunk Cable Assembly, 16-Fiber, LSZH B2ca | CommScope® | Propel ¦ SYSTIMAX ULL |  | Fiber trunk cable assembly
UGXQVQZTU |  | Base Product | Ultra Low Loss (ULL) OM4 MPO8 APC (Non-Pinned) to MPO8 APC (Pinned), Fiber Trunk Cable Assembly, 64-Fiber, Plenum | CommScope® | Propel ¦ SYSTIMAX ULL |  | Fiber trunk cable assembly
UGGRXRX8S |  | Base Product | Ultra Low Loss (ULL) Singlemode G.657.A2 MPO16 (Pinned) to MPO16 (Pinned), Fiber Trunk Cable Assembly, 32-Fiber, Plenum | CommScope® | Propel ¦ SYSTIMAX ULL |  | Fiber trunk cable assembly
UJXQVQZT8 |  | Base Product | Ultra Low Loss (ULL) OM4 MPO APC (Pinned) to MPO APC (unPinned), Fiber Trunk Cable Assembly, 8-Fiber, Dual Rated (OFNR/LSZH) | CommScope® | Propel ¦ SYSTIMAX ULL |  | Fiber trunk cable assembly
UGVQZUCTF |  | Base Product | Ultra Low Loss (ULL) OM5 MPO8 APC (Pinned) to Unconnectorized, Fiber Trunk Cable Assembly, 24-Fiber, Plenum | CommScope® | Propel ¦ SYSTIMAX ULL |  | Fiber trunk cable assembly
UGXRZUC8L |  | Base Product | Ultra Low Loss (ULL) OM4 MPO16 APC (Pinned) to Unconnectorized, Fiber Trunk Cable Assembly, 96-Fiber, Plenum | CommScope® | Propel ¦ SYSTIMAX ULL |  | Fiber trunk cable assembly
UGGRXRX8U |  | Base Product | Ultra Low Loss (ULL) Singlemode G.657.A2 MPO16 (Pinned) to MPO16 (Pinned), Fiber Trunk Cable Assembly, 64-Fiber, Plenum | CommScope® | Propel ¦ SYSTIMAX ULL |  | Fiber trunk cable assembly
UJVQVUCTN |  | Base Product | Ultra Low Loss (ULL) OM5 MPO APC (Non-Pinned) to Unconnectorized, Fiber Trunk Cable Assembly, 192-Fiber, Dual Rated (OFNR/LSZH) | CommScope® | Propel ¦ SYSTIMAX ULL |  | Fiber trunk cable assembly
U3XQZUCT8 |  | Base Product | Ultra Low Loss (ULL) OM4 MPO8 APC (Pinned) to Unconnectorized, Fiber Array Cable Assembly, 8-Fiber, LSZH B2ca | CommScope® | Propel ¦ SYSTIMAX ULL |  | Fiber array cable assembly
URXQVLUF8 |  | Base Product | Ultra Low Loss (ULL) OM4 MPO8 APC (Non-Pinned) to LC/UPC Uniboot, Fiber Array Cable Assembly, 8-Fiber, Dual Rated (OFNR/LSZH) | CommScope® | Propel ¦ SYSTIMAX ULL |  | Fiber array cable assembly
UGVQZUCTM |  | Base Product | Ultra Low Loss (ULL) OM5 MPO8 APC (Pinned) to Unconnectorized, Fiber Trunk Cable Assembly, 144-Fiber, Plenum | CommScope® | Propel ¦ SYSTIMAX ULL |  | Fiber trunk cable assembly
U3XQZUCTF |  | Base Product | Ultra Low Loss (ULL) OM4 MPO8 APC (Pinned) to Unconnectorized, Fiber Trunk Cable Assembly, 24-Fiber, LSZH B2ca | CommScope® | Propel ¦ SYSTIMAX ULL |  | Fiber trunk cable assembly
UQVRVUC7R |  | Base Product | Ultra Low Loss (ULL) OM5 MPO16 APC (Non-Pinned) to Unconnectorized, Fiber Array Cable Assembly, 16-Fiber, Plenum | CommScope® | Propel ¦ SYSTIMAX ULL |  | Fiber array cable assembly
U3XQZUCTH |  | Base Product | Ultra Low Loss (ULL) OM4 MPO8 APC (Pinned) to Unconnectorized, Fiber Trunk Cable Assembly, 48-Fiber, LSZH B2ca | CommScope® | Propel ¦ SYSTIMAX ULL |  | Fiber trunk cable assembly
UGVQZUCTR |  | Base Product | Ultra Low Loss (ULL) OM5 MPO8 APC (Pinned) to Unconnectorized, Fiber Trunk Cable Assembly, 16-Fiber, Plenum | CommScope® | Propel ¦ SYSTIMAX ULL |  | Fiber trunk cable assembly
UGXRZUC8N |  | Base Product | Ultra Low Loss (ULL) OM4 MPO16 APC (Pinned) to Unconnectorized, Fiber Trunk Cable Assembly, 192-Fiber, Plenum | CommScope® | Propel ¦ SYSTIMAX ULL |  | Fiber trunk cable assembly
U3VRZUC8S |  | Base Product | Ultra Low Loss (ULL) OM5 MPO16 APC (Pinned) to Unconnectorized, Fiber Trunk Cable Assembly, 32-Fiber, LSZH B2ca | CommScope® | Propel ¦ SYSTIMAX ULL |  | Fiber trunk cable assembly
UGXQVUCTU |  | Base Product | Ultra Low Loss (ULL) OM4 MPO8 APC (Non-Pinned) to Unconnectorized, Fiber Trunk Cable Assembly, 64-Fiber, Plenum | CommScope® | Propel ¦ SYSTIMAX ULL |  | Fiber trunk cable assembly
UJVQZQZTF |  | Base Product | Ultra Low Loss (ULL) OM5 MPO APC (Pinned) to MPO APC (Pinned), Fiber Trunk Cable Assembly, 24-Fiber, Dual Rated (OFNR/LSZH) | CommScope® | Propel ¦ SYSTIMAX ULL |  | Fiber trunk cable assembly
UJXRZRZ8M |  | Base Product | Ultra Low Loss (ULL) OM4 MPO16 APC (Pinned) to MPO16 APC (Pinned), Fiber Trunk Cable Assembly, 144-Fiber, Dual Rated (OFNR/LSZH) | CommScope® | Propel ¦ SYSTIMAX ULL |  | Fiber trunk cable assembly
U3XQZUCTL |  | Base Product | Ultra Low Loss (ULL) OM4 MPO8 APC (Pinned) to Unconnectorized, Fiber Trunk Cable Assembly, 96-Fiber, LSZH B2ca | CommScope® | Propel ¦ SYSTIMAX ULL |  | Fiber trunk cable assembly
URXQZUCF8 |  | Base Product | Ultra Low Loss (ULL) OM4 MPO8 APC (Pinned) to Unconnectorized, Fiber Trunk Cable Assembly, 8-Fiber, Dual Rated (OFNR/LSZH) | CommScope® | Propel ¦ SYSTIMAX ULL |  | Fiber array cable assembly
URXRVUC7R |  | Base Product | Ultra Low Loss (ULL) OM4 MPO16 APC APC (Non-Pinned) to Unconnectorized, Fiber Array Cable Assembly, 16-Fiber, Dual Rated (OFNR/LSZH) | CommScope® | Propel ¦ SYSTIMAX ULL |  | Fiber array cable assembly
UGXQZQZTM |  | Base Product | Ultra Low Loss (ULL) OM4 MPO8 APC (Pinned) to MPO8 APC (Pinned), Fiber Trunk Cable Assembly, 144-Fiber, Plenum | CommScope® | Propel ¦ SYSTIMAX ULL |  | Fiber trunk cable assembly
UJXRZUC8L |  | Base Product | Ultra Low Loss (ULL) OM4 MPO16 APC (Pinned) to Unconnectorized, Fiber Trunk Cable Assembly, 96-Fiber, Dual Rated (OFNR/LSZH) | CommScope® | Propel ¦ SYSTIMAX ULL |  | Fiber trunk cable assembly
UQXQZLUF8 |  | Base Product | Ultra Low Loss (ULL) OM4 MPO8 APC (Pinned) to LC/UPC Uniboot, Fiber Array Cable Assembly, 8-Fiber, Plenum | CommScope® | Propel ¦ SYSTIMAX ULL |  | Fiber array cable assembly
UQX2DMXAH |  | Base Product | Ultra Low Loss (ULL) OM4, 3X4, MPO24 (Non-Pinned - QSFP-DD) to MPO12 (Pinned), 48-Fiber, Conversion Array, Plenum | CommScope® | Propel ¦ SYSTIMAX ULL |  | Fiber conversion array cable assembly
UQG2XRPBH |  | Base Product | Ultra Low Loss (ULL) Singlemode G.657.A2, 2X3, MPO24 (Non-Pinned) to MPO16 (Non-Pinned), 48-Fiber, Conversion Array, Plenum | CommScope® | Propel ¦ SYSTIMAX ULL |  | Fiber conversion array cable assembly
UQX2EMXAH |  | Base Product | Ultra Low Loss (ULL) OM4, 3X4, MPO24 (Non-Pinned - QSFP) to MPO12 (Pinned), 48-Fiber, Conversion Array ,Plenum | CommScope® | Propel ¦ SYSTIMAX ULL |  | Fiber conversion array cable assembly
URX2DMXAH |  | Base Product | Ultra Low Loss (ULL) OM4, 3X4, MPO24 (Non-Pinned - QSFP-DD) to MPO12 (Pinned), 48-Fiber, Conversion Array, LSZH | CommScope® | Propel ¦ SYSTIMAX ULL |  | Fiber conversion array cable assembly
UQG2EMXAH |  | Base Product | Ultra Low Loss (ULL) Singlemode G.657.A2, 3X4, MPO24 (Non-Pinned - QSFP) to MPO12 (Pinned), 48-Fiber, Conversion Array, LSZH | CommScope® | Propel ¦ SYSTIMAX ULL |  | Fiber conversion array cable assembly
ULGMPSACH |  | Base Product | Ultra Low Loss ULL TeraSPEED® MPO(Unpinned) to SC/APC Ruggedized fanout Cable, 48-Fiber, Plenum, 12 fiber PmP 2.0 mm Dca | CommScope® | SYSTIMAX ULL |  | Ruggedized fanout
ULGMXLCAD |  | Base Product | Ultra Low Loss (ULL) Singlemode MPO12 (Pinned) to LC/UPC, Ruggedized Fanout MPO Cable Assembly ,12-Fiber, Plenum | CommScope® | SYSTIMAX InstaPATCH® 360 ¦ SYSTIMAX ULL |  | Ruggedized fanout
ULGMPLGCF |  | Base Product | Ultra Low Loss ULL TeraSPEED® MPO(Unpinned) to LC/APC G B Ruggedized fanout Cable, 24-Fiber, Plenum, 12 fiber PmP 2.0 mm Dca | CommScope® | SYSTIMAX ULL |  | Ruggedized fanout
ULGMXLFCG |  | Base Product | Ultra Low Loss ULL TeraSPEED® MPO(Pinned) to LC/UPC G B Ruggedized fanout Cable, 36-Fiber, Plenum, 12 fiber PmP 2.0 mm Dca | CommScope® | SYSTIMAX ULL |  | Ruggedized fanout
ULGMXLCCF |  | Base Product | Ultra Low Loss ULL TeraSPEED® MPO(Pinned) to LC/UPC Ruggedized fanout Cable, 24-Fiber, Plenum, 12 fiber PmP 2.0 mm Dca | CommScope® | SYSTIMAX ULL |  | Ruggedized fanout
ULGMPLFCF |  | Base Product | Ultra Low Loss ULL TeraSPEED® MPO(Unpinned) to LC/UPC G B Ruggedized fanout Cable, 24-Fiber, Plenum, 12 fiber PmP 2.0 mm Dca | CommScope® | SYSTIMAX ULL |  | Ruggedized fanout
ULVMPLCCF |  | Base Product | Ultra Low Loss ULL LazrSPEED® 550 OM5 MPO(Unpinned) to LC/UPC Ruggedized fanout Cable, 24-Fiber, Plenum, 12 fiber PmP 2.0 mm Dca | CommScope® | SYSTIMAX ULL |  | Ruggedized fanout
ULGMXSACL |  | Base Product | Ultra Low Loss ULL TeraSPEED® MPO(Pinned) to SC/APC Ruggedized fanout Cable, 96-Fiber, Plenum, 12 fiber PmP 2.0 mm Dca | CommScope® | SYSTIMAX ULL |  | Ruggedized fanout
ULVMPLUCM |  | Base Product | Ultra Low Loss ULL LazrSPEED® 550 OM5 MPO(Unpinned) to LC/UPC Uniboot Ruggedized fanout Cable, 144-Fiber, Plenum, 12 fiber PmP 2.0 mm Dca | CommScope® | SYSTIMAX ULL |  | Ruggedized fanout
ULGMXSCCG |  | Base Product | Ultra Low Loss ULL TeraSPEED® MPO(Pinned) to SC/UPC Ruggedized fanout Cable, 36-Fiber, Plenum, 12 fiber PmP 2.0 mm Dca | CommScope® | SYSTIMAX ULL |  | Ruggedized fanout
ULVMXLUCH |  | Base Product | Ultra Low Loss ULL LazrSPEED® 550 OM5 MPO(Pinned) to LC/UPC Uniboot Ruggedized fanout Cable, 48-Fiber, Plenum, 12 fiber PmP 2.0 mm Dca | CommScope® | SYSTIMAX ULL |  | Ruggedized fanout
ULVMXSCCK |  | Base Product | Ultra Low Loss ULL LazrSPEED® 550 OM5 MPO(Pinned) to SC/UPC Ruggedized fanout Cable, 72-Fiber, Plenum, 12 fiber PmP 2.0 mm Dca | CommScope® | SYSTIMAX ULL |  | Ruggedized fanout
ULXMPLCCK |  | Base Product | Ultra Low Loss ULL LazrSPEED® 550 MPO(Unpinned) to LC/UPC Ruggedized fanout Cable, 72-Fiber, Plenum, 12 fiber PmP 2.0 mm Dca | CommScope® | SYSTIMAX ULL |  | Ruggedized fanout
ULVMXLCCG |  | Base Product | Ultra Low Loss ULL LazrSPEED® 550 OM5 MPO(Pinned) to LC/UPC Ruggedized fanout Cable, 36-Fiber, Plenum, 12 fiber PmP 2.0 mm Dca | CommScope® | SYSTIMAX ULL |  | Ruggedized fanout
ULVMXLUCL |  | Base Product | Ultra Low Loss ULL LazrSPEED® 550 OM5 MPO(Pinned) to LC/UPC Uniboot Ruggedized fanout Cable, 96-Fiber, Plenum, 12 fiber PmP 2.0 mm Dca | CommScope® | SYSTIMAX ULL |  | Ruggedized fanout
ULXMXLCCH |  | Base Product | Ultra Low Loss ULL LazrSPEED® 550 MPO(Pinned) to LC/UPC Ruggedized fanout Cable, 48-Fiber, Plenum, 12 fiber PmP 2.0 mm Dca | CommScope® | SYSTIMAX ULL |  | Ruggedized fanout
ULXMXLCCL |  | Base Product | Ultra Low Loss ULL LazrSPEED® 550 MPO(Pinned) to LC/UPC Ruggedized fanout Cable, 96-Fiber, Plenum, 12 fiber PmP 2.0 mm Dca | CommScope® | SYSTIMAX ULL |  | Ruggedized fanout
ULVMXSCCF |  | Base Product | Ultra Low Loss ULL LazrSPEED® 550 OM5 MPO(Pinned) to SC/UPC Ruggedized fanout Cable, 24-Fiber, Plenum, 12 fiber PmP 2.0 mm Dca | CommScope® | SYSTIMAX ULL |  | Ruggedized fanout
ULXMPSCCK |  | Base Product | Ultra Low Loss ULL LazrSPEED® 550 MPO(Unpinned) to SC/UPC Ruggedized fanout Cable, 72-Fiber, Plenum, 12 fiber PmP 2.0 mm Dca | CommScope® | SYSTIMAX ULL |  | Ruggedized fanout
ULXMPLCCD |  | Base Product | Ultra Low Loss ULL LazrSPEED® 550 MPO(Unpinned) to LC/UPC Ruggedized fanout Cable, 12-Fiber, Plenum, 12 fiber PmP 2.0 mm Dca | CommScope® | SYSTIMAX ULL |  | Ruggedized fanout
ULXMXLUCK |  | Base Product | Ultra Low Loss ULL LazrSPEED® 550 MPO(Pinned) to LC/UPC Uniboot Ruggedized fanout Cable, 72-Fiber, Plenum, 12 fiber PmP 2.0 mm Dca | CommScope® | SYSTIMAX ULL |  | Ruggedized fanout
UNGMPLCCH |  | Base Product | Ultra Low Loss ULL TeraSPEED® MPO(Unpinned) to LC/UPC Ruggedized fanout Cable, 48-Fiber, LSZH, 12 fiber PmP 2.0 mm Dca | CommScope® | SYSTIMAX ULL |  | Ruggedized fanout
UNGMXLFCM |  | Base Product | Ultra Low Loss ULL TeraSPEED® MPO(Pinned) to LC/UPC G B Ruggedized fanout Cable, 144-Fiber, LSZH, 12 fiber PmP 2.0 mm Dca | CommScope® | SYSTIMAX ULL |  | Ruggedized fanout
UNGMXLUCF |  | Base Product | Ultra Low Loss ULL TeraSPEED® MPO(Pinned) to LC/UPC Uniboot Ruggedized fanout Cable, 24-Fiber, LSZH, 12 fiber PmP 2.0 mm Dca | CommScope® | SYSTIMAX ULL |  | Ruggedized fanout
UNGMXLACL |  | Base Product | Ultra Low Loss ULL TeraSPEED® MPO(Pinned) to LC/APC Ruggedized fanout Cable, 96-Fiber, LSZH, 12 fiber PmP 2.0 mm Dca | CommScope® | SYSTIMAX ULL |  | Ruggedized fanout
UNGMXSACH |  | Base Product | Ultra Low Loss ULL TeraSPEED® MPO(Pinned) to SC/APC Ruggedized fanout Cable, 48-Fiber, LSZH, 12 fiber PmP 2.0 mm Dca | CommScope® | SYSTIMAX ULL |  | Ruggedized fanout
UNGMXSACK |  | Base Product | Ultra Low Loss ULL TeraSPEED® MPO(Pinned) to SC/APC Ruggedized fanout Cable, 72-Fiber, LSZH, 12 fiber PmP 2.0 mm Dca | CommScope® | SYSTIMAX ULL |  | Ruggedized fanout
UNGMXSCCH |  | Base Product | Ultra Low Loss ULL TeraSPEED® MPO(Pinned) to SC/UPC Ruggedized fanout Cable, 48-Fiber, LSZH, 12 fiber PmP 2.0 mm Dca | CommScope® | SYSTIMAX ULL |  | Ruggedized fanout
UNVMXLCCD |  | Base Product | Ultra Low Loss ULL LazrSPEED® 550 OM5 MPO(Pinned) to LC/UPC Ruggedized fanout Cable, 12-Fiber, LSZH, 12 fiber PmP 2.0 mm Dca | CommScope® | SYSTIMAX ULL |  | Ruggedized fanout
UNVMXSCCH |  | Base Product | Ultra Low Loss ULL LazrSPEED® 550 OM5 MPO(Pinned) to SC/UPC Ruggedized fanout Cable, 48-Fiber, LSZH, 12 fiber PmP 2.0 mm Dca | CommScope® | SYSTIMAX ULL |  | Ruggedized fanout
UNVMPSCCM |  | Base Product | Ultra Low Loss ULL LazrSPEED® 550 OM5 MPO(Unpinned) to SC/UPC Ruggedized fanout Cable, 144-Fiber, LSZH, 12 fiber PmP 2.0 mm Dca | CommScope® | SYSTIMAX ULL |  | Ruggedized fanout
UNXMPLCCD |  | Base Product | Ultra Low Loss ULL LazrSPEED® 550 MPO(Unpinned) to LC/UPC Ruggedized fanout Cable, 12-Fiber, LSZH, 12 fiber PmP 2.0 mm Dca | CommScope® | SYSTIMAX ULL |  | Ruggedized fanout
UNXMPLCCG |  | Base Product | Ultra Low Loss ULL LazrSPEED® 550 MPO(Unpinned) to LC/UPC Ruggedized fanout Cable, 36-Fiber, LSZH, 12 fiber PmP 2.0 mm Dca | CommScope® | SYSTIMAX ULL |  | Ruggedized fanout
UNXMPLCCK |  | Base Product | Ultra Low Loss ULL LazrSPEED® 550 MPO(Unpinned) to LC/UPC Ruggedized fanout Cable, 72-Fiber, LSZH, 12 fiber PmP 2.0 mm Dca | CommScope® | SYSTIMAX ULL |  | Ruggedized fanout
UNXMXLUCF |  | Base Product | Ultra Low Loss ULL LazrSPEED® 550 MPO(Pinned) to LC/UPC Uniboot Ruggedized fanout Cable, 24-Fiber, LSZH, 12 fiber PmP 2.0 mm Dca | CommScope® | SYSTIMAX ULL |  | Ruggedized fanout
UQGMPLUGD |  | Base Product | Ultra Low Loss (ULL) Singlemode MPO12 (Unpinned) to LC/UPC Uniboot, Fiber Extension Cable Assembly, 12-Fiber, Plenum | CommScope® | SYSTIMAX ULL |  | Fiber array cable assembly
UQGQXQXJ8 |  | Base Product | Ultra Low Loss (ULL) Singlemode MPO8 (Pinned) to MPO8 (Pinned), Fiber Extension Cable Assembly, 8-Fiber, Plenum | CommScope® | SYSTIMAX ULL |  | Fiber array cable assembly
UNXMXLCCL |  | Base Product | Ultra Low Loss ULL LazrSPEED® 550 MPO(Pinned) to LC/UPC Ruggedized fanout Cable, 96-Fiber, LSZH, 12 fiber PmP 2.0 mm Dca | CommScope® | SYSTIMAX ULL |  | Ruggedized fanout
UNXMXSCCD |  | Base Product | Ultra Low Loss ULL LazrSPEED® 550 MPO(Pinned) to SC/UPC Ruggedized fanout Cable, 12-Fiber, LSZH, 12 fiber PmP 2.0 mm Dca | CommScope® | SYSTIMAX ULL |  | Ruggedized fanout
UQGQPQXJ8 |  | Base Product | Ultra Low Loss (ULL) Singlemode MPO8 (Unpinned) to MPO8 (Pinned), Fiber Extension Cable Assembly, 8-Fiber, Plenum | CommScope® | SYSTIMAX ULL |  | Fiber array cable assembly
UQX2C2PHF |  | Base Product | Ultra Low Loss (ULL) OM4, MPO24 (Unpinned) to MPO24 (Unpinned), 24-Fiber, Plenum Patchcord | CommScope® | SYSTIMAX ULL |  | Fiber array cable assembly
UQGMXLUGD |  | Base Product | Ultra Low Loss (ULL) Singlemode MPO12 (Pinned) to LC/UPC Uniboot, Fiber Extension Cable Assembly, 12-Fiber, Plenum | CommScope® | SYSTIMAX ULL |  | Fiber array cable assembly
UQXMXLCGD |  | Base Product | Ultra Low Loss (ULL) OM4 MPO12 (Pinned) to LC/UPC, Fiber Extension Cable Assembly, 12-Fiber, Plenum | CommScope® | SYSTIMAX ULL |  | Fiber array cable assembly
UQV2PQPHF |  | Base Product | Ultra Low Loss OM5, MPO24 (Unpinned) to MPO8 QSFP (Unpinned), Fiber Extension Cable Assembly, 24-Fiber, Plenum | CommScope® | SYSTIMAX ULL |  | Fiber array cable assembly
UQVMPLUGD |  | Base Product | Ultra Low Loss OM5 MPO12 Unpinned to LC/UPC Uniboot 12-Fiber Plenum Array Cord | CommScope® | SYSTIMAX ULL |  | Fiber array cable assembly
UQVQPQPJ8 |  | Base Product | Ultra Low Loss (ULL) OM5 MPO8 (Unpinned) to MPO8 (Unpinned), Fiber Extension Cable Assembly, 8-Fiber, Plenum | CommScope® | SYSTIMAX ULL |  | Fiber array cable assembly
URGQPQPJ8 |  | Base Product | Ultra Low Loss (ULL) Singlemode MPO8 (Unpinned) to MPO8 (Unpinned), Fiber Extension Cable Assembly, 8-Fiber, Low Smoke Zero Halogen | CommScope® | SYSTIMAX ULL |  | Fiber array cable assembly
UQVQPQXJ8 |  | Base Product | Ultra Low Loss (ULL) OM5 MPO8 (Unpinned) to MPO8 (Pinned), Fiber Extension Cable Assembly, 8-Fiber, Plenum | CommScope® | SYSTIMAX ULL |  | Fiber array cable assembly
UQXMPLUGD |  | Base Product | Ultra Low Loss (ULL) LazrSPEED® 550 OM4 MPO/12 (Unpinned) to LC/UPC Uniboot, 12-Fiber, Plenum | CommScope® | SYSTIMAX ULL |  | Fiber array cable assembly
UQXMPMPGD |  | Base Product | Ultra Low Loss (ULL) OM4 MPO12 (Unpinned) to MPO12 (Unpinned), Fiber Extension Cable Assembly, 12-Fiber, Plenum | CommScope® | SYSTIMAX ULL |  | Fiber array cable assembly
URGQPLCJ8 |  | Base Product | Ultra Low Loss Singlemode MPO8 Unpinned to LC/UPC 8-Fiber Low Smoke Zero Halogen Array Cord | CommScope® | SYSTIMAX ULL |  | Fiber array cable assembly
UQX2X2XHF |  | Base Product | Ultra Low Loss (ULL) OM4, MPO24 (Pinned) to MPO24 (Pinned), 24-Fiber, Plenum Patchcord | CommScope® | SYSTIMAX ULL |  | Fiber array cable assembly
UQXQPMXHF |  | Base Product | Ultra Low Loss OM4, MPO8 QSFP (Unpinned) to MPO12 (Pinned), Fiber Extension Cable Assembly, 24-Fiber, Plenum | CommScope® | SYSTIMAX ULL |  | Fiber array cable assembly
URVMPMPGD |  | Base Product | Ultra Low Loss (ULL) OM5 MPO12 (Unpinned) to MPO12 (Unpinned), Fiber Extension Cable Assembly, 12-Fiber, Low Smoke Zero Halogen | CommScope® | SYSTIMAX ULL |  | Fiber array cable assembly
URX2P2XHF |  | Base Product | Ultra Low Loss (ULL) OM4, MPO24 (Unpinned) to MPO24 (Pinned), 24-Fiber, Low Smoke Zero Halogen (LSZH) Patchcord | CommScope® | SYSTIMAX ULL |  | Fiber array cable assembly
URV2C2PHF |  | Base Product | Ultra Low Loss (ULL) OM5, MPO24 (Unpinned) to MPO24 (Unpinned), 24-Fiber, Low Smoke Zero Halogen (LSZH) Patchcord | CommScope® | SYSTIMAX ULL |  | Fiber array cable assembly
URXQFQFJ8 |  | Base Product | Ultra Low Loss (ULL) OM4 unpinned MPO-08 Polarity and Gender Changeable Patchcord, Low Smoke Zero Halogen (LSZH) | CommScope® | SYSTIMAX ULL |  | Fiber array cable assembly
URXMPLUGD |  | Base Product | Ultra Low Loss OM4 MPO12 Unpinned to LC/UPC Uniboot 12-Fiber Low Smoke Zero Halogen/Riser Array Cord | CommScope® | SYSTIMAX ULL |  | Fiber array cable assembly
URX2XQPHF |  | Base Product | Ultra Low Loss OM4, MPO24 (Pinned) to MPO8 QSFP (Unpinned), Fiber Extension Cable Assembly, 24-Fiber, Low Smoke Zero Halogen | CommScope® | SYSTIMAX ULL |  | Fiber array cable assembly
A3GMPMPAH |  | Base Product | Singlemode MPO12 (Unpinned) to MPO12 (Unpinned), Fiber Trunk Cable Assembly, 48-Fiber, B2ca, Method A, Low Smoke Zero Halogen | CommScope® |  |  | Fiber trunk cable assembly |  | Discontinued
A3GMPMPAK |  | Base Product | Singlemode MPO12 (Unpinned) to MPO12 (Unpinned), Fiber Trunk Cable Assembly, 72-Fiber, B2ca, Method A, Low Smoke Zero Halogen | CommScope® |  |  | Fiber trunk cable assembly |  | Discontinued
A3GMXMPAD |  | Base Product | Singlemode MPO12 (Pinned) to MPO12 (Unpinned), Fiber Trunk Cable Assembly, 12-Fiber, B2ca, Method A, , Low Smoke Zero Halogen | CommScope® |  |  | Fiber trunk cable assembly |  | Discontinued
A3GMXMXAL |  | Base Product | Singlemode MPO12 (Pinned) to MPO12 (Pinned), Fiber Trunk Cable Assembly, 96-Fiber, B2ca, Method A, Low Smoke Zero Halogen | CommScope® |  |  | Fiber trunk cable assembly |  | Discontinued
A3XMPMPAK |  | Base Product | OM4 MPO12 (Unpinned) to MPO12 (Unpinned), Fiber Trunk Cable Assembly, 72-Fiber, B2ca, Method A, Low Smoke Zero Halogen | CommScope® |  |  | Fiber trunk cable assembly |  | Discontinued
A3GMXMXAM |  | Base Product | Singlemode MPO12 (Pinned) to MPO12 (Pinned), Fiber Trunk Cable Assembly, 144-Fiber, B2ca, Method A, Dual Rated LSZH/Riser | CommScope® |  |  | Fiber trunk cable assembly |  | Discontinued
A3GMXMPAL |  | Base Product | Singlemode MPO12 (Pinned) to MPO12 (Unpinned), Fiber Trunk Cable Assembly, 96-Fiber, B2ca, Method A, Low Smoke Zero Halogen | CommScope® |  |  | Fiber trunk cable assembly |  | Discontinued
A3XMXMXCK |  | Base Product | Ultra Low Loss ULL LazrSPEED® 550 MPO(Pinned) to MPO(Pinned) Pre-terminated Trunk Cable, MPO12, 72-Fiber, LSZH, 12 fiber PmP 2.0 mm /B2ca, Method A | CommScope® |  |  | Fiber trunk cable assembly
AJGMXUCCD |  | Base Product | Ultra Low Loss ULL TeraSPEED® MPO(Pinned) to Unconnectorized Pre-terminated Trunk Cable, MPO12, 12-Fiber, LSZH, 12 fiber PmP 2.0 mm Dca, Method A | CommScope® |  |  | Fiber trunk cable assembly
AJXMXMXAD |  | Base Product | OM4 MPO12 (Pinned) to MPO12 (Pinned), Fiber Trunk Cable Assembly, 12-Fiber, Method A, Low Smoke Zero Halogen | CommScope® |  |  | Fiber trunk cable assembly
AJX2X2XBK |  | Base Product | OM4 MPO24 (Pinned) to MPO24 (Pinned), Fiber Trunk Cable Assembly, 72-Fiber, Method A, Low Smoke Zero Halogen | CommScope® |  |  | Fiber trunk cable assembly
AJXMXMXCK |  | Base Product | Ultra Low Loss ULL LazrSPEED® 550 MPO(Pinned) to MPO(Pinned) Pre-terminated Trunk Cable, MPO12, 72-Fiber, LSZH, 12 fiber PmP 2.0 mm Dca, Method A | CommScope® |  |  | Fiber trunk cable assembly
AQGMPMPGD |  | Base Product | Singlemode MPO12 (Unpinned) to MPO12 (Unpinned), Fiber Patch Cord, 12-Fiber, Method A, Plenum | CommScope® |  |  | Fiber array cable assembly
AJXMXMXAH |  | Base Product | OM4 MPO12 (Pinned) to MPO12 (Pinned), Fiber Trunk Cable Assembly, 48-Fiber, Method A, Low Smoke Zero Halogen | CommScope® |  |  | Fiber trunk cable assembly
ARX2P2PHF |  | Base Product | OM4 MPO24 (Unpinned) to MPO24 (Unpinned), Fiber Trunk Cable Assembly, 24-Fiber, Method A, Low Smoke Zero Halogen | CommScope® |  |  | Fiber array cable assembly
AQX2P2PHF |  | Base Product | OM4 MPO24 (Unpinned) to MPO24 (Unpinned), Fiber Patch Cord, 24-Fiber, Method A, Plenum | CommScope® |  |  | Fiber array cable assembly
AJXMXMXCD |  | Base Product | Ultra Low Loss ULL LazrSPEED® 550 MPO(Pinned) to MPO(Pinned) Pre-terminated Trunk Cable, MPO12, 12-Fiber, LSZH, 12 fiber PmP 2.0 mm Dca, Method A | CommScope® |  |  | Fiber trunk cable assembly
F3XMPMPAF |  | Base Product | OM4 MPO (Unpinned) to MPO (Unpinned), InstaPATCH® 360 Pre-terminated Trunk Cable, 24-Fiber, Low Smoke Zero Halogen B2ca | CommScope® | SYSTIMAX InstaPATCH® 360 |  | Fiber trunk cable assembly
F3XMPMPAK |  | Base Product | OM4 MPO (Unpinned) to MPO (Unpinned), InstaPATCH® 360 Pre-terminated Trunk Cable, 72-Fiber, Low Smoke Zero Halogen B2ca | CommScope® | SYSTIMAX InstaPATCH® 360 |  | Fiber trunk cable assembly
F3VMPMPAL |  | Base Product | OM5 MPO (Unpinned) to MPO (Unpinned), InstaPATCH® 360 Pre-terminated Trunk Cable, 96-Fiber, Low Smoke Zero Halogen B2ca | CommScope® | SYSTIMAX InstaPATCH® 360 |  | Fiber trunk cable assembly
F3WMPMXAH |  | Base Product | Singlemode MPO (Unpinned) to MPO (Pinned), InstaPATCH® 360 Pre-terminated Trunk Cable, 48-Fiber, Low Smoke Zero Halogen B2ca | CommScope® | SYSTIMAX InstaPATCH® 360 |  | Fiber trunk cable assembly |  | Discontinued
F3WMPMPAF |  | Base Product | Singlemode MPO (Unpinned) to MPO (Unpinned), InstaPATCH® 360 Pre-terminated Trunk Cable, 24-Fiber, Low Smoke Zero Halogen B2ca | CommScope® | SYSTIMAX InstaPATCH® 360 |  | Fiber trunk cable assembly
F3XMPMXAM |  | Base Product | OM4 MPO (Unpinned) to MPO (Pinned), InstaPATCH® 360 Pre-terminated Trunk Cable, 144-Fiber, Low Smoke Zero Halogen B2ca | CommScope® | SYSTIMAX InstaPATCH® 360 |  | Fiber trunk cable assembly |  | Discontinued
F3WMPMXAL |  | Base Product | Singlemode MPO (Unpinned) to MPO (Pinned), InstaPATCH® 360 Pre-terminated Trunk Cable, 96-Fiber, Low Smoke Zero Halogen B2ca | CommScope® | SYSTIMAX InstaPATCH® 360 |  | Fiber trunk cable assembly |  | Discontinued
F4WMPLCAH |  | Base Product | Singlemode MPO (Unpinned) to LC/UPC, InstaPATCH® 360 Ruggedized Fanout Cable, 48-Fiber, Low Smoke Zero Halogen B2ca | CommScope® | SYSTIMAX InstaPATCH® 360 |  | Ruggedized fanout |  | Discontinued
F4XMPLCAD |  | Base Product | OM4 MPO (Unpinned) to LC/UPC, InstaPATCH® 360 Ruggedized Fanout Cable, 12-Fiber, Low Smoke Zero Halogen B2ca | CommScope® | SYSTIMAX InstaPATCH® 360 |  | Ruggedized fanout
F4WMXLCAH |  | Base Product | Singlemode MPO (Pinned) to LC/UPC, InstaPATCH® 360 Ruggedized Fanout Cable, 48-Fiber, Low Smoke Zero Halogen B2ca | CommScope® | SYSTIMAX InstaPATCH® 360 |  | Ruggedized fanout |  | Discontinued
F4XMPLCAF |  | Base Product | OM4 MPO (Unpinned) to LC/UPC, InstaPATCH® 360 Ruggedized Fanout Cable, 24-Fiber, Low Smoke Zero Halogen B2ca | CommScope® | SYSTIMAX InstaPATCH® 360 |  | Ruggedized fanout
F4WMXLCAK |  | Base Product | Singlemode MPO (Pinned) to LC/UPC, InstaPATCH® 360 Ruggedized Fanout Cable, 72-Fiber, Low Smoke Zero Halogen B2ca | CommScope® | SYSTIMAX InstaPATCH® 360 |  | Ruggedized fanout |  | Discontinued
F4XMPSCAD |  | Base Product | OM4 MPO (Unpinned) to SC/UPC, InstaPATCH® 360 Ruggedized Fanout Cable, 12-Fiber, Low Smoke Zero Halogen B2ca | CommScope® | SYSTIMAX InstaPATCH® 360 |  | Ruggedized fanout
F4XMXSCAD |  | Base Product | OM4 MPO (Pinned) to SC/UPC, InstaPATCH® 360 Ruggedized Fanout Cable, 12-Fiber, Low Smoke Zero Halogen B2ca | CommScope® | SYSTIMAX InstaPATCH® 360 |  | Ruggedized fanout
F4ZMXLCAF |  | Base Product | OM3 MPO (Pinned) to LC/UPC, InstaPATCH® 360 Ruggedized Fanout Cable, 24-Fiber, Low Smoke Zero Halogen B2ca | CommScope® | SYSTIMAX InstaPATCH® 360 |  | Ruggedized fanout |  | Discontinued
F4ZMPLCAK |  | Base Product | OM3 MPO (Unpinned) to LC/UPC, InstaPATCH® 360 Ruggedized Fanout Cable, 72-Fiber, Low Smoke Zero Halogen B2ca | CommScope® | SYSTIMAX InstaPATCH® 360 |  | Ruggedized fanout |  | Discontinued
UKVMXUCCH |  | Base Product | Ultra Low Loss (ULL) OM5 MPO12 UPC (pinned) to Unconnectorized Fiber Trunk Cable Assembly, 48-Fiber, Armored Indoor Dual Rated (OFNR/LSZH) | CommScope® | Propel ¦ SYSTIMAX ULL |  | Fiber trunk cable assembly
UKVMXUCCM |  | Base Product | Ultra Low Loss (ULL) OM5 MPO12 UPC (pinned) to Unconnectorized Fiber Trunk Cable Assembly, 144Fiber, Armored Indoor Dual Rated (OFNR/LSZH) | CommScope® | Propel ¦ SYSTIMAX ULL |  | Fiber trunk cable assembly
UKGMXMXCG |  | Base Product | Singlemode MPO12 APC (pinned) to MPO12 APC (pinned) Fiber Trunk Cable Assembly, 36-Fiber, Armored Indoor Dual Rated (OFNR/LSZH) | CommScope® | Propel ¦ SYSTIMAX ULL |  | Fiber trunk cable assembly
UKXMXMXCN |  | Base Product | Ultra Low Loss (ULL) OM4 MPO12 UPC (pinned) to MPO12 UPC (pinned) Fiber Trunk Cable Assembly, 192-Fiber, Armored Indoor Low Smoke Zero Halogen (LSZH) | CommScope® | Propel ¦ SYSTIMAX ULL |  | Fiber trunk cable assembly
UKVQZUCTF |  | Base Product | Ultra Low Loss (ULL) OM5 MPO8 APC (pinned) to Unconnectorized Fiber Trunk Cable Assembly, 24-Fiber, Armored Indoor Dual Rated (OFNR/LSZH) | CommScope® | Propel ¦ SYSTIMAX ULL |  | Fiber trunk cable assembly
UKXMXMXCP |  | Base Product | Ultra Low Loss (ULL) OM4 MPO12 UPC (pinned) to MPO12 UPC (pinned) Fiber Trunk Cable Assembly, 288-Fiber, Armored Indoor Low Smoke Zero Halogen (LSZH) | CommScope® | Propel ¦ SYSTIMAX ULL |  | Fiber trunk cable assembly
UHGMXUCCF |  | Base Product | Singlemode MPO12 APC (pinned) to Unconnectorized Fiber Trunk Cable Assembly, 24-Fiber, Armored Indoor Plenum | CommScope® | Propel ¦ SYSTIMAX ULL |  | Fiber trunk cable assembly
UHVQZUCT8 |  | Base Product | Ultra Low Loss (ULL) OM5 MPO8 APC (pinned) to Unconnectorized Fiber Trunk Cable Assembly, 8-Fiber, Armored Indoor Plenum | CommScope® | Propel ¦ SYSTIMAX ULL |  | Fiber trunk cable assembly
UKVQXQXTK |  | Base Product | Ultra Low Loss (ULL) OM5 MPO8 UPC (pinned) to MPO8 UPC (pinned) Fiber Trunk Cable Assembly, 72-Fiber, Armored Indoor Dual Rated (OFNR/LSZH) | CommScope® | Propel ¦ SYSTIMAX ULL |  | Fiber trunk cable assembly
UKXMXUCCH |  | Base Product | Ultra Low Loss (ULL) OM4 MPO12 UPC (pinned) to Unconnectorized Fiber Trunk Cable Assembly, 48-Fiber, Armored Indoor Dual Rated (OFNR/LSZH) | CommScope® | Propel ¦ SYSTIMAX ULL |  | Fiber trunk cable assembly
UKGMXUCCD |  | Base Product | Singlemode MPO12 APC (pinned)to Unconnectorized Fiber Trunk Cable Assembly, 12-Fiber, Armored Indoor Dual Rated (OFNR/LSZH) | CommScope® | Propel ¦ SYSTIMAX ULL |  | Fiber trunk cable assembly
UHGRZRZ8H |  | Base Product | Singlemode MPO16 APC (pinned) to MPO16 APC (pinned), Fiber Trunk Cable Assembly, 48-Fiber, Armored Indoor Plenum | CommScope® | Propel ¦ SYSTIMAX ULL |  | Fiber trunk cable assembly
UKGMXUCCF |  | Base Product | Singlemode MPO12 APC (pinned) to Unconnectorized Fiber Trunk Cable Assembly, 24-Fiber, Armored Indoor Dual Rated (OFNR/LSZH) | CommScope® | Propel ¦ SYSTIMAX ULL |  | Fiber trunk cable assembly
UKXQXUCTM |  | Base Product | Ultra Low Loss (ULL) OM4 MPO8 UPC (pinned) to Unconnectorized Fiber Trunk Cable Assembly, 144-Fiber, Armored Indoor Dual Rated (OFNR/LSZH) | CommScope® | Propel ¦ SYSTIMAX ULL |  | Fiber trunk cable assembly
UHVQZUCTN |  | Base Product | Ultra Low Loss (ULL) OM5 MPO8 APC (pinned) to Unconnectorized Fiber Trunk Cable Assembly, 192-Fiber, Armored Indoor Plenum | CommScope® | Propel ¦ SYSTIMAX ULL |  | Fiber trunk cable assembly
UHVQZUCTR |  | Base Product | Ultra Low Loss (ULL) OM5 MPO8 APC (pinned) to Unconnectorized Fiber Trunk Cable Assembly, 16-Fiber, Armored Indoor Plenum | CommScope® | Propel ¦ SYSTIMAX ULL |  | Fiber trunk cable assembly
UHVMXUCCP |  | Base Product | Ultra Low Loss (ULL) OM5 MPO12 UPC (pinned) to Unconnectorized Fiber Trunk Cable Assembly, 12-Fiber, Armored Indoor Plenum | CommScope® | Propel ¦ SYSTIMAX ULL |  | Fiber trunk cable assembly
UKVQXUCT8 |  | Base Product | Ultra Low Loss (ULL) OM5 MPO8 UPC (pinned) to Unconnectorized Fiber Trunk Cable Assembly, 8-Fiber, Armored Indoor Dual Rated (OFNR/LSZH) | CommScope® | Propel ¦ SYSTIMAX ULL |  | Fiber trunk cable assembly
UHXMXUCCL |  | Base Product | Ultra Low Loss (ULL) OM4 MPO12 UPC (pinned) to Unconnectorized Fiber Trunk Cable Assembly, 96-Fiber, Armored Indoor Plenum | CommScope® | Propel ¦ SYSTIMAX ULL |  | Fiber trunk cable assembly
UHVQXQXT8 |  | Base Product | Ultra Low Loss (ULL) OM5 MPO8 UPC (pinned) to MPO8 UPC (pinned) Fiber Trunk Cable Assembly, 8-Fiber, Armored Indoor Plenum | CommScope® | Propel ¦ SYSTIMAX ULL |  | Fiber trunk cable assembly
UHVQXQXTH |  | Base Product | Ultra Low Loss (ULL) OM5 MPO8 UPC (pinned) to MPO8 UPC (pinned) Fiber Trunk Cable Assembly, 48-Fiber, Armored Indoor Plenum | CommScope® | Propel ¦ SYSTIMAX ULL |  | Fiber trunk cable assembly
UHGRZUC8L |  | Base Product | Singlemode MPO16 APC (pinned) to Unconnectorized, Fiber Trunk Cable Assembly, 96-Fiber, Armored Indoor Plenum | CommScope® | Propel ¦ SYSTIMAX ULL |  | Fiber trunk cable assembly
UHXQZQZTS |  | Base Product | Ultra Low Loss (ULL) OM4 MPO8 APC (pinned) to MPO8 APC (pinned) Fiber Trunk Cable Assembly, 32-Fiber, Armored Indoor Plenum | CommScope® | Propel ¦ SYSTIMAX ULL |  | Fiber trunk cable assembly
UHVQXQXTM |  | Base Product | Ultra Low Loss (ULL) OM5 MPO8 UPC (pinned) to MPO8 UPC (pinned) Fiber Trunk Cable Assembly, 144-Fiber, Armored Indoor Plenum | CommScope® | Propel ¦ SYSTIMAX ULL |  | Fiber trunk cable assembly
UKXQZQZTR |  | Base Product | Ultra Low Loss (ULL) OM4 MPO8 APC (pinned) to MPO8 APC (pinned) Fiber Trunk Cable Assembly, 16-Fiber, Armored Indoor Dual Rated (OFNR/LSZH) | CommScope® | Propel ¦ SYSTIMAX ULL |  | Fiber trunk cable assembly
UHXQXQXTH |  | Base Product | Ultra Low Loss (ULL) OM4 MPO8 UPC (pinned) to MPO8 UPC (pinned) Fiber Trunk Cable Assembly, 48-Fiber, Armored Indoor Plenum | CommScope® | Propel ¦ SYSTIMAX ULL |  | Fiber trunk cable assembly
UHGQXUCTF |  | Base Product | Singlemode MPO8 APC (pinned) to Unconnectorized Fiber Trunk Cable Assembly, 24-Fiber, Armored Indoor Plenum | CommScope® | Propel ¦ SYSTIMAX ULL |  | Fiber trunk cable assembly
UKVQZQZTH |  | Base Product | Ultra Low Loss (ULL) OM5 MPO8 APC (pinned) to MPO8 APC (pinned) Fiber Trunk Cable Assembly, 48-Fiber, Armored Indoor Dual Rated (OFNR/LSZH) | CommScope® | Propel ¦ SYSTIMAX ULL |  | Fiber trunk cable assembly
UKVRZUC8M |  | Base Product | Ultra Low Loss (ULL) OM5 MPO16 APC (pinned) to Unconnectorized, Fiber Trunk Cable Assembly, 144-Fiber, Armored Indoor Dual Rated (OFNR/LSZH) | CommScope® | Propel ¦ SYSTIMAX ULL |  | Fiber trunk cable assembly
UKVRZUC8N |  | Base Product | Ultra Low Loss (ULL) OM5 MPO16 APC (pinned) to Unconnectorized, Fiber Trunk Cable Assembly, 192-Fiber, Armored Indoor Dual Rated (OFNR/LSZH) | CommScope® | Propel ¦ SYSTIMAX ULL |  | Fiber trunk cable assembly
UHXQZUCTR |  | Base Product | Ultra Low Loss (ULL) OM4 MPO8 APC (pinned) to Unconnectorized Fiber Trunk Cable Assembly, 16-Fiber, Armored Indoor Plenum | CommScope® | Propel ¦ SYSTIMAX ULL |  | Fiber trunk cable assembly
UKGQXQXTU |  | Base Product | Singlemode MPO8 APC (pinned) to MPO8 APC (pinned) Fiber Trunk Cable Assembly, 64-Fiber, Armored Indoor Dual Rated (OFNR/LSZH) | CommScope® | Propel ¦ SYSTIMAX ULL |  | Fiber trunk cable assembly
UKXQZUCTK |  | Base Product | Ultra Low Loss (ULL) OM4 MPO8 APC (pinned) to Unconnectorized Fiber Trunk Cable Assembly, 72-Fiber, Armored Indoor Dual Rated (OFNR/LSZH) | CommScope® | Propel ¦ SYSTIMAX ULL |  | Fiber trunk cable assembly
UHVRZUC8S |  | Base Product | Ultra Low Loss (ULL) OM5 MPO16 APC (pinned) to Unconnectorized, Fiber Trunk Cable Assembly, 32-Fiber, Armored Indoor Plenum | CommScope® | Propel ¦ SYSTIMAX ULL |  | Fiber trunk cable assembly
UHXRZRZ8M |  | Base Product | Ultra Low Loss (ULL) OM4 MPO16 APC (pinned) to MPO16 APC (pinned), Fiber Trunk Cable Assembly, 144-Fiber, Armored Indoor Plenum | CommScope® | Propel ¦ SYSTIMAX ULL |  | Fiber trunk cable assembly
UKXQZUCTN |  | Base Product | Ultra Low Loss (ULL) OM4 MPO8 APC (pinned) to Unconnectorized Fiber Trunk Cable Assembly, 192-Fiber, Armored Indoor Dual Rated (OFNR/LSZH) | CommScope® | Propel ¦ SYSTIMAX ULL |  | Fiber trunk cable assembly
UHVQZQZTF |  | Base Product | Ultra Low Loss (ULL) OM5 MPO8 APC (pinned) to MPO8 APC (pinned) Fiber Trunk Cable Assembly, 24-Fiber, Armored Indoor Plenum | CommScope® | Propel ¦ SYSTIMAX ULL |  | Fiber trunk cable assembly
UHVMXMXCN |  | Base Product | Ultra Low Loss (ULL) OM5 MPO12 UPC (pinned) to MPO12 UPC (pinned) Fiber Trunk Cable Assembly, 192-Fiber, Armored Indoor Plenum | CommScope® | Propel ¦ SYSTIMAX ULL |  | Fiber trunk cable assembly
UHVMXUCCG |  | Base Product | Ultra Low Loss (ULL) OM5 MPO12 UPC (pinned) to Unconnectorized Fiber Trunk Cable Assembly, 36-Fiber, Armored Indoor Plenum | CommScope® | Propel ¦ SYSTIMAX ULL |  | Fiber trunk cable assembly
UHVQZQZTM |  | Base Product | Ultra Low Loss (ULL) OM5 MPO8 APC (pinned) to MPO8 APC (pinned) Fiber Trunk Cable Assembly, 144-Fiber, Armored Indoor Plenum | CommScope® | Propel ¦ SYSTIMAX ULL |  | Fiber trunk cable assembly
UHXQXUCTR |  | Base Product | Ultra Low Loss (ULL) OM4 MPO8 UPC (pinned) to Unconnectorized Fiber Trunk Cable Assembly, 16-Fiber, Armored Indoor Plenum | CommScope® | Propel ¦ SYSTIMAX ULL |  | Fiber trunk cable assembly
ULGMXLCAK |  | Base Product | Ultra Low Loss ULL TeraSPEED® MPO(Pinned) to LC/UPC Ruggedized fanout Cable, 72-Fiber, Plenum, 12 fiber | CommScope® | SYSTIMAX ULL |  | Ruggedized fanout
FRWMPMPHF |  | Base Product | Singlemode, MPO/12(Unpinned) to MPO/12(Unpinned), InstaPATCH® 360 Array Cord, 24-Fiber, LSZH & OFNR | CommScope® | SYSTIMAX ULL |  | Fiber array cable assembly
AQGQPQPF8 |  | Base Product | Ultra Low Loss (ULL) Singlemode MPO8 (Non-Pinned) to MPO8 (Non-Pinned), Fiber Array Cable Assembly, 8-Fiber, Plenum | CommScope® | Propel ¦ SYSTIMAX ULL |  | Fiber array cable assembly
760248388 | MPA-NCLCJ50020M-NS | Variant | MPO Fanout Cable, polarity A, 12 fiber MPO (unpinned) to LC duplex, Plenum 3mm SM, 20m, with 36" breakout | CommScope® | MPOptimate® | MPA | Fiber fanout cable assembly
MPW-MPN2SXXXM-SF |  | Variant | Ultra Low Loss (ULL) Singlemode G.657.A2, 2X3, MPO12 (Non-Pinned) to MPO8 (Non-Pinned), 24-Fiber, Conversion Array, Plenum | CommScope® |  |  | Fiber conversion array cable assembly
UNGQXQXBF |  | Base Product | Ultra Low Loss (ULL) Singlemode, MPO8 (Pinned) to MPO8 (Pinned), Ruggedized fanout Cable, 24-Fiber, Low Smoke Zero Halogen (LSZH) | CommScope® | SYSTIMAX ULL |  | Ruggedized fanout
UGGQXQXBP |  | Base Product | Ultra Low Loss (ULL) Singlemode MPO8 QSFP (Pinned) to MPO8 QSFP (Pinned), Fiber Trunk Cable Assembly, 288-Fiber, Plenum | CommScope® | SYSTIMAX ULL |  | Fiber trunk cable assembly
UJGMPMPSY |  | Base Product | Ultra Low Loss Singlemode MPO12 (Unpinned) to MPO12 (Unpinned) Pre-terminated Trunk Cable, 1728-Fiber, 12-Fiber Rollable Ribbon Indoor/Outdoor Central Tube, Low Smoke Zero Halogen/Riser | CommScope® | SYSTIMAX ULL |  | Fiber trunk cable assembly
U4GMPLUCP |  | Base Product | Ultra Low Loss ULL TeraSPEED® MPO(Unpinned) to LC/UPC Uniboot Ruggedized fanout Cable, 288-Fiber, LSZH, 12 fiber PmP 2.0 mm /B2ca | CommScope® | SYSTIMAX ULL |  | Ruggedized fanout
U4GMXLUCP |  | Base Product | Ultra Low Loss ULL TeraSPEED® MPO(Pinned) to LC/UPC Uniboot Ruggedized fanout Cable, 288-Fiber, LSZH, 12 fiber PmP 2.0 mm /B2ca | CommScope® | SYSTIMAX ULL |  | Ruggedized fanout
UJGMXUCRH |  | Base Product | Ultra Low Loss (ULL) Singlemode MPO12 (Pinned) to Unconnectorized Pre-terminated Trunk Cable, 48-Fiber, Rollable Ribbon, Low Smoke Zero Halogen (LSZH) 12 fiber | CommScope® | SYSTIMAX ULL |  | Fiber trunk cable assembly
UJGMXUCRK |  | Base Product | Ultra Low Loss ULL Singlemode MPO12 (Pinned) to Unconnectorized Pre-terminated Trunk Cable, 72-Fiber, Rollable Ribbon, Low Smoke Zero Halogen (LSZH, 12 fiber | CommScope® |  |  | Fiber trunk cable assembly
URGQPSCJ8 |  | Base Product | Ultra Low Loss Singlemode MPO8 Unpinned to SC/UPC 8-Fiber Low Smoke Zero Halogen Array Cord | CommScope® | SYSTIMAX ULL |  | Fiber array cable assembly
UJGMPMPRY |  | Base Product | Ultra Low Loss Singlemode MPO12 (Unpinned) to MPO12 (Unpinned) Pre-terminated Trunk Cable, 1728-Fiber, 12-Fiber Rollable Ribbon Central Tube, Low Smoke Zero Halogen/Riser | CommScope® | SYSTIMAX ULL |  | Fiber trunk cable assembly
UHGMPMPCK |  | Base Product | Ultra Low Loss, Singlemode MPO12 APC (unpinned) to MPO12 APC (unpinned) Fiber Trunk Cable Assembly, 72-Fiber, Armored Indoor Plenum | CommScope® | SYSTIMAX ULL |  | Fiber trunk cable assembly
UHGMPMXCM |  | Base Product | Ultra Low Loss (ULL) Singlemode MPO12 (Unpinned) to MPO12 (Pinned), Armored Pre-terminated Trunk Cable, 144-Fiber, Plenum | CommScope® | SYSTIMAX InstaPATCH® 360 |  | Fiber trunk cable assembly
UKGMPMXCD |  | Base Product | Ultra Low Loss (ULL) Singlemode MPO12 (Unpinned) to MPO12 (Pinned), Armored Pre-terminated Trunk Cable, 12-Fiber, Low Smoke Zero Halogen (LSZH) | CommScope® | SYSTIMAX ULL |  | Fiber trunk cable assembly
UKXMPMPCD |  | Base Product | Ultra Low Loss (ULL) OM4 MPO12 UPC (unpinned) to MPO12 UPC (unpinned) Fiber Trunk Cable Assembly, 12-Fiber, Armored Indoor Low Smoke Zero Halogen (LSZH) | CommScope® | SYSTIMAX ULL |  | Fiber trunk cable assembly
UKXMPMXCF |  | Base Product | Ultra Low Loss (ULL) Multimode OM4 MPO12 (Unpinned) to MPO12 (Pinned), Armored Pre-terminated Trunk Cable, 24-Fiber, Low Smoke Zero Halogen (LSZH) | CommScope® | SYSTIMAX ULL |  | Fiber trunk cable assembly
UHXMPMXCD |  | Base Product | Ultra Low Loss (ULL), OM4 MPO (Unpinned) to MPO (Pinned), InstaPATCH® 360 Armored Pre-terminated Trunk Cable, 12-Fiber, Plenum | CommScope® | SYSTIMAX InstaPATCH® 360 |  | Fiber trunk cable assembly
A3GMXMPCM |  | Base Product | Singlemode MPO12 (Pinned) to MPO12 (Unpinned), Fiber Trunk Cable Assembly, 144-Fiber, B2ca, Method A, Low Smoke Zero Halogen | CommScope® |  |  | Fiber trunk cable assembly
A3XMXMPCK |  | Base Product | OM4 MPO12 (Pinned) to MPO12 (Unpinned), Fiber Trunk Cable Assembly, 72-Fiber, B2ca, Method A, Low Smoke Zero Halogen | CommScope® |  |  | Fiber trunk cable assembly
U3GMPUCCD |  | Base Product | Ultra Low Loss (ULL) Singlemode MPO12 (Unpinned) to Unconnectorized, Fiber Trunk Cable Assembly, 12-Fiber, CPR Class B2ca, Low Smoke Zero Halogen/Riser | CommScope® | SYSTIMAX ULL |  | Fiber trunk cable assembly
U3GMPUCCF |  | Base Product | Ultra Low Loss (ULL) Singlemode MPO12 (Unpinned) to Unconnectorized, Fiber Trunk Cable Assembly, 24-Fiber, CPR Class B2ca, Low Smoke Zero Halogen/Riser | CommScope® | SYSTIMAX ULL |  | Fiber trunk cable assembly
UJXQZQZBP |  | Base Product | Ultra Low Loss (ULL) OM4 MPO8 APC (Pinned) to MPO8 APC (Pinned), Fiber Trunk Cable Assembly, 288-Fiber, OFNR | CommScope® | Propel ¦ SYSTIMAX ULL |  | Fiber trunk cable assembly
U3GQPQPT8 |  | Base Product | Ultra Low Loss (ULL) Singlemode MPO8 (Non-Pinned) to MPO8 (Non-Pinned), Fiber Trunk Cable Assembly, 8-Fiber, LZSH B2ca | CommScope® | Propel ¦ SYSTIMAX ULL |  | Fiber trunk cable assembly
DGGRYRY8M |  | Base Product | Ultra Low Loss (ULL) Singlemode MPO16 (Unpinned) Push-Pull to MPO16 (Unpinned) Push-Pull, Fiber Trunk Cable Assembly, 144-Fiber, Plenum | CommScope® | Propel ¦ SYSTIMAX ULL |  | Fiber trunk cable assembly
FGWMPMPAH |  | Base Product | Singlemode MPO (Unpinned) to MPO (Unpinned), InstaPATCH® 360 Pre-terminated Trunk Cable, 48-Fiber, Plenum | CommScope® | SYSTIMAX InstaPATCH® 360 |  | Fiber trunk cable assembly
FGXMPMPAF |  | Base Product | OM4 MPO (Unpinned) to MPO (Unpinned), InstaPATCH® 360 Pre-terminated Trunk Cable, 24-Fiber, Plenum | CommScope® | SYSTIMAX InstaPATCH® 360 |  | Fiber trunk cable assembly
FHWMPMXAK |  | Base Product | Singlemode MPO (Unpinned) to MPO (Pinned), InstaPATCH® 360 Armored Pre-terminated Trunk Cable, 72-Fiber, Plenum | CommScope® | SYSTIMAX InstaPATCH® 360 |  | Fiber trunk cable assembly |  | Discontinued
FHWMPMPAK |  | Base Product | Singlemode MPO (Unpinned) to MPO (Unpinned), InstaPATCH® 360 Armored Pre-terminated Trunk Cable, 72-Fiber, Plenum | CommScope® | SYSTIMAX InstaPATCH® 360 |  | Fiber trunk cable assembly |  | Discontinued
FHZMPMXAF |  | Base Product | OM3 MPO (Unpinned) to MPO (Pinned), InstaPATCH® 360 Armored Pre-terminated Trunk Cable, 24-Fiber, Plenum | CommScope® | SYSTIMAX InstaPATCH® 360 |  | Fiber trunk cable assembly |  | Discontinued
FJWMPMPAL |  | Base Product | Singlemode MPO (Unpinned) to MPO (Unpinned), InstaPATCH® 360 Pre-terminated Trunk Cable, 96-Fiber, Low Smoke Zero Halogen | CommScope® | SYSTIMAX InstaPATCH® 360 |  | Fiber trunk cable assembly
FJWMQMXAD |  | Base Product | Singlemode MPO (Equipment) to MPO (Pinned), InstaPATCH® 360 Pre-terminated Cross Connect Cable, 12-Fiber, Low Smoke Zero Halogen | CommScope® | SYSTIMAX InstaPATCH® 360 |  | Fiber trunk cable assembly
FJWMPMXAL |  | Base Product | Singlemode MPO (Unpinned) to MPO (Pinned), InstaPATCH® 360 Pre-terminated Trunk Cable, 96-Fiber, Low Smoke Zero Halogen | CommScope® | SYSTIMAX InstaPATCH® 360 |  | Fiber trunk cable assembly
FJXMPMPAL |  | Base Product | OM4 MPO (Unpinned) to MPO (Unpinned), InstaPATCH® 360 Pre-terminated Trunk Cable, 96-Fiber, Low Smoke Zero Halogen | CommScope® | SYSTIMAX InstaPATCH® 360 |  | Fiber trunk cable assembly
FJZMPMPAK |  | Base Product | OM3 MPO (Unpinned) to MPO (Unpinned), InstaPATCH® 360 Pre-terminated Trunk Cable, 72-Fiber, Low Smoke Zero Halogen | CommScope® | SYSTIMAX InstaPATCH® 360 |  | Fiber trunk cable assembly
FJZMPMPAL |  | Base Product | OM3 MPO (Unpinned) to MPO (Unpinned), InstaPATCH® 360 Pre-terminated Trunk Cable, 96-Fiber, Low Smoke Zero Halogen | CommScope® | SYSTIMAX InstaPATCH® 360 |  | Fiber trunk cable assembly
FKXMPMXAF |  | Base Product | OM4 MPO (Unpinned) to MPO (Pinned), InstaPATCH® 360 Armored Pre-terminated Trunk Cable, 24-Fiber, Low Smoke Zero Halogen | CommScope® | SYSTIMAX InstaPATCH® 360 |  | Fiber trunk cable assembly |  | Discontinued
FKXMPMXAG |  | Base Product | OM4 MPO (Unpinned) to MPO (Pinned), InstaPATCH® 360 Armored Pre-terminated Trunk Cable, 36-Fiber, Low Smoke Zero Halogen | CommScope® | SYSTIMAX InstaPATCH® 360 |  | Fiber trunk cable assembly |  | Discontinued
FKZMPMXAF |  | Base Product | OM3 MPO (Unpinned) to MPO (Pinned), InstaPATCH® 360 Armored Pre-terminated Trunk Cable, 24-Fiber, Low Smoke Zero Halogen | CommScope® | SYSTIMAX InstaPATCH® 360 |  | Fiber trunk cable assembly |  | Discontinued
FKZMPMXAH |  | Base Product | OM3 MPO (Unpinned) to MPO (Pinned), InstaPATCH® 360 Armored Pre-terminated Trunk Cable, 48-Fiber, Low Smoke Zero Halogen | CommScope® | SYSTIMAX InstaPATCH® 360 |  | Fiber trunk cable assembly |  | Discontinued
FLWMPSCAK |  | Base Product | Singlemode MPO (Unpinned) to SC/UPC, InstaPATCH® 360 Ruggedized Fanout Cable, 72-Fiber, Plenum | CommScope® | SYSTIMAX InstaPATCH® 360 |  | Ruggedized fanout
FLWMXSCAD |  | Base Product | Singlemode MPO (Pinned) to SC/UPC, InstaPATCH® 360 Ruggedized Fanout Cable, 12-Fiber, Plenum | CommScope® | SYSTIMAX InstaPATCH® 360 |  | Ruggedized fanout
FLWMPSCAH |  | Base Product | Singlemode MPO (Unpinned) to SC/UPC, InstaPATCH® 360 Ruggedized Fanout Cable, 48-Fiber, Plenum | CommScope® | SYSTIMAX InstaPATCH® 360 |  | Ruggedized fanout
FLWMXLCAD |  | Base Product | Singlemode MPO (Pinned) to LC/UPC, InstaPATCH® 360 Ruggedized Fanout Cable, 12-Fiber, Plenum | CommScope® | SYSTIMAX InstaPATCH® 360 |  | Ruggedized fanout
FLWMPUCAH |  | Base Product | Singlemode MPO (Unpinned) to Unconnectorized, InstaPATCH® 360 Ruggedized Fanout Cable, 48-Fiber, Plenum | CommScope® | SYSTIMAX InstaPATCH® 360 |  | Ruggedized fanout
FLXMPSCAG |  | Base Product | OM4 MPO (Unpinned) to SC/UPC, InstaPATCH® 360 Ruggedized Fanout Cable, 36-Fiber, Plenum | CommScope® | SYSTIMAX InstaPATCH® 360 |  | Ruggedized fanout
FLZMPSCAH |  | Base Product | OM3 MPO (Unpinned) to SC/UPC, InstaPATCH® 360 Ruggedized Fanout Cable, 48-Fiber, Plenum | CommScope® | SYSTIMAX InstaPATCH® 360 |  | Ruggedized fanout
FLZMPLCAK |  | Base Product | OM3 MPO (Unpinned) to LC/UPC, InstaPATCH® 360 Ruggedized Fanout Cable, 72-Fiber, Plenum | CommScope® | SYSTIMAX InstaPATCH® 360 |  | Ruggedized fanout
FLZMXSCAF |  | Base Product | OM3 MPO (Pinned) to SC/UPC, InstaPATCH® 360 Ruggedized Fanout Cable, 24-Fiber, Plenum | CommScope® | SYSTIMAX InstaPATCH® 360 |  | Ruggedized fanout
FLZMXLCAH |  | Base Product | OM3 MPO (Pinned) to LC/UPC, InstaPATCH® 360 Ruggedized Fanout Cable, 48-Fiber, Plenum | CommScope® | SYSTIMAX InstaPATCH® 360 |  | Ruggedized fanout
FNWMPLCAG |  | Base Product | TeraSPEED® MPO (Unpinned) to LC/UPC, InstaPATCH® 360 Ruggedized Fanout Cable, 36-Fiber, LSZH | CommScope® | SYSTIMAX InstaPATCH® 360 |  | Ruggedized fanout
FNWMPSCAH |  | Base Product | Singlemode MPO (Unpinned) to SC/UPC, InstaPATCH® 360 Ruggedized Fanout Cable, 48-Fiber, Low Smoke Zero Halogen | CommScope® | SYSTIMAX InstaPATCH® 360 |  | Ruggedized fanout
FNWMPSCAF |  | Base Product | Singlemode MPO (Unpinned) to SC/UPC, InstaPATCH® 360 Ruggedized Fanout Cable, 24-Fiber, Low Smoke Zero Halogen | CommScope® | SYSTIMAX InstaPATCH® 360 |  | Ruggedized fanout
FNXMPSCAK |  | Base Product | MPO (Unpinned) to SC/UPC, InstaPATCH® 360 Ruggedized Fanout Cable Assembly, Multimode OM4, 72-Fiber, Aqua jacket color, Dual rated LSZH/Riser | CommScope® | SYSTIMAX InstaPATCH® 360 |  | Ruggedized fanout
FNXMXLCAG |  | Base Product | OM4 MPO (Pinned) to LC/UPC, InstaPATCH® 360 Ruggedized Fanout Cable, 36-Fiber, Low Smoke Zero Halogen | CommScope® | SYSTIMAX InstaPATCH® 360 |  | Ruggedized fanout
FNZMXSCAD |  | Base Product | OM3 MPO (Pinned) to SC/UPC, InstaPATCH® 360 Ruggedized Fanout Cable, 12-Fiber, Low Smoke Zero Halogen | CommScope® | SYSTIMAX InstaPATCH® 360 |  | Ruggedized fanout
760244905 | MDB-H08YQQ00030KSG7K2L MPO8F-SC | Variant | Multi Distribution Break Out Cable Singlemode MPO/8 equipment unpinned to SC/APC, 8 fibers, LSZH, 30 meters |  |  |  | Fiber array cable assembly
760244880 | MDB-H08YQQ00020KSF7K2L MPO8F-SC | Variant | Multi Distribution Break Out Cable Singlemode MPO/8 equipment unpinned to SC/UPC, 8 fibers, LSZH, 20 meters |  |  |  | Fiber array cable assembly
UHXQXUCTH |  | Base Product | Ultra Low Loss (ULL) OM4 MPO8 UPC (pinned) to Unconnectorized Fiber Trunk Cable Assembly, 48-Fiber, Armored Indoor Plenum | CommScope® | Propel ¦ SYSTIMAX ULL |  | Fiber trunk cable assembly
UHVMXMXAL |  | Base Product | Ultra Low Loss (ULL) Multimode OM5 MPO12 (Pinned) to MPO12 (Pinned), Armored Pre-terminated Trunk Cable, 96-Fiber, Plenum | CommScope® | SYSTIMAX ULL |  | Fiber trunk cable assembly |  | Discontinued
UHVMXMXAM |  | Base Product | Ultra Low Loss (ULL) Multimode OM5 MPO12 (Pinned) to MPO12 (Pinned), Armored Pre-terminated Trunk Cable, 144-Fiber, Plenum | CommScope® | SYSTIMAX ULL |  | Fiber trunk cable assembly |  | Discontinued
UHGMXMXAF |  | Base Product | Ultra Low Loss (ULL) Singlemode MPO12 (Pinned) to MPO12 (Pinned), Armored Pre-terminated Trunk Cable, 24-Fiber, Plenum | CommScope® | SYSTIMAX InstaPATCH® 360 |  | Fiber trunk cable assembly |  | Discontinued
UJGMPUCSY |  | Base Product | Ultra Low Loss ULL TeraSPEED® MPO (Unpinned) to Unconnectorized Pre-terminated Trunk Cable, MPO12, 1728-Fiber, LSZH/Riser, 12-fiber Rollable Ribbon I/O Central Tube | CommScope® | SYSTIMAX ULL |  | Fiber trunk cable assembly
FPCRD-SPLC-P-4.7M |  | Variant of FPCRD | Fiber Optic Patch Cord, Duplex, Singlemode, LC/UPC to LC/UPC, 4.7 m |  |  | FPCRD | Fiber patch cord ¦ duplex
UHGMPMXAM |  | Base Product | Ultra Low Loss (ULL) Singlemode MPO12 (Unpinned) to MPO12 (Pinned), Armored Pre-terminated Trunk Cable, 144-Fiber, Plenum | CommScope® | SYSTIMAX InstaPATCH® 360 |  | Fiber trunk cable assembly |  | Discontinued
UKXMXMXAF |  | Base Product | Ultra Low Loss (ULL) Multimode OM4 MPO12 (Pinned) to MPO12 (Pinned), Armored Pre-terminated Trunk Cable, 24-Fiber, Low Smoke Zero Halogen (LSZH) | CommScope® | SYSTIMAX ULL |  | Fiber trunk cable assembly |  | Discontinued
UKXMPMXAF |  | Base Product | Ultra Low Loss (ULL) Multimode OM4 MPO12 (Unpinned) to MPO12 (Pinned), Armored Pre-terminated Trunk Cable, 24-Fiber, Low Smoke Zero Halogen (LSZH) | CommScope® | SYSTIMAX ULL |  | Fiber trunk cable assembly |  | Discontinued
UKVMPMXAF |  | Base Product | Ultra Low Loss (ULL) Multimode OM5 MPO12 (Unpinned) to MPO12 (Pinned), Armored Pre-terminated Trunk Cable, 24-Fiber, Low Smoke Zero Halogen (LSZH) | CommScope® | SYSTIMAX ULL |  | Fiber trunk cable assembly
UKGMXMXAD |  | Base Product | Ultra Low Loss (ULL) Singlemode MPO12 (Pinned) to MPO12 (Pinned), Armored Pre-terminated Trunk Cable, 12-Fiber, Low Smoke Zero Halogen (LSZH) | CommScope® | SYSTIMAX ULL |  | Fiber trunk cable assembly |  | Discontinued
UKGMXMXAH |  | Base Product | Ultra Low Loss (ULL) Singlemode MPO12 (Pinned) to MPO12 (Pinned), Armored Pre-terminated Trunk Cable, 48-Fiber, Low Smoke Zero Halogen (LSZH) | CommScope® | SYSTIMAX ULL |  | Fiber trunk cable assembly |  | Discontinued
UKGMXUCAH |  | Base Product | Ultra Low Loss (ULL) Singlemode MPO12 (Pinned) to Unconnectorized, Armored Pre-terminated Trunk Cable, 48-Fiber, Low Smoke Zero Halogen (LSZH) | CommScope® | SYSTIMAX ULL |  | Fiber trunk cable assembly
UKGMXUCAL |  | Base Product | Ultra Low Loss (ULL) Singlemode MPO12 (Pinned) to Unconnectorized, Armored Pre-terminated Trunk Cable, 96-Fiber, Low Smoke Zero Halogen (LSZH) | CommScope® | SYSTIMAX ULL |  | Fiber trunk cable assembly
UHXMXMXAL |  | Base Product | Ultra Low Loss (ULL) Multimode OM4 MPO12 (Pinned) to MPO12 (Pinned), Armored Pre-terminated Trunk Cable, 96-Fiber, Plenum | CommScope® | SYSTIMAX ULL |  | Fiber trunk cable assembly |  | Discontinued
UHXMXUCAD |  | Base Product | Ultra Low Loss (ULL) Multimode OM4 MPO12 (Pinned) to Unconnectorized, Armored Pre-terminated Trunk Cable, 12-Fiber, Plenum | CommScope® | SYSTIMAX ULL |  | Fiber trunk cable assembly
UHXMXUCAG |  | Base Product | Ultra Low Loss (ULL) Multimode OM4 MPO12 (Pinned) to Unconnectorized, Armored Pre-terminated Trunk Cable, 36-Fiber, Plenum | CommScope® | SYSTIMAX ULL |  | Fiber trunk cable assembly
UHXMXUCAL |  | Base Product | Ultra Low Loss (ULL) Multimode OM4 MPO12 (Pinned) to Unconnectorized, Armored Pre-terminated Trunk Cable, 96-Fiber, Plenum | CommScope® | SYSTIMAX ULL |  | Fiber trunk cable assembly
UHVMPMXAD |  | Base Product | Ultra Low Loss (ULL) Multimode OM5 MPO12 (Unpinned) to MPO12 (Pinned), Armored Pre-terminated Trunk Cable, 12-Fiber, Plenum | CommScope® | SYSTIMAX ULL |  | Fiber trunk cable assembly |  | Discontinued
UHVMXUCAH |  | Base Product | Ultra Low Loss (ULL) Multimode OM5 MPO12 (Pinned) to Unconnectorized, Armored Pre-terminated Trunk Cable, 48-Fiber, Plenum | CommScope® | SYSTIMAX ULL |  | Fiber trunk cable assembly
UHGMXMXAH |  | Base Product | Ultra Low Loss (ULL) Singlemode MPO12 (Pinned) to MPO12 (Pinned), Armored Pre-terminated Trunk Cable, 48-Fiber, Plenum | CommScope® | SYSTIMAX InstaPATCH® 360 |  | Fiber trunk cable assembly |  | Discontinued
UHGMPMXAF |  | Base Product | Ultra Low Loss (ULL) Singlemode MPO12 (Unpinned) to MPO12 (Pinned), Armored Pre-terminated Trunk Cable, 24-Fiber, Plenum | CommScope® | SYSTIMAX InstaPATCH® 360 |  | Fiber trunk cable assembly
UHGMPMXAG |  | Base Product | Ultra Low Loss (ULL) Singlemode MPO12 (Unpinned) to MPO12 (Pinned), Armored Pre-terminated Trunk Cable, 36-Fiber, Plenum | CommScope® | SYSTIMAX InstaPATCH® 360 |  | Fiber trunk cable assembly
UHGMPMXAK |  | Base Product | Ultra Low Loss (ULL) Singlemode MPO12 (Unpinned) to MPO12 (Pinned), Armored Pre-terminated Trunk Cable, 72-Fiber, Plenum | CommScope® | SYSTIMAX InstaPATCH® 360 |  | Fiber trunk cable assembly
UFGLCLC21 |  | Base Product | Ultra Low Loss Singlemode, LC/UPC to LC/UPC, Fiber Patch Cord, 1.6 mm Simplex, Low Smoke Zero Halogen | CommScope® | SYSTIMAX ULL | UFG | Fiber patch cord ¦ simplex
UDGLCLC21 |  | Base Product | Ultra Low Loss Singlemode, LC/UPC to LC/UPC, Fiber Patch Cord, 1.6 mm Simplex, Plenum | CommScope® | SYSTIMAX ULL | UDG | Fiber patch cord ¦ simplex
UFVLULUK2 |  | Base Product | Ultra Low Loss OM5, LC/UPC Uniboot to LC/UPC Uniboot, 1.5 mm Duplex Fiber Patch Cord, Low Smoke Zero Halogen/Riser | CommScope® | SYSTIMAX ULL | UFV | Fiber patch cord ¦ duplex
UDVLULUK2 |  | Base Product | Ultra Low Loss OM5, LC/UPC Uniboot to LC/UPC Uniboot, 1.5 mm Duplex Fiber Patch Cord, Plenum | CommScope® | SYSTIMAX ULL | UDV | Fiber patch cord ¦ duplex
AFGSGSGM2 |  | Base Product | Fiber Patch Cord, Singlemode G.657.A2, Grade B, SC/APC to SC/APC, Duplex, 1.6 mm LSZH jacket | CommScope® |  | AFG | Fiber patch cord ¦ duplex
FEWLVLV42 |  | Base Product | Singlemode LC/UPC Keyed Violet to LC/UPC Keyed Violet Fiber Patch Cord, 1.6 mm Duplex, Riser | CommScope® | SYSTIMAX InstaPATCH® 360 | FEW | Fiber patch cord ¦ duplex
FEXL5L542 |  | Base Product | OM4 LC/UPC Keyed Orange to LC/UPC Keyed Orange Fiber Patch Cord, 1.6 mm Duplex, Riser | CommScope® | SYSTIMAX InstaPATCH® 360 | FEX | Fiber patch cord ¦ duplex
FEXL6SC42 |  | Base Product | OM4 LC/UPC Keyed Slate to SC/UPC Fiber Patch Cord, 1.6 mm Duplex, Riser | CommScope® | SYSTIMAX InstaPATCH® 360 | FEX | Fiber patch cord ¦ duplex
FEXL8L842 |  | Base Product | OM4 LC/UPC Keyed Aqua to LC/UPC Keyed Aqua Fiber Patch Cord, 1.6 mm Duplex, Riser | CommScope® | SYSTIMAX InstaPATCH® 360 | FEX | Fiber patch cord ¦ duplex
FEXSCSC21 |  | Base Product | OM4 SC/UPC to SC/UPC, Fiber Patch Cord, 1.6 mm Simplex, Riser | CommScope® | SYSTIMAX InstaPATCH® 360 | FEX | Fiber patch cord ¦ simplex
FFWLCLC42 |  | Base Product | Singlemode LC/UPC to LC/UPC, Fiber Patch Cord, 1.6 mm Duplex, Low Smoke Zero Halogen (LSZH) | CommScope® | SYSTIMAX InstaPATCH® 360 | FFW | Fiber patch cord ¦ duplex
FFXSCSC42 |  | Base Product | OM4 SC/UPC to SC/UPC, Fiber Patch Cord, 1.6 mm Duplex, Low Smoke Zero Halogen (LSZH) | CommScope® | SYSTIMAX InstaPATCH® 360 | FFX | Fiber patch cord ¦ duplex
2105093 |  | Base Product | Fiber Optic Patch Cord, OM4, SC/SC Duplex, 1.8mm, LSZH & OFNR, Aqua | CommScope® |  | 210 | Fiber patch cord ¦ duplex
FPCF |  | Base Product | Fiber Optic Patch Cord, 1.7 mm simplex, singlemode, yellow | CommScope® |  | FPCF | Fiber patch cord ¦ simplex
FPC2 |  | Base Product | Fiber Optic Patch Cord, 2.0 mm dual zip, singlemode, yellow | CommScope® |  | FPC2 | Fiber patch cord ¦ duplex
FPCFY |  | Base Product | Fiber Optic Patch Cord, 1.7 mm simplex, yellow, RBR | CommScope® |  | FPCF | Fiber patch cord ¦ simplex
FPCTY |  | Base Product | Fiber Optic Patch Cord, 1.7 mm dual zip, yellow, RBR | CommScope® |  | FPCT | Fiber patch cord ¦ duplex
FPCMY |  | Base Product | Fiber Optic Patch Cord, 1.7 mm simplex, yellow, RBR | CommScope® |  | FPCM | Fiber patch cord ¦ simplex
CC0906-000 | OCJ-L1-05MASHA-S1 | Variant of OCJ | Fiber Optic Patch Cord, Duplex, Singlemode, LC/UPC to SC/UPC, yellow, 5 m |  |  | OCJ | Fiber patch cord ¦ duplex
CV6134-000 | OCJ-L2-05MASHA-S2 | Variant of OCJ | Fiber Optic Patch Cord, Duplex, Singlemode, LC/APC to SC/APC, yellow, 5 m |  |  | OCJ | Fiber patch cord ¦ duplex
2160662-3 | OCP-S3-03MASEN-XX | Variant of OCP | Fiber Optic Pigtail, Simplex, Singlemode, SC/APC to Stub, 0.9 mm diameter, 3 m |  |  | OCP | Fiber pigtail ¦ jacketed
2160669-6 | OCP-S2-06MASCA-XX | Variant of OCP | Fiber Optic Pigtail, Simplex, Singlemode, SC/APC to Stub, yellow, 6 m |  |  | OCP | Fiber pigtail ¦ jacketed
FDWL7L742 |  | Base Product | Singlemode LC/UPC Keyed Brown to LC/UPC Keyed Brown Fiber Patch Cord, 1.6 mm Duplex, Plenum | CommScope® | SYSTIMAX InstaPATCH® 360 | FDW | Fiber patch cord ¦ duplex
FDWL6L621 |  | Base Product | Singlemode LC/UPC Keyed Slate to LC/UPC Keyed Slate Fiber Patch Cord, 1.6 mm Simplex, Plenum | CommScope® | SYSTIMAX InstaPATCH® 360 | FDW | Fiber patch cord ¦ simplex
FDWL5L542 |  | Base Product | Singlemode LC/UPC Keyed Orange to LC/UPC Keyed Orange Fiber Patch Cord, 1.6 mm Duplex, Plenum | CommScope® | SYSTIMAX InstaPATCH® 360 | FDW | Fiber patch cord ¦ duplex
FDWL8L821 |  | Base Product | Singlemode LC/UPC Keyed Aqua to LC/UPC Keyed Aqua Fiber Patch Cord, 1.6 mm Simplex, Plenum | CommScope® | SYSTIMAX InstaPATCH® 360 | FDW | Fiber patch cord ¦ simplex
FDWSCSC21 |  | Base Product | Singlemode SC/UPC to SC/UPC, Fiber Patch Cord, 1.6 mm Simplex, Plenum | CommScope® | SYSTIMAX InstaPATCH® 360 | FDW | Fiber patch cord ¦ simplex
FDXKJKJ42 |  | Base Product | OM4 LC/UPC to LC/UPC Fiber Patch Cord, 1.6 mm Duplex, Plenum, Yellow (BB) Locking Clip | CommScope® | SYSTIMAX InstaPATCH® 360 | FDX | Fiber patch cord ¦ duplex
FDWSASA21 |  | Base Product | Singlemode SC APC to SC APC, Fiber Patch Cord, 1.6 mm Simplex, Plenum | CommScope® | SYSTIMAX InstaPATCH® 360 | FDW | Fiber patch cord ¦ simplex
FDXKAKA42 |  | Base Product | OM4 LC/UPC to LC/UPC, Fiber Patch Cord, 1.6 mm Duplex, Plenum, Blue (AC) Locking Clip | CommScope® | SYSTIMAX InstaPATCH® 360 | FDX | Fiber patch cord ¦ duplex
FDXL3SC42 |  | Base Product | OM4 LC/UPC Keyed Blue to SC/UPC Fiber Patch Cord, 1.6 mm Duplex, Plenum | CommScope® | SYSTIMAX InstaPATCH® 360 | FDX | Fiber patch cord ¦ duplex
FDXKCKC42 |  | Base Product | OM4 LC/UPC to LC/UPC Fiber Patch Cord, 1.6 mm Duplex, Plenum, Green (AB)Locking Clip | CommScope® | SYSTIMAX InstaPATCH® 360 | FDX | Fiber patch cord ¦ duplex
FDXL2L221 |  | Base Product | OM4 LC/UPC Keyed Yellow to LC/UPC Keyed Yellow Fiber Patch Cord, 1.6 mm Simplex, Plenum | CommScope® | SYSTIMAX InstaPATCH® 360 | FDX | Fiber patch cord ¦ simplex
FDXL4L442 |  | Base Product | OM4 LC/UPC Keyed Green to LC/UPC Keyed Green Fiber Patch Cord, 1.6 mm Duplex, Plenum | CommScope® | SYSTIMAX InstaPATCH® 360 | FDX | Fiber patch cord ¦ duplex
FDXL5LC21 |  | Base Product | OM4 LC/UPC Keyed Orange to LC/UPC Fiber Patch Cord, 1.6 mm Simplex, Plenum | CommScope® | SYSTIMAX InstaPATCH® 360 | FDX | Fiber patch cord ¦ simplex
FDXL8L821 |  | Base Product | OM4 LC/UPC Keyed Aqua to LC/UPC Keyed Aqua Fiber Patch Cord, 1.6 mm Simplex, Plenum | CommScope® | SYSTIMAX InstaPATCH® 360 | FDX | Fiber patch cord ¦ simplex
FDXL2L242 |  | Base Product | OM4 LC/UPC Keyed Yellow to LC/UPC Keyed Yellow Fiber Patch Cord, 1.6 mm Duplex, Plenum | CommScope® | SYSTIMAX InstaPATCH® 360 | FDX | Fiber patch cord ¦ duplex
FDXL9LC21 |  | Base Product | OM4 LC/UPC Keyed Rose to LC/UPC Fiber Patch Cord, 1.6 mm Simplex, Plenum | CommScope® | SYSTIMAX InstaPATCH® 360 | FDX | Fiber patch cord ¦ simplex
FDXL4LC42 |  | Base Product | OM4 LC/UPC Keyed Green to LC/UPC Fiber Patch Cord, 1.6 mm Duplex, Plenum | CommScope® | SYSTIMAX InstaPATCH® 360 | FDX | Fiber patch cord ¦ duplex
FDXL2LC21 |  | Base Product | OM4 LC/UPC Keyed Yellow to LC/UPC Fiber Patch Cord, 1.6 mm Simplex, Plenum | CommScope® | SYSTIMAX InstaPATCH® 360 | FDX | Fiber patch cord ¦ simplex
FDXL5SC21 |  | Base Product | OM4 LC/UPC Keyed Orange to SC/UPC Fiber Patch Cord, 1.6 mm Simplex, Plenum | CommScope® | SYSTIMAX InstaPATCH® 360 | FDX | Fiber patch cord ¦ simplex
FDXLCLC42 |  | Base Product | OM4 LC/UPC to LC/UPC, Fiber Patch Cord, 1.6 mm Duplex, Plenum | CommScope® | SYSTIMAX InstaPATCH® 360 | FDX | Fiber patch cord ¦ duplex
FDXLVSC21 |  | Base Product | OM4 LC/UPC Keyed Violet to SC/UPC Fiber Patch Cord, 1.6 mm Simplex, Plenum | CommScope® | SYSTIMAX InstaPATCH® 360 | FDX | Fiber patch cord ¦ simplex
FDXL6SC42 |  | Base Product | OM4 LC/UPC Keyed Slate to SC/UPC Fiber Patch Cord, 1.6 mm Duplex, Plenum | CommScope® | SYSTIMAX InstaPATCH® 360 | FDX | Fiber patch cord ¦ duplex
FDXLVSC42 |  | Base Product | OM4 LC/UPC Keyed Violet to SC/UPC Fiber Patch Cord, 1.6 mm Duplex, Plenum | CommScope® | SYSTIMAX InstaPATCH® 360 | FDX | Fiber patch cord ¦ duplex
FDXLVLC21 |  | Base Product | OM4 LC/UPC Keyed Violet to LC/UPC Fiber Patch Cord, 1.6 mm Simplex, Plenum | CommScope® | SYSTIMAX InstaPATCH® 360 | FDX | Fiber patch cord ¦ simplex
FEWL2LC42 |  | Base Product | Singlemode LC/UPC Keyed Yellow to LC/UPC Fiber Patch Cord, 1.6 mm Duplex, Riser | CommScope® | SYSTIMAX InstaPATCH® 360 | FEW | Fiber patch cord ¦ duplex
FEWL3SC42 |  | Base Product | Singlemode LC/UPC Keyed Blue to SC/UPC Fiber Patch Cord, 1.6 mm Duplex, Riser | CommScope® | SYSTIMAX InstaPATCH® 360 | FEW | Fiber patch cord ¦ duplex
FEWL7L721 |  | Base Product | Singlemode LC/UPC Keyed Brown to LC/UPC Keyed Brown Fiber Patch Cord, 1.6 mm Simplex, Riser | CommScope® | SYSTIMAX InstaPATCH® 360 | FEW | Fiber patch cord ¦ simplex
FEWL1LC42 |  | Base Product | Singlemode LC/UPC Keyed Red to LC/UPC, Fiber Patch Cord, 1.6 mm Duplex, Riser | CommScope® | SYSTIMAX InstaPATCH® 360 | FEW | Fiber patch cord ¦ duplex
FEWL5L521 |  | Base Product | Singlemode LC/UPC Keyed Orange to LC/UPC Keyed Orange Fiber Patch Cord, 1.6 mm Simplex, Riser | CommScope® | SYSTIMAX InstaPATCH® 360 | FEW | Fiber patch cord ¦ simplex
FEWL8LC21 |  | Base Product | Singlemode LC/UPC Keyed Aqua to LC/UPC Fiber Patch Cord, 1.6 mm Simplex, Riser | CommScope® | SYSTIMAX InstaPATCH® 360 | FEW | Fiber patch cord ¦ simplex
FEWL7L742 |  | Base Product | Singlemode LC/UPC Keyed Brown to LC/UPC Keyed Brown Fiber Patch Cord, 1.6 mm Duplex, Riser | CommScope® | SYSTIMAX InstaPATCH® 360 | FEW | Fiber patch cord ¦ duplex
FPC2Y-SDLC-P-1.3M |  | Variant of FPC2Y | Fiber Optic Patch Cord, Duplex, Singlemode, LC/UPC to LC/UPC, yellow, 1.3 m |  |  | FPC2Y | Fiber patch cord ¦ duplex
FPC2Y-SDLC-P-1.9M |  | Variant of FPC2Y | Fiber Optic Patch Cord, Duplex, Singlemode, LC/UPC to LC/UPC, yellow, 1.9 m |  |  | FPC2Y | Fiber patch cord ¦ duplex
FPC2-SPLC-1M |  | Variant of FPC2 | Fiber Optic Patch Cord, Duplex, Singlemode, LC/UPC to LC/UPC, yellow, 1 m |  |  | FPC2 | Fiber patch cord ¦ duplex
FPC2-SPSC-3M |  | Variant of FPC2 | Fiber Optic Patch Cord, Duplex, Singlemode, SC/UPC to SC/UPC, yellow, 3 m |  |  | FPC2 | Fiber patch cord ¦ duplex
FPC2-SPSC-8.5M |  | Variant of FPC2 | Fiber Optic Patch Cord, Duplex, Singlemode, SC/UPC to SC/UPC, yellow, 8.5 m |  |  | FPC2 | Fiber patch cord ¦ duplex
FPC2-SPSC-12M |  | Variant of FPC2 | Fiber Optic Patch Cord, Duplex, Singlemode, SC/UPC to SC/UPC, yellow, 12 m |  |  | FPC2 | Fiber patch cord ¦ duplex
FPC2Y-SDLC-P-3M |  | Variant of FPC2Y | Fiber Optic Patch Cord, Duplex, Singlemode, LC/UPC to LC/UPC, yellow, 3 m |  |  | FPC2Y | Fiber patch cord ¦ duplex
FPC2Y-SDLC-P-4M |  | Variant of FPC2Y | Fiber Optic Patch Cord, Duplex, Singlemode, LC/UPC to LC/UPC, yellow, 4 m |  |  | FPC2Y | Fiber patch cord ¦ duplex
FPC2Y-SPSC-P-16M |  | Variant of FPC2Y | Fiber Optic Patch Cord, Duplex, Singlemode, SC/UPC to SC/UPC, yellow, 16 m |  |  | FPC2Y | Fiber patch cord ¦ duplex
FPC2Y-SPSC-P-1M |  | Variant of FPC2Y | Fiber Optic Patch Cord, Duplex, Singlemode, SC/UPC to SC/UPC, yellow, 1 m |  |  | FPC2Y | Fiber patch cord ¦ duplex
FPC2Y-SDLC-P-6M |  | Variant of FPC2Y | Fiber Optic Patch Cord, Duplex, Singlemode, LC/UPC to LC/UPC, yellow, 6 m |  |  | FPC2Y | Fiber patch cord ¦ duplex
FPC2Y-SPSC-P-2.3M |  | Variant of FPC2Y | Fiber Optic Patch Cord, Duplex, Singlemode, SC/UPC to SC/UPC, yellow, 2.3 m |  |  | FPC2Y | Fiber patch cord ¦ duplex
FPCDY-SPSC-P-1M |  | Variant of FPCDY | Fiber Optic Patch Cord, Simplex, Singlemode, SC/UPC to SC/UPC, yellow, 1 m |  |  | FPCDY | Fiber patch cord ¦ simplex
FPCFW-APSC-P-7M |  | Variant of FPCFW | Fiber Optic Patch Cord, Simplex, Singlemode, SC/APC to SC/APC, blue, 7 m |  |  | FPCFW | Fiber patch cord ¦ simplex
UGXQXQXTF |  | Base Product | Ultra Low Loss (ULL) OM4 MPO8 (Pinned) to MPO8 (Pinned), Fiber Trunk Cable Assembly, 24-Fiber, Plenum | CommScope® | Propel ¦ SYSTIMAX ULL |  | Fiber trunk cable assembly
U3XQPUCTF |  | Base Product | Ultra Low Loss (ULL) OM4 MPO8 (Non-Pinned) to unconnectorized, Fiber Trunk Cable Assembly, 24-Fiber, LZSH B2ca | CommScope® | Propel ¦ SYSTIMAX ULL |  | Fiber trunk cable assembly
URXQPQXF8 |  | Base Product | Ultra Low Loss (ULL) OM4 MPO8 (Non-Pinned) to MPO8 (Pinned), Fiber Array Cable Assembly, 8-Fiber, Dual Rated (OFNR/LSZH) | CommScope® | Propel ¦ SYSTIMAX ULL |  | Fiber array cable assembly
UJXQXUCTU |  | Base Product | Ultra Low Loss (ULL) OM4 MPO8 (Pinned) to unconnectorized, Fiber Trunk Cable Assembly,64-Fiber, Dual Rated (OFNR/LSZH) | CommScope® | Propel ¦ SYSTIMAX ULL |  | Fiber trunk cable assembly
UJVQPUCTH |  | Base Product | Ultra Low Loss (ULL) OM5 MPO8 (Non-Pinned) to unconnectorized, Fiber Trunk Cable Assembly, 48-Fiber, Dual Rated (OFNR/LSZH) | CommScope® | Propel ¦ SYSTIMAX ULL |  | Fiber trunk cable assembly
U3VQXQXTM |  | Base Product | Ultra Low Loss (ULL) OM5 MPO8 (Pinned) to MPO8 (Pinned), Fiber Trunk Cable Assembly, 144-Fiber, LZSH B2ca | CommScope® | Propel ¦ SYSTIMAX ULL |  | Fiber trunk cable assembly
U3XQPUCTM |  | Base Product | Ultra Low Loss (ULL) OM4 MPO8 (Non-Pinned) to unconnectorized, Fiber Trunk Cable Assembly, 144-Fiber, LZSH B2ca | CommScope® | Propel ¦ SYSTIMAX ULL |  | Fiber trunk cable assembly
UQGQPQXF8 |  | Base Product | Ultra Low Loss (ULL) Singlemode MPO8 (Non-Pinned) to MPO8 (Pinned), Fiber Array Cable Assembly, 8-Fiber, Plenum | CommScope® | Propel ¦ SYSTIMAX ULL |  | Fiber array cable assembly
U3XQPUCTS |  | Base Product | Ultra Low Loss (ULL) OM4 MPO8 (Non-Pinned) to unconnectorized, Fiber Trunk Cable Assembly,32-Fiber, LZSH B2ca | CommScope® | Propel ¦ SYSTIMAX ULL |  | Fiber trunk cable assembly
UGXQXUCT8 |  | Base Product | Ultra Low Loss (ULL) OM4 MPO8 (Pinned) to unconnectorized, Fiber Trunk Cable Assembly, 8-Fiber, Plenum | CommScope® | Propel ¦ SYSTIMAX ULL |  | Fiber trunk cable assembly
URGMPMPUD |  | Base Product | Ultra Low Loss (ULL) Singlemode MPO12 (Non-pinned) to MPO12 (Non-pinned), Fiber Array Cable Assembly, 12-Fiber, Dual Rated (OFNR/LSZH) | CommScope® | Propel ¦ SYSTIMAX ULL |  | Fiber array cable assembly
AQXQPQPF8 |  | Base Product | Ultra Low Loss (ULL) OM4 MPO8 (Non-Pinned) to MPO8 (Non-Pinned), Fiber Array Cable Assembly, 8-Fiber, Plenum | CommScope® | Propel ¦ SYSTIMAX ULL |  | Fiber array cable assembly
URXMPLUF2 |  | Base Product | Ultra Low Loss OM4 MPO8 Unpinned to LC/UPC Uniboot 12-Fiber Low Smoke Zero Halogen/Riser Array Cord | CommScope® | SYSTIMAX ULL |  | Fiber array cable assembly
UGGMXUCSM |  | Base Product | Ultra Low Loss (ULL) Singlemode MPO12 (Pinned) to Unconnectorized, Fiber Trunk Cable Assembly, 144-Fiber, Plenum | CommScope® | SYSTIMAX ULL |  | Fiber trunk cable assembly
UGGMXUCSH |  | Base Product | Ultra Low Loss (ULL) Singlemode MPO12 (Pinned) to Unconnectorized, Fiber Trunk Cable Assembly, 48-Fiber, Plenum | CommScope® | SYSTIMAX ULL |  | Fiber trunk cable assembly
UGXMXUCDH |  | Base Product | Ultra Low Loss (ULL) OM4 MPO12 (Pinned) to Unconnectorized, Fiber Trunk Cable Assembly, 48-Fiber, Plenum | CommScope® | SYSTIMAX ULL |  | Fiber trunk cable assembly
ARGMXCSGD |  | Base Product | Singlemode MPO12 (pinned) to CS/UPC 12-Fiber Low Smoke Zero Halogen Array Cord | CommScope® |  |  | Fiber array cable assembly
UJXMXUCDH |  | Base Product | Ultra Low Loss ULL LazrSPEED® 550 MPO(Pinned) to Unconnectorized Pre-terminated Trunk Cable, MPO12, 48-Fiber, LSZH Indoor/Outdoor, 12 fiber PmP | CommScope® | SYSTIMAX ULL |  | Fiber trunk cable assembly
UGGRXUCZR |  | Base Product | Hybrid Ultra Low Loss (ULL) Singlemode G.657.A2 MPO16 (Pinned) to Unconnectorized , 4 Pair 16AWG Constellation Trunk Cable Assembly, 16-Fiber, Plenum | CommScope® | SYSTIMAX ULL |  | Hybrid cable assembly ¦ 4-pair
UNX2XLCBH |  | Base Product | Ultra Low Loss ULL LazrSPEED® 550 MPO24(Pinned) to LC/UPC Ruggedized fanout Cable, 48-Fiber, LSZH, 24 fiber PmP 3.0mm Dca | CommScope® | SYSTIMAX ULL |  | Ruggedized fanout
UQXQVBVF8 |  | Base Product | Ultra Low Loss (ULL) OM4, 1X2, MPO8 Multimode APC (Non-Pinned) to MPO4 Multimode APC (Non-Pinned), 8-Fiber, Conversion Array, Plenum | CommScope® | Propel ¦ SYSTIMAX ULL |  | Fiber conversion array cable assembly
U4XQXLUTS |  | Base Product | Ultra Low Loss ULL OM4 MPO8 UPC pinned to LC/UPC Uniboot Ruggedized fanout Cable, 32-Fiber, LSZH, 8 fiber PmP 2.0 mm /B2ca | CommScope® | Propel ¦ SYSTIMAX ULL |  | Ruggedized fanout
ULGQPLUTK |  | Base Product | Singlemode MPO8 APC non-pinned to LC/UPC Uniboot Ruggedized fanout Cable, 72-Fiber, Plenum, 8 fiber PmP 2.0 mm | CommScope® | Propel ¦ SYSTIMAX ULL |  | Ruggedized fanout
ULXQPLUTK |  | Base Product | Ultra Low Loss ULL OM4 MPO8 UPC non-pinned to LC/UPC Uniboot Ruggedized fanout Cable, 72-Fiber, Plenum, 8 fiber PmP 2.0 mm | CommScope® | Propel ¦ SYSTIMAX ULL |  | Ruggedized fanout
U4XQZLUTF |  | Base Product | Ultra Low Loss ULL OM4 MPO8 APC pinned to LC/UPC Uniboot Ruggedized fanout Cable, 24-Fiber, LSZH, 8 fiber PmP 2.0 mm /B2ca | CommScope® | Propel ¦ SYSTIMAX ULL |  | Ruggedized fanout
U4VQXLUTM |  | Base Product | Ultra Low Loss ULL OM5 MPO8 UPC pinned to LC/UPC Uniboot Ruggedized fanout Cable, 144-Fiber, LSZH, 8 fiber PmP 2.0 mm /B2ca | CommScope® | Propel ¦ SYSTIMAX ULL |  | Ruggedized fanout
ULVQPLUT8 |  | Base Product | Ultra Low Loss ULL OM5 MPO8 UPC non-pinned to LC/UPC Uniboot Ruggedized fanout Cable, 8-Fiber, Plenum, 8 fiber PmP 2.0 mm | CommScope® | Propel ¦ SYSTIMAX ULL |  | Ruggedized fanout
UNXQPLUT8 |  | Base Product | Ultra Low Loss ULL OM4 MPO8 UPC non-pinned to LC/UPC Uniboot Ruggedized fanout Cable, 8-Fiber, Dual Rated (OFNR/LSZH), 8 fiber PmP 2.0 mm | CommScope® | Propel ¦ SYSTIMAX ULL |  | Ruggedized fanout
U4XQPLUTF |  | Base Product | Ultra Low Loss ULL OM4 MPO8 UPC non-pinned to LC/UPC Uniboot Ruggedized fanout Cable, 24-Fiber, LSZH, 8 fiber PmP 2.0 mm /B2ca | CommScope® | Propel ¦ SYSTIMAX ULL |  | Ruggedized fanout
U4VQXLUTR |  | Base Product | Ultra Low Loss ULL OM5 MPO8 UPC pinned to LC/UPC Uniboot Ruggedized fanout Cable, 16-Fiber, LSZH, 8 fiber PmP 2.0 mm /B2ca | CommScope® | Propel ¦ SYSTIMAX ULL |  | Ruggedized fanout
ULGQPLUTU |  | Base Product | Singlemode MPO8 APC non-pinned to LC/UPC Uniboot Ruggedized fanout Cable, 64-Fiber, Plenum, 8 fiber PmP 2.0 mm | CommScope® | Propel ¦ SYSTIMAX ULL |  | Ruggedized fanout
U4GQPLUTM |  | Base Product | Singlemode MPO8 APC non-pinned to LC/UPC Uniboot Ruggedized fanout Cable, 144-Fiber, LSZH, 8 fiber PmP 2.0 mm /B2ca | CommScope® | Propel ¦ SYSTIMAX ULL |  | Ruggedized fanout
ULGQXLUT8 |  | Base Product | Singlemode MPO8 APC pinned to LC/UPC Uniboot Ruggedized fanout Cable, 8-Fiber, Plenum, 8 fiber PmP 2.0 mm | CommScope® | Propel ¦ SYSTIMAX ULL |  | Ruggedized fanout
U4GQPLUTR |  | Base Product | Singlemode MPO8 APC non-pinned to LC/UPC Uniboot Ruggedized fanout Cable, 16-Fiber, LSZH, 8 fiber PmP 2.0 mm /B2ca | CommScope® | Propel ¦ SYSTIMAX ULL |  | Ruggedized fanout
ULGQXLUTF |  | Base Product | Singlemode MPO8 APC pinned to LC/UPC Uniboot Ruggedized fanout Cable, 24-Fiber, Plenum, 8 fiber PmP 2.0 mm | CommScope® | Propel ¦ SYSTIMAX ULL |  | Ruggedized fanout
U4VQPLUTN |  | Base Product | Ultra Low Loss ULL OM5 MPO8 UPC non-pinned to LC/UPC Uniboot Ruggedized fanout Cable, 8-Fiber, LSZH, 8 fiber PmP 2.0 mm /B2ca | CommScope® | Propel ¦ SYSTIMAX ULL |  | Ruggedized fanout
U4VQZLUTU |  | Base Product | Ultra Low Loss ULL OM5 MPO8 APC pinned to LC/UPC Uniboot Ruggedized fanout Cable, 64-Fiber, LSZH, 8 fiber PmP 2.0 mm /B2ca | CommScope® | Propel ¦ SYSTIMAX ULL |  | Ruggedized fanout
U4GQXLUTH |  | Base Product | Singlemode MPO8 APC pinned to LC/UPC Uniboot Ruggedized fanout Cable, 48-Fiber, LSZH, 8 fiber PmP 2.0 mm /B2ca | CommScope® | Propel ¦ SYSTIMAX ULL |  | Ruggedized fanout
U4VQPLUTS |  | Base Product | Ultra Low Loss ULL OM5 MPO8 UPC non-pinned to LC/UPC Uniboot Ruggedized fanout Cable, 8-Fiber, LSZH, 8 fiber PmP 2.0 mm /B2ca | CommScope® | Propel ¦ SYSTIMAX ULL |  | Ruggedized fanout
ULXQVLUTU |  | Base Product | Ultra Low Loss ULL OM4 MPO8 APC non-pinned to LC/UPC Uniboot Ruggedized fanout Cable, 64-Fiber, Plenum, 8 fiber PmP 2.0 mm | CommScope® | Propel ¦ SYSTIMAX ULL |  | Ruggedized fanout
U4XQVLUTR |  | Base Product | Ultra Low Loss ULL OM4 MPO8 APC non-pinned to LC/UPC Uniboot Ruggedized fanout Cable, 16-Fiber, LSZH, 8 fiber PmP 2.0 mm /B2ca | CommScope® | Propel ¦ SYSTIMAX ULL |  | Ruggedized fanout
U4VQVLUTF |  | Base Product | Ultra Low Loss ULL OM5 MPO8 APC non-pinned to LC/UPC Uniboot Ruggedized fanout Cable, 24-Fiber, LSZH, 8 fiber PmP 2.0 mm /B2ca | CommScope® | Propel ¦ SYSTIMAX ULL |  | Ruggedized fanout
U4GQXLUTS |  | Base Product | Singlemode MPO8 APC pinned to LC/UPC Uniboot Ruggedized fanout Cable, 32-Fiber, LSZH, 8 fiber PmP 2.0 mm /B2ca | CommScope® | Propel ¦ SYSTIMAX ULL |  | Ruggedized fanout
ULXQXLUTH |  | Base Product | Ultra Low Loss ULL OM4 MPO8 UPC pinned to LC/UPC Uniboot Ruggedized fanout Cable, 48-Fiber, Plenum, 8 fiber PmP 2.0 mm | CommScope® | Propel ¦ SYSTIMAX ULL |  | Ruggedized fanout
ULVQVLUTS |  | Base Product | Ultra Low Loss ULL OM5 MPO8 APC non-pinned to LC/UPC Uniboot Ruggedized fanout Cable, 32-Fiber, Plenum, 8 fiber PmP 2.0 mm | CommScope® | Propel ¦ SYSTIMAX ULL |  | Ruggedized fanout
UNXQXLUTH |  | Base Product | Ultra Low Loss ULL OM4 MPO8 UPC pinned to LC/UPC Uniboot Ruggedized fanout Cable, 48-Fiber, Dual Rated (OFNR/LSZH), 8 fiber PmP 2.0 mm | CommScope® | Propel ¦ SYSTIMAX ULL |  | Ruggedized fanout
ULXQXLUTL |  | Base Product | Ultra Low Loss ULL OM4 MPO8 UPC pinned to LC/UPC Uniboot Ruggedized fanout Cable, 96-Fiber, Plenum, 8 fiber PmP 2.0 mm | CommScope® | Propel ¦ SYSTIMAX ULL |  | Ruggedized fanout
U4XQXLUTN |  | Base Product | Ultra Low Loss ULL OM4 MPO8 UPC pinned to LC/UPC Uniboot Ruggedized fanout Cable, 192-Fiber, LSZH, 8 fiber PmP 2.0 mm /B2ca | CommScope® | Propel ¦ SYSTIMAX ULL |  | Ruggedized fanout
UNGQXLUTF |  | Base Product | Singlemode MPO8 APC pinned to LC/UPC Uniboot Ruggedized fanout Cable, 24-Fiber, Dual Rated (OFNR/LSZH), 8 fiber PmP 2.0 mm | CommScope® | Propel ¦ SYSTIMAX ULL |  | Ruggedized fanout
ULXQZLUTK |  | Base Product | Ultra Low Loss ULL OM4 MPO8 APC pinned to LC/UPC Uniboot Ruggedized fanout Cable, 72-Fiber, Plenum, 8 fiber PmP 2.0 mm | CommScope® | Propel ¦ SYSTIMAX ULL |  | Ruggedized fanout
UNXQXLUTU |  | Base Product | Ultra Low Loss ULL OM4 MPO8 UPC pinned to LC/UPC Uniboot Ruggedized fanout Cable, 64-Fiber, Dual Rated (OFNR/LSZH), 8 fiber PmP 2.0 mm | CommScope® | Propel ¦ SYSTIMAX ULL |  | Ruggedized fanout
UKVQZQZTK |  | Base Product | Ultra Low Loss (ULL) OM5 MPO8 APC (pinned) to MPO8 APC (pinned) Fiber Trunk Cable Assembly, 72-Fiber, Armored Indoor Dual Rated (OFNR/LSZH) | CommScope® | Propel ¦ SYSTIMAX ULL |  | Fiber trunk cable assembly
UHGMXMXCF |  | Base Product | Singlemode MPO12 APC (pinned) to MPO12 APC (pinned) Fiber Trunk Cable Assembly, 24-Fiber, Armored Indoor Plenum | CommScope® | Propel ¦ SYSTIMAX ULL |  | Fiber trunk cable assembly
1-2160046-5 |  | Variant of 2160046 | Fiber Optic Patch Cord, OM4, LC duplex to LC duplex, 1.8 mm LSZH, 15 m, aqua | CommScope® |  | 216 | Fiber patch cord ¦ duplex
1-2160544-1 |  | Variant of 2160544 | Fiber Optic Patch Cord, Duplex, Multimode, LC/UPC to LC/UPC, aqua, 1.1 m | CommScope® |  | 216 | Fiber patch cord ¦ duplex
1-1920604-5 | OCJ-S1-15MASHA-S1 | Variant of OCJ | Fiber Optic Patch Cord, Duplex, Singlemode, SC/UPC to SC/UPC, yellow, 15 m |  |  | OCJ | Fiber patch cord ¦ duplex
1-1920617-5 | OCJ-L1-15MASIA-S1 | Variant of OCJ | Fiber Optic Patch Cord, Simplex, Singlemode, LC/UPC to SC/UPC, yellow, 15 m |  |  | OCJ | Fiber patch cord ¦ simplex
1-2055253-0 | OCJ-S2-10MASIA-S2 | Variant of OCJ | Fiber Optic Patch Cord, Simplex, Singlemode, SC/APC to SC/APC, yellow, 10 m |  |  | OCJ | Fiber patch cord ¦ simplex
1397868 | FPCFW-SPSC/PLC-P-3M | Variant of FPCFW | Fiber Optic Patch Cord, Simplex, Singlemode, SC/UPC to LC/UPC, blue, 3 m |  |  | FPCFW | Fiber patch cord ¦ simplex
1428213 | FPCMY-SPSC/PLC-P-1M | Variant of FPCMY | Fiber Optic Patch Cord, Simplex, Singlemode, SC/UPC to LC/UPC, yellow, 1 m |  |  | FPCMY | Fiber patch cord ¦ simplex
1442455 | FPC2Y-APSC/DLC-P-1.7M | Variant of FPC2Y | Fiber Optic Patch Cord, Duplex, Singlemode, SC/APC to LC/UPC, yellow, 1.7 m |  |  | FPC2Y | Fiber patch cord ¦ duplex
1436106 | FPCMY-APSC/APLC-P-1M | Variant of FPCMY | Fiber Optic Patch Cord, Simplex, Singlemode, SC/APC to LC/APC, yellow, 1 m |  |  | FPCMY | Fiber patch cord ¦ simplex
1443142 | FPC2Y-APSC/DLC-P-3M | Variant of FPC2Y | Fiber Optic Patch Cord, Duplex, Singlemode, SC/APC to LC/UPC, yellow, 3 m |  |  | FPC2Y | Fiber patch cord ¦ duplex
1450514 | FPC2Y-APSC/DLC-P-1M | Variant of FPC2Y | Fiber Optic Patch Cord, Duplex, Singlemode, SC/APC to LC/UPC, yellow, 1 m |  |  | FPC2Y | Fiber patch cord ¦ duplex
1448528 | FPC2Y-SPSC/DLC-P-2.2M | Variant of FPC2Y | Fiber Optic Patch Cord, Duplex, Singlemode, SC/UPC to LC/UPC, yellow, 2.2 m |  |  | FPC2Y | Fiber patch cord ¦ duplex
1712190 | FPCMY-SPSC/APSC-P-10M | Variant of FPCMY | Fiber Optic Patch Cord, Simplex, Singlemode, SC/UPC to SC/APC, yellow, 10 m |  |  | FPCMY | Fiber patch cord ¦ simplex
1920720-3 | OCJ-L2-03MASHA-L2 | Variant of OCJ | Fiber Optic Patch Cord, Duplex, Singlemode, LC/APC to LC/APC, yellow, 3 m |  |  | OCJ | Fiber patch cord ¦ duplex
1920606-2 | OCJ-L1-02MASHA-L1 | Variant of OCJ | Fiber Optic Patch Cord, Duplex, Singlemode, LC/UPC to LC/UPC, yellow, 2 m |  |  | OCJ | Fiber patch cord ¦ duplex
1920606-3 | OCJ-L1-03MASHA-L1 | Variant of OCJ | Fiber Optic Patch Cord, Duplex, Singlemode, LC/UPC to LC/UPC, yellow, 3 m |  |  | OCJ | Fiber patch cord ¦ duplex
1920751-3 | OCJ-S1-03MASIA-S1 | Variant of OCJ | Fiber Optic Patch Cord, Simplex, Singlemode, SC/UPC to SC/UPC, yellow, 3 m |  |  | OCJ | Fiber patch cord ¦ simplex
2-1920606-0 | OCJ-L1-20MASHA-L1 | Variant of OCJ | Fiber Optic Patch Cord, Duplex, Singlemode, LC/UPC to LC/UPC, yellow, 20 m |  |  | OCJ | Fiber patch cord ¦ duplex
2-2160363-5 | OCJ-S1-25MASIA-S2 | Variant of OCJ | Fiber Optic Patch Cord, Simplex, Singlemode, SC/UPC to SC/APC, yellow, 25 m |  |  | OCJ | Fiber patch cord ¦ simplex
2055083-2 | OCJ-S1-02MASHA-S2 | Variant of OCJ | Fiber Optic Patch Cord, Duplex, Singlemode, SC/UPC to SC/APC, yellow, 2 m |  |  | OCJ | Fiber patch cord ¦ duplex
2055554-5 | OCJ-S3-05MASIA-S3 | Variant of OCJ | Fiber Optic Patch Cord, Simplex, Singlemode, SC/APC 9° to SC/APC 9°, yellow, 5 m |  |  | OCJ | Fiber patch cord ¦ simplex
2055025-2 | OCJ-S2-02MASHA-S2 | Variant of OCJ | Fiber Optic Patch Cord, Duplex, Singlemode, SC/APC to SC/APC, yellow, 2 m |  |  | OCJ | Fiber patch cord ¦ duplex
2105067-3 |  | Variant of 2105067 | Fiber Optic Patch Cord, Duplex, Multimode, LC/UPC to SC/UPC, aqua, 3 m | CommScope® |  | 210 | Fiber patch cord ¦ duplex
FSWLCLCW6 |  | Variant | TeraSPEED® LC/UPC to LC/UPC, Distribution Cable, 6-Fiber, Plenum | CommScope® | SYSTIMAX InstaPATCH® 360 |  | Fiber distribution cable assembly
2-1920743-0 |  | Variant of 1920743 | Fiber Optic Patch Cord, Duplex, Multimode, LC/UPC to LC/UPC, aqua, 20 m | CommScope® |  | 192 | Fiber patch cord ¦ duplex
2-2105027-7 |  | Variant of 2105027 | Fiber Optic Patch Cord, OM3, LC/LC duplex, 1.8 mm LSZH & OFNR, 27 m, aqua | CommScope® |  | 210 | Fiber patch cord ¦ duplex
2-2105028-7 |  | Variant of 2105028 | Fiber Optic Patch Cord, Duplex, Singlemode, LC/UPC to LC/UPC, yellow, 27 m | CommScope® |  | 210 | Fiber patch cord ¦ duplex
2-2105027-0 |  | Variant of 2105027 | Fiber Optic Patch Cord, Duplex, Multimode, LC/UPC to LC/UPC, aqua, 20 m | CommScope® |  | 210 | Fiber patch cord ¦ duplex
2-2160046-0 |  | Variant of 2160046 | Fiber Optic Patch Cord, Duplex, Multimode, LC/UPC to LC/UPC, aqua, 20 m | CommScope® |  | 216 | Fiber patch cord ¦ duplex
2105027-6 |  | Variant of 2105027 | Fiber Optic Patch Cord, OM3, LC to LC duplex, 1.8 mm LSZH & OFNR, 6 m, aqua | CommScope® |  | 210 | Fiber patch cord ¦ duplex
2105027-2 |  | Variant of 2105027 | Fiber Optic Patch Cord, OM3, LC to LC duplex, 1.8 mm LSZH & OFNR, 2 m, aqua | CommScope® |  | 210 | Fiber patch cord ¦ duplex
2105028-3 |  | Variant of 2105028 | Fiber Optic Patch Cord, OS2, LC to LC duplex, 1.8 mm LSZH & OFNR, 3 m | CommScope® |  | 210 | Fiber patch cord ¦ duplex
2160046-3 |  | Variant of 2160046 | Fiber Optic Patch Cord, OM4, LC duplex to LC duplex, 1.8 mm LSZH, 3 m, aqua | CommScope® |  | 216 | Fiber patch cord ¦ duplex
3-2105027-0 |  | Variant of 2105027 | Fiber Optic Patch Cord, OM3, LC/LC duplex, 1.8 mm LSZH & OFNR, 30 m, aqua | CommScope® |  | 210 | Fiber patch cord ¦ duplex
3-2105027-6 |  | Variant of 2105027 | Fiber Optic Patch Cord, OM3, LC/LC duplex, 1.8 mm LSZH & OFNR, 36 m, aqua | CommScope® |  | 210 | Fiber patch cord ¦ duplex
3-2105027-9 |  | Variant of 2105027 | Fiber Optic Patch Cord, OM3, LC/LC duplex, 1.8 mm LSZH & OFNR, 39 m, aqua | CommScope® |  | 210 | Fiber patch cord ¦ duplex
4-2105027-8 |  | Variant of 2105027 | Fiber Optic Patch Cord, OM3, LC/LC duplex, 1.8 mm LSZH & OFNR, 48 m, aqua | CommScope® |  | 210 | Fiber patch cord ¦ duplex
4-2105027-2 |  | Variant of 2105027 | Fiber Optic Patch Cord, OM3, LC/LC duplex, 1.8 mm LSZH & OFNR, 42 m, aqua | CommScope® |  | 210 | Fiber patch cord ¦ duplex
4-2160046-5 |  | Variant of 2160046 | Fiber Optic Patch Cord, Duplex, Multimode, LC/UPC to LC/UPC, aqua, 45 m | CommScope® |  | 216 | Fiber patch cord ¦ duplex
5-2105027-7 |  | Variant of 2105027 | Fiber Optic Patch Cord, OM3, LC/LC duplex, 1.8 mm LSZH & OFNR, 57 m, aqua | CommScope® |  | 210 | Fiber patch cord ¦ duplex
6-2105027-3 |  | Variant of 2105027 | Fiber Optic Patch Cord, OM3, LC/LC duplex, 1.8 mm LSZH & OFNR, 63 m, aqua | CommScope® |  | 210 | Fiber patch cord ¦ duplex
9-2160046-1 |  | Variant of 2160046 | Fiber Optic Patch Cord, Duplex, Multimode, LC/UPC to LC/UPC, aqua, 1.5 m | CommScope® |  | 216 | Fiber patch cord ¦ duplex
9-2160046-7 |  | Variant of 2160046 | Fiber Optic Patch Cord, Duplex, Multimode, LC/UPC to LC/UPC, aqua, 7.5 m | CommScope® |  | 216 | Fiber patch cord ¦ duplex
ALGLCLCCK |  | Base Product | Ultra Low Loss ULL TeraSPEED® LC/UPC to LC/UPC Ruggedized fanout Cable, 72-Fiber, Plenum, 12 fiber PmP 2.0 mm Dca, Method A | CommScope® | SYSTIMAX ULL |  | Ruggedized fanout
ULGLUUCRF |  | Base Product | Ultra Low Loss (ULL) Singlemode LC/UPC Uniboot to Unconnectorized Ruggedized fanout Cable, 24-Fiber, Rollable Ribbon, Plenum | CommScope® | SYSTIMAX ULL |  | Ruggedized fanout
FSXLCUCW6 |  | Base Product | LazrSPEED® 550 LC/UPC to Unconnectorized, Distribution Cable, 6-Fiber, Plenum | CommScope® | SYSTIMAX InstaPATCH® 360 |  | Fiber distribution cable assembly
300001778244 | FPM-0K/K-AC013M-39/39 | Variant | Fiber Optic Patch Cord, OS2, LC/UPC-LC/UPC, 2-fiber RBR, 2.0 mm subunits, 13 m, yellow, 39" breakouts |  |  | FPM | Fiber distribution cable assembly
300001784770 | FPM-0K/K-AC012M-39/39 | Variant | Fiber Optic Patch Cord, OS2, LC/UPC-LC/UPC, 2-fiber RBR, 2.0 mm subunits, 12 m, yellow, 39" breakouts |  |  | FPM | Fiber distribution cable assembly
9-2160046-6 |  | Variant of 2160046 | Fiber Optic Patch Cord, Duplex, Multimode, LC/UPC to LC/UPC, aqua, 6.5 m | CommScope® |  | 216 | Fiber patch cord ¦ duplex
2105093-6 |  | Variant of 2105093 | Fiber Optic Patch Cord, Duplex, OM4, SC/UPC to SC/UPC, LSZH & OFNR, aqua, 6 m | CommScope® |  | 210 | Fiber patch cord ¦ duplex
2105093-8 |  | Variant of 2105093 | Fiber Optic Patch Cord, Duplex, OM4, SC/UPC to SC/UPC, LSZH & OFNR, aqua, 8 m | CommScope® |  | 210 | Fiber patch cord ¦ duplex
2105067-6 |  | Variant of 2105067 | Fiber Optic Patch Cord, Duplex, Multimode, LC/UPC to SC/UPC, aqua, 6 m | CommScope® |  | 210 | Fiber patch cord ¦ duplex
2105061-9 |  | Variant of 2105061 | Fiber Optic Patch Cord, Duplex, Multimode, LC/UPC to LC/UPC, LSZH & OFNR, aqua, 9 m | CommScope® |  | 210 | Fiber patch cord ¦ duplex
2-2105061-4 |  | Variant of 2105061 | Fiber Optic Patch Cord, Duplex, Multimode, LC/UPC to LC/UPC, LSZH & OFNR, aqua, 24 m | CommScope® |  | 210 | Fiber patch cord ¦ duplex
5-2105032-0 |  | Variant of 2105032 | Fiber Optic Patch Cord, OS2, LC/SC duplex, 1.8 mm LSZH & OFNR, 50 m | CommScope® |  | 210 | Fiber patch cord ¦ duplex
8-2105032-0 |  | Variant of 2105032 | Fiber Optic Patch Cord, Duplex, Singlemode, LC/UPC to SC/UPC, yellow, 80 m | CommScope® |  | 210 | Fiber patch cord ¦ duplex
2-2105028-6 |  | Variant of 2105028 | Fiber Optic Patch Cord, Duplex, Singlemode, LC/UPC to LC/UPC, yellow, 26 m | CommScope® |  | 210 | Fiber patch cord ¦ duplex
6-2105028-5 |  | Variant of 2105028 | Fiber Optic Patch Cord, OS2, LC/LC duplex, 1.8 mm LSZH & OFNR, 65 m | CommScope® |  | 210 | Fiber patch cord ¦ duplex
8-2105028-5 |  | Variant of 2105028 | Fiber Optic Patch Cord, OS2, LC/LC duplex, 1.8 mm LSZH & OFNR, 85 m | CommScope® |  | 210 | Fiber patch cord ¦ duplex
9-2105027-3 |  | Variant of 2105027 | Fiber Optic Patch Cord, OM3, LC/LC duplex, 1.8 mm LSZH & OFNR, 98 m, aqua | CommScope® |  | 210 | Fiber patch cord ¦ duplex
2-2055109-5 |  | Variant of 2055109 | Fiber Optic Patch Cord, Duplex, Multimode, LC/UPC to SC/UPC, aqua, 25 m | CommScope® |  | 205 | Fiber patch cord ¦ duplex
2055109-7 |  | Variant of 2055109 | Fiber Optic Patch Cord, Duplex, Multimode, LC/UPC to SC/UPC, aqua, 7 m | CommScope® |  | 205 | Fiber patch cord ¦ duplex
2-1920743-2 |  | Variant of 1920743 | Fiber Optic Patch Cord, Duplex, Multimode, LC/UPC to LC/UPC, aqua, 22 m | CommScope® |  | 192 | Fiber patch cord ¦ duplex
6-1920743-0 |  | Variant of 1920743 | Fiber Optic Patch Cord, Duplex, Multimode, LC/UPC to LC/UPC, aqua, 60 m | CommScope® |  | 192 | Fiber patch cord ¦ duplex
9-1859795-6 |  | Variant of 1859795 | Fiber Optic Patch Cord, Singlemode, LC/UPC to LC/UPC duplex, 3.0 mm LSZH & OFNR, Yellow, 165 m | CommScope® |  | 185 | Fiber patch cord ¦ duplex
E-1859795-0 |  | Variant of 1859795 | Fiber Optic Patch Cord, Singlemode, LC/UPC to LC/UPC duplex, 3.0 mm LSZH & OFNR, Yellow, 140 m | CommScope® |  | 185 | Fiber patch cord ¦ duplex
1859794-3 |  | Variant of 1859794 | Fiber Optic Patch Cord, Duplex, Multimode OM3, LC/UPC to LC/UPC, 3 mm, LSZH/OFNR, aqua, 3 m | CommScope® |  | 185 | Fiber patch cord ¦ duplex
2-1859794-0 |  | Variant of 1859794 | Fiber Optic Patch Cord, Duplex, Multimode OM3, LC/UPC to LC/UPC, 3 mm, LSZH/OFNR, aqua, 20 m | CommScope® |  | 185 | Fiber patch cord ¦ duplex
2-1859793-0 |  | Variant of 1859793 | Fiber Optic Patch Cord, Duplex, Multimode OM4, LC/UPC to LC/UPC, 3 mm, LSZH/OFNR, aqua, 20 m | CommScope® |  | 185 | Fiber patch cord ¦ duplex
J-1859793-0 |  | Variant of 1859793 | Fiber Optic Patch Cord, Duplex, Multimode OM4, LC/UPC to LC/UPC, 3 mm, LSZH/OFNR, aqua, 180 m | CommScope® |  | 185 | Fiber patch cord ¦ duplex
2105083-3 |  | Variant of 2105083 | Fiber Optic Patch Cord, Simplex, 0.9mm, LSZH, Multimode OM3, LC/UPC to LC/UPC, Aqua, 3 m | CommScope® |  | 210 | Fiber patch cord ¦ simplex
2105085-4 |  | Variant of 2105085 | Fiber Optic Patch Cord, Simplex, 0.9mm, LSZH, Multimode OM3, SC/UPC to SC/UPC, Aqua, 4 m | CommScope® |  | 210 | Fiber patch cord ¦ simplex
2105082-5 |  | Variant of 2105082 | Fiber Optic Patch Cord, Simplex, 0.9mm, LSZH, Singlemode, SC/UPC to SC/UPC, Yellow, 5 m | CommScope® |  | 210 | Fiber patch cord ¦ simplex
760254332 | OCJ-EC-03MASIA-LF | Variant of OCJ | Fiber Optic Patch Cord, Simplex, Singlemode, LSH/APC to LC/UPC, 1.8 mm diameter, yellow, 3m |  |  | OCJ | Fiber patch cord ¦ simplex
FFVLCSC42 |  | Base Product | OM5 LC/UPC to SC/UPC, Fiber Patch Cord, 1.6 mm Duplex, Low Smoke Zero Halogen (LSZH) | CommScope® | SYSTIMAX InstaPATCH® 360 | FFV | Fiber patch cord ¦ duplex
300001775856 | FPCDY-APSC/APLC-P-2M | Variant of FPCDY | Fiber Optic Patch Cord, Simplex, Singlemode, SC/APC to LC/APC, yellow, 2 m |  |  | FPCDY | Fiber patch cord ¦ simplex
320000114678 | FPCF-APSC/PLC-S-15M | Variant of FPCF | Fiber Optic Patch Cord, Simplex, Singlemode, SC/APC to LC/UPC, yellow, 15 m |  |  | FPCF | Fiber patch cord ¦ simplex
320000116597 | FPCMY-APSC/APLC-P-12M | Variant of FPCMY | Fiber Optic Patch Cord, Simplex, Singlemode, SC/APC to LC/APC, yellow, 12 m |  |  | FPCMY | Fiber patch cord ¦ simplex
5-2105093-0 |  | Variant of 2105093 | Fiber Optic Patch Cord, Duplex, OM4, SC/UPC to SC/UPC, LSZH & OFNR, aqua, 50 m | CommScope® |  | 210 | Fiber patch cord ¦ duplex
U4GLALACK |  | Base Product | Ultra Low Loss ULL TeraSPEED® LC/APC to LC/APC Ruggedized fanout Cable, 72-Fiber, LSZH, 12 fiber PmP 2.0 mm /B2ca | CommScope® | SYSTIMAX ULL |  | Ruggedized fanout
U4GLCLCCK |  | Base Product | Ultra Low Loss ULL TeraSPEED® LC/UPC to LC/UPC Ruggedized fanout Cable, 72-Fiber, LSZH, 12 fiber PmP 2.0 mm /B2ca | CommScope® | SYSTIMAX ULL |  | Ruggedized fanout
U4GLCLCCL |  | Base Product | Ultra Low Loss ULL TeraSPEED® LC/UPC to LC/UPC Ruggedized fanout Cable, 96-Fiber, LSZH, 12 fiber PmP 2.0 mm /B2ca | CommScope® | SYSTIMAX ULL |  | Ruggedized fanout
2160937-1 | OCP-SF-02MASEN-XX-(12COL) | Variant of OCP | Fiber Optic Pigtail, Simplex, Singlemode, SC/UPC to Stub, 0.9 mm diameter, multicolor, 2 m |  |  | OCP | Fiber pigtail ¦ jacketed
6536880-1 |  | Variant of 6536880 | Fiber Optic Pigtail, Simplex, Singlemode, LC/UPC to Stub, 1 m | CommScope® |  |  | Fiber pigtail ¦ unjacketed
FAWSCUC01 |  | Base Product | Low Loss Singlemode SC/UPC to Stub, Fiber Pigtail, Simplex 0.9mm, Unrated | CommScope® |  | FAW | Fiber pigtail ¦ unjacketed
EH0108-008 | OCP-L5-15DGSEN-XX-AP | Variant of OCP | Fiber Optic Pigtail, Single fiber white color, OM4, LC to Stub, 0.9 mm diameter, 1.5 m |  |  | OCP | Fiber pigtail ¦ jacketed
760249505 |  | Variant of OCP | Fiber Optic Pigtail, Simplex, Singlemode, SC/APC to Stub, 0.9 mm diameter, 2 m, loose buffered cable |  |  | OCP | Fiber pigtail ¦ jacketed
FPCC-EEYP |  | Variant of FPCC | Fiber Optic Patch Cord, duplex, singlemode, 1.2 mm OFNP jacket, SC/APC-SC/APC, yellow |  |  | FPCC | Fiber patch cord ¦ duplex
UQV2DMPAH |  | Base Product | Ultra Low Loss (ULL) OM5, 3X4, MPO24 (Non-Pinned - QSFP-DD) to MPO12 (Non-Pinned), 48-Fiber, Conversion Array ,Plenum | CommScope® | Propel ¦ SYSTIMAX ULL |  | Fiber conversion array cable assembly
UQXRVMXAH |  | Base Product | Ultra Low Loss (ULL) OM4, 3X4, MPO16 Multimode APC (Non-Pinned) to MPO12 (Pinned), 48-Fiber, Conversion Array, Plenum | CommScope® | Propel ¦ SYSTIMAX ULL |  | Fiber conversion array cable assembly
URV2P2DBH |  | Base Product | Ultra Low Loss (ULL) OM5 , 2X3, MPO24 (Non-Pinned) to MPO24 (Non-Pinned-QSFP-DD), 48-Fiber, Conversion Array, LSZH | CommScope® | Propel ¦ SYSTIMAX ULL |  | Fiber conversion array cable assembly
UQVRZQP7R |  | Base Product | Ultra Low Loss (ULL) OM5, 1X2, MPO16 Multimode APC (Pinned) to MPO8 Multimode APC (Non-Pinned), 16-Fiber, Conversion Array, Plenum | CommScope® | Propel ¦ SYSTIMAX ULL |  | Fiber conversion array cable assembly
URX2P2DBH |  | Base Product | Ultra Low Loss (ULL) OM4 , 2X3, MPO24 (Non-Pinned) to MPO24 (Non-Pinned-QSFP-DD), 48-Fiber, Conversion Array, LSZH | CommScope® | Propel ¦ SYSTIMAX ULL |  | Fiber conversion array cable assembly
URG2EQP7R |  | Base Product | Ultra Low Loss (ULL) Singlemode G.657.A2, 1X2, MPO24 (Non-Pinned - QSFP) to MPO8 (Non-Pinned), 16-Fiber, Conversion Array, LSZH | CommScope® | Propel ¦ SYSTIMAX ULL |  | Fiber conversion array cable assembly
UQXRVQV7R |  | Base Product | Ultra Low Loss (ULL) OM4, 1X2, MPO16 Multimode APC (Non-Pinned) to MPO8 Multimode APC (Non-Pinned), 16-Fiber, Conversion Array, Plenum | CommScope® | Propel ¦ SYSTIMAX ULL |  | Fiber conversion array cable assembly
URV2X2EBH |  | Base Product | Ultra Low Loss (ULL) OM4, 2X3, MPO24 (Pinned) to MPO24 (Non-Pinned-QSFP), 48-Fiber, Conversion Array, LSZH | CommScope® | Propel ¦ SYSTIMAX ULL |  | Fiber conversion array cable assembly
UJVQPUCTR |  | Base Product | Ultra Low Loss (ULL) OM5 MPO8 (Non-Pinned) to unconnectorized, Fiber Trunk Cable Assembly, 16-Fiber, Dual Rated (OFNR/LSZH) | CommScope® | Propel ¦ SYSTIMAX ULL |  | Fiber trunk cable assembly
UGVQPQXTR |  | Base Product | Ultra Low Loss (ULL) OM5 MPO8 (Non-Pinned) to MPO8 (Pinned), Fiber Trunk Cable Assembly, 16-Fiber, Plenum | CommScope® | Propel ¦ SYSTIMAX ULL |  | Fiber trunk cable assembly
U3XQXQXTK |  | Base Product | Ultra Low Loss (ULL) OM4 MPO8 (Pinned) to MPO8 (Pinned), Fiber Trunk Cable Assembly, 72-Fiber, LZSH B2ca | CommScope® | Propel ¦ SYSTIMAX ULL |  | Fiber trunk cable assembly
U3GQPQXTL |  | Base Product | Ultra Low Loss (ULL) Singlemode MPO8 (Non-Pinned) to MPO8 (Pinned), Fiber Trunk Cable Assembly, 96-Fiber, LZSH B2ca | CommScope® | Propel ¦ SYSTIMAX ULL |  | Fiber trunk cable assembly
UJVQXQXT8 |  | Base Product | Ultra Low Loss (ULL) OM5 MPO8 (Pinned) to MPO8 (Pinned), Fiber Trunk Cable Assembly, 8-Fiber, Dual Rated (OFNR/LSZH) | CommScope® | Propel ¦ SYSTIMAX ULL |  | Fiber trunk cable assembly
UQVQPQPF8 |  | Base Product | Ultra Low Loss (ULL) OM5 MPO8 (Non-Pinned) to MPO8 (Non-Pinned), Fiber Array Cable Assembly, 8-Fiber, Plenum | CommScope® | Propel ¦ SYSTIMAX ULL |  | Fiber array cable assembly
U3GQPQXTN |  | Base Product | Ultra Low Loss (ULL) Singlemode MPO8 (Non-Pinned) to MPO8 (Pinned), Fiber Trunk Cable Assembly, 192-Fiber, LZSH B2ca | CommScope® | Propel ¦ SYSTIMAX ULL |  | Fiber trunk cable assembly
UGXQXUCTS |  | Base Product | Ultra Low Loss (ULL) OM4 MPO8 (Pinned) to unconnectorized, Fiber Trunk Cable Assembly,32-Fiber, Plenum | CommScope® | Propel ¦ SYSTIMAX ULL |  | Fiber trunk cable assembly
UGGQPUCTS |  | Base Product | Ultra Low Loss (ULL) Singlemode MPO8 (Non-Pinned) to unconnectorized, Fiber Trunk Cable Assembly, 32-Fiber, Plenum | CommScope® | Propel ¦ SYSTIMAX ULL |  | Fiber trunk cable assembly
UGVQPUCTH |  | Base Product | Ultra Low Loss (ULL) OM5 MPO8 (Non-Pinned) to unconnectorized, Fiber Trunk Cable Assembly, 48-Fiber, Plenum | CommScope® | Propel ¦ SYSTIMAX ULL |  | Fiber trunk cable assembly
UGXQXUCTU |  | Base Product | Ultra Low Loss (ULL) OM4 MPO8 (Pinned) to unconnectorized, Fiber Trunk Cable Assembly,64-Fiber, Plenum | CommScope® | Propel ¦ SYSTIMAX ULL |  | Fiber trunk cable assembly
UJGQPQXT8 |  | Base Product | Ultra Low Loss (ULL) Singlemode MPO8 (Non-Pinned) to MPO8 (Pinned), Fiber Trunk Cable Assembly, 8-Fiber, Dual Rated (OFNR/LSZH) | CommScope® | Propel ¦ SYSTIMAX ULL |  | Fiber trunk cable assembly
UQVQXLUF8 |  | Base Product | Ultra Low Loss (ULL) OM5 MPO8 (Pinned) to LC/UPC Uniboot, Fiber Array Cable Assembly, 8-Fiber, Plenum | CommScope® | Propel ¦ SYSTIMAX ULL |  | Fiber array cable assembly
UQVQXUCF8 |  | Base Product | Ultra Low Loss (ULL) OM5 MPO8 (Pinned) to unconnectorized, Fiber Patch Cord, 8-Fiber, Plenum | CommScope® | Propel ¦ SYSTIMAX ULL |  | Fiber array cable assembly
UGVQPUCTN |  | Base Product | Ultra Low Loss (ULL) OM5 MPO8 (Non-Pinned) to unconnectorized, Fiber Trunk Cable Assembly, 192-Fiber, Plenum | CommScope® | Propel ¦ SYSTIMAX ULL |  | Fiber trunk cable assembly
UJGQPQXTL |  | Base Product | Ultra Low Loss (ULL) Singlemode MPO8 (Non-Pinned) to MPO8 (Pinned), Fiber Trunk Cable Assembly, 96-Fiber, Dual Rated (OFNR/LSZH) | CommScope® | Propel ¦ SYSTIMAX ULL |  | Fiber trunk cable assembly
U3VQXUCT8 |  | Base Product | Ultra Low Loss (ULL) OM5 MPO8 (Pinned) to unconnectorized, Fiber Trunk Cable Assembly, 8-Fiber, LZSH B2ca | CommScope® | Propel ¦ SYSTIMAX ULL |  | Fiber trunk cable assembly
UQXQPQPF8 |  | Base Product | Ultra Low Loss (ULL) OM4 MPO8 (Non-Pinned) to MPO8 (Non-Pinned), Fiber Array Cable Assembly, 8-Fiber, Plenum | CommScope® | Propel ¦ SYSTIMAX ULL |  | Fiber array cable assembly
U3VQXUCTF |  | Base Product | Ultra Low Loss (ULL) OM5 MPO8 (Pinned) to unconnectorized, Fiber Trunk Cable Assembly, 24-Fiber, LZSH B2ca | CommScope® | Propel ¦ SYSTIMAX ULL |  | Fiber trunk cable assembly
UQXQXQXF8 |  | Base Product | Ultra Low Loss (ULL) OM4 MPO8 (Pinned) to MPO8 (Pinned), Fiber Patch Cord, 8-Fiber, Plenum | CommScope® | Propel ¦ SYSTIMAX ULL |  | Fiber array cable assembly
UJVQXQXTU |  | Base Product | Ultra Low Loss (ULL) OM5 MPO8 (Pinned) to MPO8 (Pinned), Fiber Trunk Cable Assembly,64-Fiber, Dual Rated (OFNR/LSZH) | CommScope® | Propel ¦ SYSTIMAX ULL |  | Fiber trunk cable assembly
UJGQPUCT8 |  | Base Product | Ultra Low Loss (ULL) Singlemode MPO8 (Non-Pinned) to unconnectorized, Fiber Trunk Cable Assembly, 8-Fiber, Dual Rated (OFNR/LSZH) | CommScope® | Propel ¦ SYSTIMAX ULL |  | Fiber trunk cable assembly
U3VQPQXTU |  | Base Product | Ultra Low Loss (ULL) OM5 MPO8 (Non-Pinned) to MPO8 (Pinned), Fiber Trunk Cable Assembly, 64-Fiber, LZSH B2ca | CommScope® | Propel ¦ SYSTIMAX ULL |  | Fiber trunk cable assembly
UGXQPQXTS |  | Base Product | Ultra Low Loss (ULL) OM4 MPO8 (Non-Pinned) to MPO8 (Pinned), Fiber Trunk Cable Assembly, 32-Fiber, Plenum | CommScope® | Propel ¦ SYSTIMAX ULL |  | Fiber trunk cable assembly
U3GQPUCTN |  | Base Product | Ultra Low Loss (ULL) Singlemode MPO8 (Non-Pinned) to unconnectorized, Fiber Trunk Cable Assembly, 192-Fiber, LZSH B2ca | CommScope® | Propel ¦ SYSTIMAX ULL |  | Fiber trunk cable assembly
URGQPQPF8 |  | Base Product | Ultra Low Loss (ULL) Singlemode MPO8 (Non-Pinned) to MPO8 (Non-Pinned), Fiber Array Cable Assembly, 8-Fiber, Dual Rated (OFNR/LSZH) | CommScope® | Propel ¦ SYSTIMAX ULL |  | Fiber array cable assembly
UJGQPUCTK |  | Base Product | Ultra Low Loss (ULL) Singlemode MPO8 (Non-Pinned) to unconnectorized, Fiber Trunk Cable Assembly, 72-Fiber, Dual Rated (OFNR/LSZH) | CommScope® | Propel ¦ SYSTIMAX ULL |  | Fiber trunk cable assembly
U3VQXUCTU |  | Base Product | Ultra Low Loss (ULL) OM5 MPO8 (Pinned) to unconnectorized, Fiber Trunk Cable Assembly, 64-Fiber, LZSH B2ca | CommScope® | Propel ¦ SYSTIMAX ULL |  | Fiber trunk cable assembly
U3GQPUCTU |  | Base Product | Ultra Low Loss (ULL) Singlemode MPO8 (Non-Pinned) to unconnectorized, Fiber Trunk Cable Assembly, 64-Fiber, LZSH B2ca | CommScope® | Propel ¦ SYSTIMAX ULL |  | Fiber trunk cable assembly
UGGQPQXTF |  | Base Product | Ultra Low Loss (ULL) Singlemode MPO8 (Non-Pinned) to MPO8 (Pinned), Fiber Trunk Cable Assembly, 24-Fiber, Plenum | CommScope® | Propel ¦ SYSTIMAX ULL |  | Fiber trunk cable assembly
UJGQPUCTM |  | Base Product | Ultra Low Loss (ULL) Singlemode MPO8 (Non-Pinned) to unconnectorized, Fiber Trunk Cable Assembly, 144-Fiber, Dual Rated (OFNR/LSZH) | CommScope® | Propel ¦ SYSTIMAX ULL |  | Fiber trunk cable assembly
U3GQXQXT8 |  | Base Product | Ultra Low Loss (ULL) Singlemode MPO8 (Pinned) to MPO8 (Pinned), Fiber Trunk Cable Assembly, 8-Fiber, LZSH B2ca | CommScope® | Propel ¦ SYSTIMAX ULL |  | Fiber trunk cable assembly
UJVQXUCTM |  | Base Product | Ultra Low Loss (ULL) OM5 MPO8 (Pinned) to unconnectorized, Fiber Trunk Cable Assembly, 144-Fiber, Dual Rated (OFNR/LSZH) | CommScope® | Propel ¦ SYSTIMAX ULL |  | Fiber trunk cable assembly
UGGQPQXTK |  | Base Product | Ultra Low Loss (ULL) Singlemode MPO8 (Non-Pinned) to MPO8 (Pinned), Fiber Trunk Cable Assembly, 72-Fiber, Plenum | CommScope® | Propel ¦ SYSTIMAX ULL |  | Fiber trunk cable assembly
UGGQPQXTL |  | Base Product | Ultra Low Loss (ULL) Singlemode MPO8 (Non-Pinned) to MPO8 (Pinned), Fiber Trunk Cable Assembly, 96-Fiber, Plenum | CommScope® | Propel ¦ SYSTIMAX ULL |  | Fiber trunk cable assembly
UJGQPUCTS |  | Base Product | Ultra Low Loss (ULL) Singlemode MPO8 (Non-Pinned) to unconnectorized, Fiber Trunk Cable Assembly, 32-Fiber, Dual Rated (OFNR/LSZH) | CommScope® | Propel ¦ SYSTIMAX ULL |  | Fiber trunk cable assembly
UGGQPQXTN |  | Base Product | Ultra Low Loss (ULL) Singlemode MPO8 (Non-Pinned) to MPO8 (Pinned), Fiber Trunk Cable Assembly, 192-Fiber, Plenum | CommScope® | Propel ¦ SYSTIMAX ULL |  | Fiber trunk cable assembly
UGGQPQXTS |  | Base Product | Ultra Low Loss (ULL) Singlemode MPO8 (Non-Pinned) to MPO8 (Pinned), Fiber Trunk Cable Assembly, 32-Fiber, Plenum | CommScope® | Propel ¦ SYSTIMAX ULL |  | Fiber trunk cable assembly
UGVQPQXTF |  | Base Product | Ultra Low Loss (ULL) OM5 MPO8 (Non-Pinned) to MPO8 (Pinned), Fiber Trunk Cable Assembly, 24-Fiber, Plenum | CommScope® | Propel ¦ SYSTIMAX ULL |  | Fiber trunk cable assembly
FPCFW-SPLC-P-2F |  | Variant of FPCFW | Fiber Optic Patch Cord, Simplex, Singlemode, LC/UPC to LC/UPC, blue, 2 ft |  |  | FPCFW | Fiber patch cord ¦ simplex
FPCFY-SPLC-P-3M |  | Variant of FPCFY | Fiber Optic Patch Cord, Simplex, Singlemode, LC/UPC to LC/UPC, yellow, 3 m |  |  | FPCFY | Fiber patch cord ¦ simplex
FPCM-APSC/PLC-2M |  | Variant of FPCM | Fiber Optic Patch Cord, 2.0 mm simplex, standard singlemode, SC/APC-LC/UPC, 2 m, yellow |  |  | FPCM | Fiber patch cord ¦ duplex
FPCM-APSC-1M |  | Variant of FPCM | Fiber Optic Patch Cord, Simplex, Singlemode, SC/APC to SC/APC, yellow, 1 m |  |  | FPCM | Fiber patch cord ¦ simplex
FPCFY-APSC-P-20M |  | Variant of FPCFY | Fiber Optic Patch Cord, Simplex, Singlemode, SC/APC to SC/APC, yellow, 20 m |  |  | FPCFY | Fiber patch cord ¦ simplex
FPCMY-APSC-P-6M |  | Variant of FPCMY | Fiber Optic Patch Cord, Simplex, Singlemode, SC/APC to SC/APC, yellow, 6 m |  |  | FPCMY | Fiber patch cord ¦ simplex
FPCFY-SPLC-P-2M |  | Variant of FPCFY | Fiber Optic Patch Cord, Simplex, Singlemode, LC/UPC to LC/UPC, yellow, 2 m |  |  | FPCFY | Fiber patch cord ¦ simplex
FPCM-APSC-8M |  | Variant of FPCM | Fiber Optic Patch Cord, 2.0 mm simplex, standard singlemode, SC/APC-SC/APC, 8 m, yellow |  |  | FPCM | Fiber patch cord ¦ duplex
FPCMY-APSC-P-15M |  | Variant of FPCMY | Fiber Optic Patch Cord, Simplex, Singlemode, SC/APC to SC/APC, yellow, 15 m |  |  | FPCMY | Fiber patch cord ¦ simplex
FPCMY-APSC-P-20M |  | Variant of FPCMY | Fiber Optic Patch Cord, Simplex, Singlemode, SC/APC to SC/APC, yellow, 20 m |  |  | FPCMY | Fiber patch cord ¦ simplex
FPCMY-SPSC-P-35M |  | Variant of FPCMY | Fiber Optic Patch Cord, Simplex, Singlemode, SC/UPC to SC/UPC, yellow, 35 m |  |  | FPCMY | Fiber patch cord ¦ simplex
FPCRS-SPLC-P-0.5M |  | Variant of FPCRS | Fiber Optic Patch Cord, Simplex, Singlemode, LC/UPC to LC/UPC, yellow, 0.5 m |  |  | FPCRS | Fiber patch cord ¦ simplex
UFXLCUC21 |  | Base Product | Ultra Low Loss (ULL) OM4 LC/UPC to Unconnectorized, 1.6 mm Simplex Fiber Pigtail, Low Smoke Zero Halogen (LSZH) | CommScope® | SYSTIMAX ULL | UFX | Fiber pigtail ¦ jacketed
UFVLCUC21 |  | Base Product | Ultra Low Loss (ULL) OM5 LC/UPC to Unconnectorized, 1.6 mm Simplex Fiber Pigtail, Low Smoke Zero Halogen (LSZH) | CommScope® | SYSTIMAX ULL | UFV | Fiber pigtail ¦ jacketed
ACGSGUCN1 |  | Base Product | Singlemode SC/APC to Stub, Fiber Pigtail, Simplex 0.6 mm, Low Smoke Zero Halogen | CommScope® |  | ACG | Fiber pigtail ¦ jacketed
ACGLFUCN1 |  | Base Product | Singlemode LC/UPC to Stub, Fiber Pigtail, Simplex 0.6 mm, Low Smoke Zero Halogen | CommScope® |  | ACG | Fiber pigtail ¦ unjacketed
FAWSCUC0A |  | Base Product | Singlemode SC/UPC to Unconnectorized, Fiber Pigtail, 0.9 mm Tight Buffer, 6-Fiber Kit Blue - White (1-6) | CommScope® | SYSTIMAX InstaPATCH® 360 | FAW | Fiber pigtail ¦ unjacketed
FAXLCUC0C |  | Base Product | OM4 LC/UPC to Unconnectorized, Fiber Pigtail, 0.9 mm Tight Buffer, 12-Fiber Kit Blue - Aqua (1-12) | CommScope® | SYSTIMAX InstaPATCH® 360 | FAX | Fiber pigtail ¦ unjacketed
FBWSCUC11 |  | Base Product | TeraSPEED® SC/UPC to Unconnectorized, Fiber Pigtail, 0.9 mm SBJ | CommScope® | SYSTIMAX InstaPATCH® 360 | FBW | Fiber pigtail ¦ unjacketed
FAXSCUC0C |  | Base Product | OM4 SC/UPC to Unconnectorized, Fiber Pigtail, 0.9 mm Tight Buffer, 12-Fiber Kit Blue - Aqua (1-12) | CommScope® | SYSTIMAX InstaPATCH® 360 | FAX | Fiber pigtail ¦ unjacketed
FBXL4UC11 |  | Base Product | OM4 LC/UPC Keyed Green to Unconnectorized, Fiber Pigtail Simplex, 0.9 mm SBJ | CommScope® | SYSTIMAX InstaPATCH® 360 | FBX | Fiber pigtail ¦ unjacketed
FBXL5UC11 |  | Base Product | OM4 LC/UPC Keyed Orange to Unconnectorized, Fiber Pigtail Simplex, 0.9 mm SBJ | CommScope® | SYSTIMAX InstaPATCH® 360 | FBX | Fiber pigtail ¦ unjacketed
EH0194-001 | OCP-S1-15DASEN-XX-(12)-AP | Variant of OCP | Fiber Optic Pigtail, 12 color kit, Singlemode, SC/UPC to Stub, 0.9 mm diameter, 1.5 m |  |  | OCP | Fiber pigtail ¦ jacketed
1-2055334-0 | OCP-L2-02MASEN-XX-YE | Variant of OCP | Fiber Optic Pigtail, Simplex, Singlemode, LC/APC to Stub, 0.9 mm diameter, 2 m |  |  | OCP | Fiber pigtail ¦ jacketed
FAWLAUC01 |  | Base Product | TeraSPEED® LC APC to Unconnectorized, Fiber Pigtail, 0.9 mm Tight Buffer | CommScope® | SYSTIMAX InstaPATCH® 360 | FAW | Fiber pigtail ¦ unjacketed
1449223 | FPC2Y-APSC/DLC-P-2.1M | Variant of FPC2Y | Fiber Optic Patch Cord, Duplex, Singlemode, SC/APC to LC/UPC, yellow, 2.1 m |  |  | FPC2Y | Fiber patch cord ¦ duplex
1469997 | FPCRD-SPSC/PLC-P-1.5M | Variant of FPCRD | Fiber Optic Patch Cord, Duplex, Singlemode, SC/UPC to LC/UPC, yellow, 1.5 m |  |  | FPCRD | Fiber patch cord ¦ duplex
1470006 | FPCRD-SPSC/PLC-P-2.3M | Variant of FPCRD | Fiber Optic Patch Cord, Duplex, Singlemode, SC/UPC to LC/UPC, 2.3 m |  |  | FPCRD | Fiber patch cord ¦ duplex
1473462 | FPC2Y-APSC/DLC-P-2.5M | Variant of FPC2Y | Fiber Optic Patch Cord, Duplex, Singlemode, SC/APC to LC/UPC, yellow, 2.5 m |  |  | FPC2Y | Fiber patch cord ¦ duplex
1669159 | FPC2Y-APSC/PLC-P-18M | Variant of FPC2Y | Fiber Optic Patch Cord, Duplex, Singlemode, SC/APC to LC/UPC, yellow, 18 m |  |  | FPC2Y | Fiber patch cord ¦ duplex
1671668 | FPCFW-APSC/APLC-P-3M | Variant of FPCFW | Fiber Optic Patch Cord, Simplex, Singlemode, SC/APC to LC/APC, blue, 3 m |  |  | FPCFW | Fiber patch cord ¦ simplex
1683373 | FPCMY-SPSC/APSC-P-15M | Variant of FPCMY | Fiber Optic Patch Cord, Simplex, Singlemode, SC/UPC to SC/APC, yellow, 15 m |  |  | FPCMY | Fiber patch cord ¦ simplex
1683660 | FPCDY-SPSC/PLC-P-4M | Variant of FPCDY | Fiber Optic Patch Cord, Simplex, Singlemode, SC/UPC to LC/UPC, yellow, 4 m |  |  | FPCDY | Fiber patch cord ¦ simplex
1685020 | FPC2Y-APSC/PLC-P-3M | Variant of FPC2Y | Fiber Optic Patch Cord, Duplex, Singlemode, SC/APC to LC/UPC, yellow, 3 m |  |  | FPC2Y | Fiber patch cord ¦ duplex
URXQVQVF8 |  | Base Product | Ultra Low Loss (ULL) OM4 MPO8 APC (Non-Pinned) to MPO8 APC (Non-Pinned), Fiber Trunk Cable Assembly, 8-Fiber, Dual Rated (OFNR/LSZH) | CommScope® | Propel ¦ SYSTIMAX ULL |  | Fiber array cable assembly
UGVQZUCTN |  | Base Product | Ultra Low Loss (ULL) OM5 MPO8 APC (Pinned) to Unconnectorized, Fiber Trunk Cable Assembly, 192-Fiber, Plenum | CommScope® | Propel ¦ SYSTIMAX ULL |  | Fiber trunk cable assembly
UGVRZRZ8H |  | Base Product | Ultra Low Loss (ULL) OM5 MPO16 APC (Pinned) to MPO16 APC (Pinned), Fiber Trunk Cable Assembly, 48-Fiber, Plenum | CommScope® | Propel ¦ SYSTIMAX ULL |  | Fiber trunk cable assembly
URXRZLU7R |  | Base Product | Ultra Low Loss (ULL) OM4 MPO16 APC (Pinned) to LC Uniboot, Fiber Array Cable Assembly, 16-Fiber, Dual Rated (OFNR/LSZH) | CommScope® | Propel ¦ SYSTIMAX ULL |  | Fiber array cable assembly
UJVQZQZTL |  | Base Product | Ultra Low Loss (ULL) OM5 MPO APC (Pinned) to MPO APC (Pinned), Fiber Trunk Cable Assembly, 96-Fiber, Dual Rated (OFNR/LSZH) | CommScope® | Propel ¦ SYSTIMAX ULL |  | Fiber trunk cable assembly
UJXRZRZ8R |  | Base Product | Ultra Low Loss (ULL) OM4 MPO16 APC (Pinned) to MPO16 APC (Pinned), Fiber Array Cable Assembly, 16-Fiber, Dual Rated (OFNR/LSZH) | CommScope® | Propel ¦ SYSTIMAX ULL |  | Fiber array cable assembly
300001759141 | FPM-07/7-AS017M-39/25 | Variant | Fiber Optic Patch Cord, Multi-fiber, Singlemode, 8 fibers, SC/UPC to SC/UPC, yellow, 17 m |  |  | FPM | Fiber distribution cable assembly
300001763330 | FPM-07/7-AC062M-25/39 | Variant | Fiber Optic Patch Cord, Multi-fiber, Singlemode, 2 fibers, SC/UPC to SC/UPC, 62 m |  |  | FPM | Fiber distribution cable assembly
300001770923 | FPM-07/7-AN048M-25/39 | Variant | Fiber Optic Patch Cord, Multi-fiber, Singlemode, 4 fibers, SC/UPC to SC/UPC, yellow, 48 m |  |  | FPM | Fiber distribution cable assembly
300100113241 | FPM-07/7-AT164M-25/25 | Variant | Fiber Optic Patch Cord, Multi-fiber, Singlemode, 24 fibers, SC/UPC to SC/UPC, yellow, 164 m |  |  | FPM | Fiber distribution cable assembly
320000102479 | FPM-07/7-AC026M-25/25 | Variant | Fiber Optic Patch Cord, Multi-fiber, Singlemode, 2 fibers, SC/UPC to SC/UPC, yellow, 26 m |  |  | FPM | Fiber distribution cable assembly
320000101507 | FPM-07/7-AT058M-39/25 | Variant | Fiber Optic Patch Cord, OS2, SC/UPC-SC/UPC, 24F RBR, 2.0 mm subunits, 58 m, yellow, 39"/25" breakouts |  |  | FPM | Fiber distribution cable assembly
320000107071 | FPM-07/7-AT088M-25/25 | Variant | Fiber Optic Patch Cord, OS2, SC/UPC-SC/UPC, 24F RBR, 2.0 mm subunits, 88 m, yellow, 25" breakouts |  |  | FPM | Fiber distribution cable assembly
320000114781 | FPM-07/7-AC045M-25/25 | Variant | Fiber Optic Patch Cord, Multi-fiber, Singlemode, 2 fibers, SC/UPC to SC/UPC, 45 m |  |  | FPM | Fiber distribution cable assembly
F4WLCUCAF |  | Base Product | TeraSPEED® LC/UPC to LC/UPC, InstaPATCH® 360 Ruggedized Fanout Cable, 24-Fiber, LSZH, B2ca | CommScope® | SYSTIMAX InstaPATCH® 360 |  | Ruggedized fanout
F4WLCLCAU |  | Base Product | SingleMode LC/UPC to LC/UPC, InstaPATCH® 360 Ruggedized Fiber Fanout Cable Assembly, 64-Fiber, LSZH, B2ca | CommScope® | SYSTIMAX InstaPATCH® 360 |  | Ruggedized fanout
F4XLCLCAS |  | Base Product | OM4 LC/UPC to LC/UPC 32-Fiber InstaPATCH® 360 Ruggedized Fanout Cable, Low Smoke Zero Halogen, B2ca | CommScope® | SYSTIMAX InstaPATCH® 360 |  | Ruggedized fanout
1467132 | FPM-0M/E-AT038M-VB/60 | Variant | Fiber Optic Patch Cord, Multi-fiber, Singlemode, 24 fibers, LC/APC to SC/APC, yellow, 38 m |  |  | FPM | Fiber distribution cable assembly
1469978 | FPM-07/7-AT035M-25/25 | Variant | Fiber Optic Patch Cord, Multi-fiber, Singlemode, 24 fibers, SC/UPC to SC/UPC, yellow, 35 m |  |  | FPM | Fiber distribution cable assembly
1469249 | FPM-0M/E-AN012M-VB/25 | Variant | Fiber Optic Patch Cord, Multi-fiber, Singlemode, 4 fibers, LC/APC to SC/APC, yellow, 12 m |  |  | FPM | Fiber distribution cable assembly
1470257 | FPM-07/K-AC043M-25/39 | Variant | Fiber Optic Patch Cord, Multi-fiber, Singlemode, 2 fibers, SC/UPC to LC/UPC, 43 m |  |  | FPM | Fiber distribution cable assembly
1470105 | FPM-07/K-AC033M-25/39 | Variant | Fiber Optic Patch Cord, Multi-fiber, Singlemode, 2 fibers, SC/UPC to LC/UPC, yellow, 33 m |  |  | FPM | Fiber distribution cable assembly
1680938 | FPM-07/7-AS015M-39/25 | Variant | Fiber Optic Patch Cord, Multi-fiber, Singlemode, 8 fibers, SC/UPC to SC/UPC, yellow, 15 m |  |  | FPM | Fiber distribution cable assembly
1714139 | FPM-07/7-AT014M-25/25 | Variant | Fiber Optic Patch Cord, Multi-fiber, Singlemode, 24 fibers, SC/UPC to SC/UPC, yellow, 14 m |  |  | FPM | Fiber distribution cable assembly
300001730922 | FPM-07/K-AC013M-60/39 | Variant | Fiber Optic Patch Cord, Multi-fiber, Singlemode, 2 fibers, SC/UPC to LC/UPC, yellow, 13 m |  |  | FPM | Fiber distribution cable assembly
300001749222 | FPM-07/7-AT084M-39/60 | Variant | Fiber Optic Patch Cord, OS2, SC/UPC-SC/UPC, 24F RBR, 2.0 mm subunits, 84 m, yellow, 39"/60" breakouts |  |  | FPM | Fiber distribution cable assembly
300001739934 | FPM-07/7-AT024M-25/25 | Variant | Fiber Optic Patch Cord, Multi-fiber, Singlemode, 24 fibers, SC/UPC to SC/UPC, yellow, 24 m |  |  | FPM | Fiber distribution cable assembly
UNXLCLCC6 |  | Base Product | Ultra Low Loss ULL LazrSPEED® 550 LC/UPC to LC/UPC Ruggedized fanout Cable, 12-Fiber, LSZH, 12 fiber PmP 2.0 mm Dca | CommScope® | SYSTIMAX ULL |  | Ruggedized fanout
FLWSCSCAF |  | Base Product | Singlemode SC/UPC to SC/UPC 24-Fiber InstaPATCH® 360 Ruggedized Fanout Cable, Plenum | CommScope® | SYSTIMAX InstaPATCH® 360 |  | Ruggedized fanout
FLXLCLCAD |  | Base Product | OM4 LC/UPC to LC/UPC 12-Fiber InstaPATCH® 360 Ruggedized Fanout Cable, Plenum | CommScope® | SYSTIMAX InstaPATCH® 360 |  | Ruggedized fanout
FLZLCLCAK |  | Base Product | OM3 LC/UPC to LC/UPC 72-Fiber InstaPATCH® 360 Ruggedized Fanout Cable, Plenum | CommScope® | SYSTIMAX InstaPATCH® 360 |  | Ruggedized fanout
FNWLALAAK |  | Base Product | Singlemode LC/APC to LC/APC 72-Fiber InstaPATCH® 360 Ruggedized Fanout Cable, Low Smoke Zero Halogen | CommScope® | SYSTIMAX InstaPATCH® 360 |  | Ruggedized fanout
FNWSCSCAH |  | Base Product | SingleMode SC/UPC to SC/UPC, InstaPATCH® 360 Ruggedized Fiber Fanout Cable Assembly, 48-Fiber, Low Smoke Zero Halogen (LSZH) | CommScope® | SYSTIMAX InstaPATCH® 360 |  | Ruggedized fanout
FNXLCLCAD |  | Base Product | OM4 LC/UPC to LC/UPC 12-Fiber InstaPATCH® 360 Ruggedized Fanout Cable, Low Smoke Zero Halogen | CommScope® | SYSTIMAX InstaPATCH® 360 |  | Ruggedized fanout
FNXLCLCAG |  | Base Product | OM4 LC/UPC to LC/UPC 36-Fiber InstaPATCH® 360 Ruggedized Fanout Cable, Low Smoke Zero Halogen | CommScope® | SYSTIMAX InstaPATCH® 360 |  | Ruggedized fanout
FNXLCSCAD |  | Base Product | OM4 LC/UPC to SC/UPC 12-Fiber InstaPATCH® 360 Ruggedized Fanout Cable, Low Smoke Zero Halogen | CommScope® | SYSTIMAX InstaPATCH® 360 |  | Ruggedized fanout
MA |  | Base Product | Fiber Optic Patch Cord, Multi-fiber, Singlemode |  |  |  | Fiber distribution cable assembly
FPM-07/7-AN008M |  | Variant | Fiber Optic Patch Cord, Multi-fiber, Singlemode, 4 fibers, SC/UPC to SC/UPC, yellow, 8 m |  |  | FPM | Fiber distribution cable assembly
IFC-7/02120-NGF |  | Variant | Intra Facility Fiber Cable, OS2, SC/UPC- stub, 48F, 120 m, NGF breakout 96-, 144-position |  |  | IFC | Fiber distribution cable assembly
IFC-7/0VP061-PPV |  | Variant | Fiber Optic Intra Facility Fiber Cable, OS2, SC/UPC to Stub, yellow, 61 m |  |  | IFC | Fiber distribution cable assembly
IFC-7/7VP022-PPP3V |  | Variant | Fiber Optic Intra Facility Fiber Cable, OS2, SC/UPC to SC/UPC, yellow, 22 m |  |  | IFC | Fiber distribution cable assembly
IFC-7/7VP038-PPP3V |  | Variant | Intra Facility Fiber Cable, OS2, SC/UPC- SC/UPC, 72-fiber ribbon, 38 m, with LSX/NG3 pulling socks |  |  | IFC | Fiber distribution cable assembly
IFC-7/7VP031-PPP3V |  | Variant | Fiber Optic Intra Facility Fiber Cable, OS2, SC/UPC to SC/UPC, 31 m |  |  | IFC | Fiber distribution cable assembly
IFC-7/7VP070-PPV |  | Variant | Intra Facility Fiber Cable, OS2, SC/UPC- SC/UPC, 72-fiber ribbon, 70 m, with LSX pulling socks |  |  | IFC | Fiber distribution cable assembly
IFC-7/7VP076-P3V |  | Variant | Fiber Optic Intra Facility Fiber Cable, OS2, SC/UPC to SC/UPC, 76 m |  |  | IFC | Fiber distribution cable assembly
IFC-7/7VP046-PPP3V |  | Variant | Fiber Optic Intra Facility Fiber Cable, OS2, SC/UPC to SC/UPC, yellow, 46 m |  |  | IFC | Fiber distribution cable assembly
1432781 | FPM-07/7-AN025M-39/25 | Variant | Fiber Optic Patch Cord, Multi-fiber, Singlemode, 4 fibers, SC/UPC to SC/UPC, yellow, 25 m |  |  | FPM | Fiber distribution cable assembly
1437970 | FPM-0K/7-AN028M-VF/60 | Variant | Fiber Optic Patch Cord, Multi-fiber, Singlemode, 4 fibers, LC/UPC to LC/UPC, yellow, 28 m |  |  | FPM | Fiber distribution cable assembly
1435980 | FPM-0K/7-AN026M-VF/30 | Variant | Fiber Optic Patch Cord, Multi-fiber, Singlemode, 4 fibers, LC/UPC to LC/UPC, yellow, 26 m |  |  | FPM | Fiber distribution cable assembly
1442667 | FPM-0M/E-AT014M-VB/60 | Variant | Fiber Optic Patch Cord, Multi-fiber, Singlemode, 24 fibers, LC/APC to SC/APC, yellow, 14 m |  |  | FPM | Fiber distribution cable assembly
1442857 | FPM-0M/E-AT010M-VB/60 | Variant | Fiber Optic Patch Cord, Multi-fiber, Singlemode, 24 fibers, LC/APC to SC/APC, yellow, 10 m |  |  | FPM | Fiber distribution cable assembly
1444959 | FPM-07/7-AC038M-39/25 | Variant | Fiber Optic Patch Cord, Multi-fiber, Singlemode, 2 fibers, SC/UPC to SC/UPC, yellow, 38 m |  |  | FPM | Fiber distribution cable assembly
1442129 | FPM-07/7-AF016M-39/25 | Variant | Fiber Optic Patch Cord, Multi-fiber, Singlemode, 12 fibers, SC/UPC to SC/UPC, yellow, 16 m |  |  | FPM | Fiber distribution cable assembly
1461643 | FPM-07/K-AN012M-60/39 | Variant | Fiber Optic Patch Cord, Multi-fiber, Singlemode, 4 fibers, SC/UPC to LC/UPC, yellow, 12 m |  |  | FPM | Fiber distribution cable assembly
1465516 | FPM-07/K-AN012M-25/39 | Variant | Fiber Optic Patch Cord, Multi-fiber, Singlemode, 4 fibers, SC/UPC to LC/UPC, yellow, 12 m |  |  | FPM | Fiber distribution cable assembly
1463756 | FPM-07/7-AT015M-39/25 | Variant | Fiber Optic Patch Cord, Multi-fiber, Singlemode, 24 fibers, SC/UPC to SC/UPC, yellow, 15 m |  |  | FPM | Fiber distribution cable assembly
1467557 | FPM-07/K-AN032M-25/39 | Variant | Fiber Optic Patch Cord, Multi-fiber, Singlemode, 4 fibers, SC/UPC to LC/UPC, yellow, 32 m |  |  | FPM | Fiber distribution cable assembly
FJWMPMPAF |  | Base Product | Singlemode MPO (Unpinned) to MPO (Unpinned), InstaPATCH® 360 Pre-terminated Trunk Cable, 24-Fiber, Low Smoke Zero Halogen | CommScope® | SYSTIMAX InstaPATCH® 360 |  | Fiber trunk cable assembly
760254254 | OCJ-SH-01MASIA-SH | Variant of OCJ | Fiber Optic Patch Cord, Simplex, Singlemode, SC/APC 9° to SC/APC 9°, yellow, 1 m |  |  | OCJ | Fiber patch cord ¦ simplex
760253385 | OCJ-S1-10MASHA-L1 | Variant of OCJ | Fiber Optic Patch Cord, Duplex, Singlemode, LC/UPC to SC/UPC, yellow, 10 m |  |  | OCJ | Fiber patch cord ¦ duplex
760245629 | OCJ-S1-02MASIA-S3 | Variant of OCJ | Fiber Optic Patch Cord, Simplex, Singlemode, SC/UPC to SC/APC 9°, yellow, 2 m |  |  | OCJ | Fiber patch cord ¦ simplex
FPCMW-SPSC-P-3M |  | Variant of FPCMW | Fiber Optic Patch Cord, Simplex, Singlemode, SC/UPC to SC/UPC, blue, 3 m |  |  | FPCMW | Fiber patch cord ¦ simplex
2-2160544-0 |  | Variant of 2160544 | Fiber Optic Patch Cord, Duplex, Multimode, LC/UPC to LC/UPC, aqua, 2.0 m | CommScope® |  | 216 | Fiber patch cord ¦ duplex
2-2160544-7 |  | Variant of 2160544 | Fiber Optic Patch Cord, Duplex, Multimode, LC/UPC to LC/UPC, aqua, 2.7 m | CommScope® |  | 216 | Fiber patch cord ¦ duplex
2-2160046-7 |  | Variant of 2160046 | Fiber Optic Patch Cord, OM4, LC duplex to LC duplex, 1.8 mm LSZH, 27 m, aqua | CommScope® |  | 216 | Fiber patch cord ¦ duplex
4-2160046-6 |  | Variant of 2160046 | Fiber Optic Patch Cord, OM4, LC duplex to LC duplex, 1.8 mm LSZH, 46 m, aqua | CommScope® |  | 216 | Fiber patch cord ¦ duplex
FPCA-7EYP |  | Variant of FPCA | Fiber Optic Patch Cord, singlemode, 1.2 mm OFNP jacket, SC/UPC-SC/APC, yellow |  |  | FPCA | Fiber patch cord ¦ simplex
1920743-1 |  | Variant of 1920743 | Fiber Optic Patch Cord, LC to LC, duplex, OM3 XG 10 Gb/s, twin zip, 1 m, aqua | CommScope® |  | 192 | Fiber patch cord ¦ duplex
1859795 |  | Base Product | Fiber Optic Patch Cord, Singlemode, LC/UPC to LC/UPC duplex, 3.0 mm LSZH & OFNR, Yellow | CommScope® |  | 185 | Fiber patch cord ¦ duplex
CAF-SCSC-L40N |  | Base Product | Armored Jumper OM4SC/UPC to SC/UPC Duplex, 3.0mm LSZH, Aqua | CommScope® |  | CAF | Fiber patch cord ¦ duplex
760255327 | OCJ-EC-03MASIA-L1 | Variant of OCJ | Fiber Optic Patch Cord, Simplex, Singlemode, LSH/APC to LC/UPC, 1.8 mm diameter, yellow, 3m |  |  | OCJ | Fiber patch cord ¦ simplex
760250393 | OCJ-L1-30MASIA-S2 | Variant of OCJ | Fiber Optic Patch Cord, Simplex, Singlemode, LC/UPC to SC/APC, yellow, 30 m |  |  | OCJ | Fiber patch cord ¦ simplex
2-1920533-0 | OCJ-L1-20MASIA-S2 | Variant of OCJ | Fiber Optic Patch Cord, Simplex, Singlemode, LC/UPC to SC/APC, yellow, 20 m |  |  | OCJ | Fiber patch cord ¦ simplex
760245623 | OCJ-L1-02MASIA-S3 | Variant of OCJ | Fiber Optic Patch Cord, Simplex, Singlemode, LC/UPC to SC/APC 9°, yellow, 2 m |  |  | OCJ | Fiber patch cord ¦ simplex
2055582-1 | OCJ-L1-01MASHA-S2 | Variant of OCJ | Fiber Optic Patch Cord, Duplex, Singlemode, LC/UPC to SC/APC, yellow, 1 m |  |  | OCJ | Fiber patch cord ¦ duplex
CV6062-000 | OCJ-L1-03MASHA-L2 | Variant of OCJ | Fiber Optic Patch Cord, Duplex, Singlemode, LC/UPC to LC/APC, yellow, 3 m |  |  | OCJ | Fiber patch cord ¦ duplex
1-2161003-0 | OCJ-LG-10MASIA-LG | Variant of OCJ | Fiber Optic Patch Cord, Simplex, Singlemode, LC/APC to LC/APC, yellow, 10 m |  |  | OCJ | Fiber patch cord ¦ simplex
760250821 | OCJ-LG-15MASIA-LG | Variant of OCJ | Fiber Optic Patch Cord, Simplex, Singlemode, LC/APC to LC/APC, yellow, 15 m |  |  | OCJ | Fiber patch cord ¦ simplex
1-2160485-5 | OCJ-LG-15MASIA-SG | Variant of OCJ | Fiber Optic Patch Cord, Simplex, Singlemode, LC/APC to SC/APC, yellow, 15 m |  |  | OCJ | Fiber patch cord ¦ simplex
1-1920750-5 | OCJ-L2-15MASIA-S2 | Variant of OCJ | Fiber Optic Patch Cord, Simplex, Singlemode, LC/APC to SC/APC, yellow, 15 m |  |  | OCJ | Fiber patch cord ¦ simplex
U4VLULUCD |  | Base Product | Ultra Low Loss ULL LazrSPEED® 550 OM5 LC/UPC Uniboot to LC/UPC Uniboot Ruggedized fanout Cable, 12-Fiber, LSZH, 12 fiber PmP 2.0 mm /B2ca | CommScope® | SYSTIMAX ULL |  | Ruggedized fanout
U4GSASACL |  | Base Product | Ultra Low Loss ULL TeraSPEED® SC/APC to SC/APC Ruggedized fanout Cable, 96-Fiber, LSZH, 12 fiber PmP 2.0 mm /B2ca | CommScope® | SYSTIMAX ULL |  | Ruggedized fanout
U4GSCSCCM |  | Base Product | Ultra Low Loss ULL TeraSPEED® SC/UPC to SC/UPC Ruggedized fanout Cable, 144-Fiber, LSZH, 12 fiber PmP 2.0 mm /B2ca | CommScope® | SYSTIMAX ULL |  | Ruggedized fanout
U4GSCSCCG |  | Base Product | Ultra Low Loss ULL TeraSPEED® SC/UPC to SC/UPC Ruggedized fanout Cable, 36-Fiber, LSZH, 12 fiber PmP 2.0 mm /B2ca | CommScope® | SYSTIMAX ULL |  | Ruggedized fanout
U4VLCLCCL |  | Base Product | Ultra Low Loss ULL LazrSPEED® 550 OM5 LC/UPC to LC/UPC Ruggedized fanout Cable, 96-Fiber, LSZH, 12 fiber PmP 2.0 mm /B2ca | CommScope® | SYSTIMAX ULL |  | Ruggedized fanout
U4XLULUCL |  | Base Product | Ultra Low Loss ULL LazrSPEED® 550 LC/UPC Uniboot to LC/UPC Uniboot Ruggedized fanout Cable, 96-Fiber, LSZH, 12 fiber PmP 2.0 mm /B2ca | CommScope® | SYSTIMAX ULL |  | Ruggedized fanout
U4XLCLCCM |  | Base Product | Ultra Low Loss ULL LazrSPEED® 550 LC/UPC to LC/UPC Ruggedized fanout Cable, 144-Fiber, LSZH, 12 fiber PmP 2.0 mm /B2ca | CommScope® | SYSTIMAX ULL |  | Ruggedized fanout
U4VSCSCCM |  | Base Product | Ultra Low Loss ULL LazrSPEED® 550 OM5 SC/UPC to SC/UPC Ruggedized fanout Cable, 144-Fiber, LSZH, 12 fiber PmP 2.0 mm /B2ca | CommScope® | SYSTIMAX ULL |  | Ruggedized fanout
ULGLALACD |  | Base Product | Ultra Low Loss ULL TeraSPEED® LC/APC to LC/APC Ruggedized fanout Cable, 12-Fiber, Plenum, 12 fiber PmP 2.0 mm Dca | CommScope® | SYSTIMAX ULL |  | Ruggedized fanout
ULGLFLFCF |  | Base Product | Ultra Low Loss ULL TeraSPEED® LC/UPC G B to LC/UPC G B Ruggedized fanout Cable, 24-Fiber, Plenum, 12 fiber PmP 2.0 mm Dca | CommScope® | SYSTIMAX ULL |  | Ruggedized fanout
ULGLFLFCH |  | Base Product | Ultra Low Loss ULL TeraSPEED® LC/UPC G B to LC/UPC G B Ruggedized fanout Cable, 48-Fiber, Plenum, 12 fiber PmP 2.0 mm Dca | CommScope® | SYSTIMAX ULL |  | Ruggedized fanout
ULGSCSCCF |  | Base Product | Ultra Low Loss ULL TeraSPEED® SC/UPC to SC/UPC Ruggedized fanout Cable, 24-Fiber, Plenum, 12 fiber PmP 2.0 mm Dca | CommScope® | SYSTIMAX ULL |  | Ruggedized fanout
ULVLCLCCK |  | Base Product | Ultra Low Loss ULL LazrSPEED® 550 OM5 LC/UPC to LC/UPC Ruggedized fanout Cable, 72-Fiber, Plenum, 12 fiber PmP 2.0 mm Dca | CommScope® | SYSTIMAX ULL |  | Ruggedized fanout
ULGSCSCCM |  | Base Product | Ultra Low Loss ULL TeraSPEED® SC/UPC to SC/UPC Ruggedized fanout Cable, 144-Fiber, Plenum, 12 fiber PmP 2.0 mm Dca | CommScope® | SYSTIMAX ULL |  | Ruggedized fanout
ULXLCLCCF |  | Base Product | Ultra Low Loss ULL LazrSPEED® 550 LC/UPC to LC/UPC Ruggedized fanout Cable, 24-Fiber, Plenum, 12 fiber PmP 2.0 mm Dca | CommScope® | SYSTIMAX ULL |  | Ruggedized fanout
ULXLULUCK |  | Base Product | Ultra Low Loss ULL LazrSPEED® 550 LC/UPC Uniboot to LC/UPC Uniboot Ruggedized fanout Cable, 72-Fiber, Plenum, 12 fiber PmP 2.0 mm Dca | CommScope® | SYSTIMAX ULL |  | Ruggedized fanout
ULVSCSCCF |  | Base Product | Ultra Low Loss ULL LazrSPEED® 550 OM5 SC/UPC to SC/UPC Ruggedized fanout Cable, 24-Fiber, Plenum, 12 fiber PmP 2.0 mm Dca | CommScope® | SYSTIMAX ULL |  | Ruggedized fanout
ULVSCSCCH |  | Base Product | Ultra Low Loss ULL LazrSPEED® 550 OM5 SC/UPC to SC/UPC Ruggedized fanout Cable, 48-Fiber, Plenum, 12 fiber PmP 2.0 mm Dca | CommScope® | SYSTIMAX ULL |  | Ruggedized fanout
ULXSCSCCG |  | Base Product | Ultra Low Loss ULL LazrSPEED® 550 SC/UPC to SC/UPC Ruggedized fanout Cable, 36-Fiber, Plenum, 12 fiber PmP 2.0 mm Dca | CommScope® | SYSTIMAX ULL |  | Ruggedized fanout
ULXSCSCCL |  | Base Product | Ultra Low Loss ULL LazrSPEED® 550 SC/UPC to SC/UPC Ruggedized fanout Cable, 96-Fiber, Plenum, 12 fiber PmP 2.0 mm Dca | CommScope® | SYSTIMAX ULL |  | Ruggedized fanout
UNGLALACD |  | Base Product | Ultra Low Loss ULL TeraSPEED® LC/APC to LC/APC Ruggedized fanout Cable, 12-Fiber, LSZH, 12 fiber PmP 2.0 mm Dca | CommScope® | SYSTIMAX ULL |  | Ruggedized fanout
ULXSCSCCM |  | Base Product | Ultra Low Loss ULL LazrSPEED® 550 SC/UPC to SC/UPC Ruggedized fanout Cable, 144-Fiber, Plenum, 12 fiber PmP 2.0 mm Dca | CommScope® | SYSTIMAX ULL |  | Ruggedized fanout
UNGLCLCCL |  | Base Product | Ultra Low Loss ULL TeraSPEED® LC/UPC to LC/UPC Ruggedized fanout Cable, 96-Fiber, LSZH, 12 fiber PmP 2.0 mm Dca | CommScope® | SYSTIMAX ULL |  | Ruggedized fanout
UNGLCLCCM |  | Base Product | Ultra Low Loss ULL TeraSPEED® LC/UPC to LC/UPC Ruggedized fanout Cable, 144-Fiber, LSZH, 12 fiber PmP 2.0 mm Dca | CommScope® | SYSTIMAX ULL |  | Ruggedized fanout
UNGLALACK |  | Base Product | Ultra Low Loss ULL TeraSPEED® LC/APC to LC/APC Ruggedized fanout Cable, 72-Fiber, LSZH, 12 fiber PmP 2.0 mm Dca | CommScope® | SYSTIMAX ULL |  | Ruggedized fanout
UNGLFLFCG |  | Base Product | Ultra Low Loss ULL TeraSPEED® LC/UPC G B to LC/UPC G B Ruggedized fanout Cable, 36-Fiber, LSZH, 12 fiber PmP 2.0 mm Dca | CommScope® | SYSTIMAX ULL |  | Ruggedized fanout
UNGSCSCCF |  | Base Product | Ultra Low Loss ULL TeraSPEED® SC/UPC to SC/UPC Ruggedized fanout Cable, 24-Fiber, LSZH, 12 fiber PmP 2.0 mm Dca | CommScope® | SYSTIMAX ULL |  | Ruggedized fanout
UNVLULUCD |  | Base Product | Ultra Low Loss ULL LazrSPEED® 550 OM5 LC/UPC Uniboot to LC/UPC Uniboot Ruggedized fanout Cable, 12-Fiber, LSZH, 12 fiber PmP 2.0 mm Dca | CommScope® | SYSTIMAX ULL |  | Ruggedized fanout
UNVLCLCCG |  | Base Product | Ultra Low Loss ULL LazrSPEED® 550 OM5 LC/UPC to LC/UPC Ruggedized fanout Cable, 36-Fiber, LSZH, 12 fiber PmP 2.0 mm Dca | CommScope® | SYSTIMAX ULL |  | Ruggedized fanout
UNXLULUCH |  | Base Product | Ultra Low Loss ULL LazrSPEED® 550 LC/UPC Uniboot to LC/UPC Uniboot Ruggedized fanout Cable, 48-Fiber, LSZH, 12 fiber PmP 2.0 mm Dca | CommScope® | SYSTIMAX ULL |  | Ruggedized fanout
UNXLCLCCG |  | Base Product | Ultra Low Loss ULL LazrSPEED® 550 LC/UPC to LC/UPC Ruggedized fanout Cable, 36-Fiber, LSZH, 12 fiber PmP 2.0 mm Dca | CommScope® | SYSTIMAX ULL |  | Ruggedized fanout
F4WSCSCAD |  | Base Product | Singlemode SC/UPC to SC/UPC 12-Fiber InstaPATCH® 360 Ruggedized Fanout Cable, Low Smoke Zero Halogen | CommScope® | SYSTIMAX InstaPATCH® 360 |  | Ruggedized fanout |  | Discontinued
F4ZLCLCAF |  | Base Product | OM3 LC/UPC to LC/UPC 24-Fiber InstaPATCH® 360 Ruggedized Fanout Cable, Low Smoke Zero Halogen | CommScope® | SYSTIMAX InstaPATCH® 360 |  | Ruggedized fanout
FLWLCLCAK |  | Base Product | Singlemode LC/UPC to LC/UPC, InstaPATCH® 360 Ruggedized Fiber Fanout Cable Assembly, 72-Fiber, Plenum | CommScope® | SYSTIMAX InstaPATCH® 360 |  | Ruggedized fanout
FLWLCSCAD |  | Base Product | Singlemode LC/UPC to SC/UPC 12-Fiber InstaPATCH® 360 Ruggedized Fanout Cable, Plenum | CommScope® | SYSTIMAX InstaPATCH® 360 |  | Ruggedized fanout
1461665 | FPM-07/7-AT025M-39/25 | Variant | Fiber Optic Patch Cord, Multi-fiber, Singlemode, 24 fibers, SC/UPC to SC/UPC, yellow, 25 m |  |  | FPM | Fiber distribution cable assembly
1464093 | FPM-07/K-AN023M-25/39 | Variant | Fiber Optic Patch Cord, Multi-fiber, Singlemode, 4 fibers, SC/UPC to LC/UPC, yellow, 23 m |  |  | FPM | Fiber distribution cable assembly
1-1920743-2 |  | Variant of 1920743 | Fiber Optic Patch Cord, Duplex, Multimode, LC/UPC to LC/UPC, aqua, 12 m | CommScope® |  | 192 | Fiber patch cord ¦ duplex
1-2105027-2 |  | Variant of 2105027 | Fiber Optic Patch Cord, OM3, LC/LC duplex, 1.8 mm LSZH & OFNR, 12 m, aqua | CommScope® |  | 210 | Fiber patch cord ¦ duplex
760248761 |  | Variant | Low Tolerance length Singlemode MPO (Female) to MPO (Female) trunk, 24-Fiber, Low Smoke Zero Halogen B2ca, 290MT | CommScope® |  |  | Fiber trunk cable assembly
760236800 |  | Variant | Low Tolerance length Singlemode MPO (Female) to MPO (Female) trunk, 24-Fiber, Low Smoke Zero Halogen, 300MT | CommScope® |  |  | Fiber trunk cable assembly
UJG2X2XBF |  | Base Product | Singlemode MPO24 (pinned) to MPO24 (pinned), Fiber Trunk Cable Assembly, 24-Fiber, Low Smoke Zero Halogen (LSZH). | CommScope® | SYSTIMAX ULL |  | Fiber trunk cable assembly
UQGMPMPHF |  | Base Product | Ultra Low Loss (ULL) Singlemode, MPO/12(Unpinned) to MPO/12(Unpinned), 24-Fiber, Plenum,array cord | CommScope® | SYSTIMAX ULL |  | Fiber array cable assembly
UKXQXQXTH |  | Base Product | Ultra Low Loss (ULL) OM4 MPO8 UPC (pinned) to MPO8 UPC (pinned) Fiber Trunk Cable Assembly, 48-Fiber, Armored Indoor Dual Rated (OFNR/LSZH) | CommScope® | Propel ¦ SYSTIMAX ULL |  | Fiber trunk cable assembly
UKXQXQXTF |  | Base Product | Ultra Low Loss (ULL) OM4 MPO8 UPC (pinned) to MPO8 UPC (pinned) Fiber Trunk Cable Assembly, 24-Fiber, Armored Indoor Dual Rated (OFNR/LSZH) | CommScope® | Propel ¦ SYSTIMAX ULL |  | Fiber trunk cable assembly
UQGQPQPHF |  | Base Product | Ultra Low Loss (ULL) Singlemode, MPO/8(Unpinned) to MPO/8(Unpinned), 24-Fiber, Plenum,array cord | CommScope® | SYSTIMAX ULL |  | Fiber array cable assembly
UQGQXQXHF |  | Base Product | Ultra Low Loss (ULL) Singlemode, MPO/8(Pinned) to MPO/8(Pinned), 24-Fiber, Plenum,array cord | CommScope® | SYSTIMAX ULL |  | Fiber array cable assembly
ULGMPSCCK |  | Base Product | Ultra Low Loss ULL TeraSPEED® MPO(Unpinned) to SC/UPC Ruggedized fanout Cable, 72-Fiber, Plenum, 12 fiber PmP 2.0 mm Dca | CommScope® | SYSTIMAX ULL |  | Ruggedized fanout
ULGMPLCAK |  | Base Product | Ultra Low Loss Singlemode MPO12 Unpinned to LC/UPC 72-Fiber InstaPATCH® 360 Ruggedized Fanout Cable, Plenum | CommScope® | SYSTIMAX InstaPATCH® 360 |  | Ruggedized fanout
ULGMPLGCG |  | Base Product | Ultra Low Loss ULL TeraSPEED® MPO(Unpinned) to LC/APC G B Ruggedized fanout Cable, 36-Fiber, Plenum, 12 fiber PmP 2.0 mm Dca | CommScope® | SYSTIMAX ULL |  | Ruggedized fanout
ULGMXLACF |  | Base Product | Ultra Low Loss ULL TeraSPEED® MPO(Pinned) to LC/APC Ruggedized fanout Cable, 24-Fiber, Plenum, 12 fiber PmP 2.0 mm Dca | CommScope® | SYSTIMAX ULL |  | Ruggedized fanout
ULGMXLGCK |  | Base Product | Ultra Low Loss ULL TeraSPEED® MPO(Pinned) to LC/APC G B Ruggedized fanout Cable, 72-Fiber, Plenum, 12 fiber PmP 2.0 mm Dca | CommScope® | SYSTIMAX ULL |  | Ruggedized fanout
ULGMPLGCL |  | Base Product | Ultra Low Loss ULL TeraSPEED® MPO(Unpinned) to LC/APC G B Ruggedized fanout Cable, 96-Fiber, Plenum, 12 fiber PmP 2.0 mm Dca | CommScope® | SYSTIMAX ULL |  | Ruggedized fanout
ULGMXLFCK |  | Base Product | Ultra Low Loss ULL TeraSPEED® MPO(Pinned) to LC/UPC G B Ruggedized fanout Cable, 72-Fiber, Plenum, 12 fiber PmP 2.0 mm Dca | CommScope® | SYSTIMAX ULL |  | Ruggedized fanout
ULGMXLFCM |  | Base Product | Ultra Low Loss ULL TeraSPEED® MPO(Pinned) to LC/UPC G B Ruggedized fanout Cable, 144-Fiber, Plenum, 12 fiber PmP 2.0 mm Dca | CommScope® | SYSTIMAX ULL |  | Ruggedized fanout
ULGMXLCCL |  | Base Product | Ultra Low Loss ULL TeraSPEED® MPO(Pinned) to LC/UPC Ruggedized fanout Cable, 96-Fiber, Plenum, 12 fiber PmP 2.0 mm Dca | CommScope® | SYSTIMAX ULL |  | Ruggedized fanout
ULGMXSCCK |  | Base Product | Ultra Low Loss ULL TeraSPEED® MPO(Pinned) to SC/UPC Ruggedized fanout Cable, 72-Fiber, Plenum, 12 fiber PmP 2.0 mm Dca | CommScope® | SYSTIMAX ULL |  | Ruggedized fanout
ULGMXSCCM |  | Base Product | Ultra Low Loss ULL TeraSPEED® MPO(Pinned) to SC/UPC Ruggedized fanout Cable, 144-Fiber, Plenum, 12 fiber PmP 2.0 mm Dca | CommScope® | SYSTIMAX ULL |  | Ruggedized fanout
ULVMPLUCF |  | Base Product | Ultra Low Loss ULL LazrSPEED® 550 OM5 MPO(Unpinned) to LC/UPC Uniboot Ruggedized fanout Cable, 24-Fiber, Plenum, 12 fiber PmP 2.0 mm Dca | CommScope® | SYSTIMAX ULL |  | Ruggedized fanout
ULVMPLCCD |  | Base Product | Ultra Low Loss ULL LazrSPEED® 550 OM5 MPO(Unpinned) to LC/UPC Ruggedized fanout Cable, 12-Fiber, Plenum, 12 fiber PmP 2.0 mm Dca | CommScope® | SYSTIMAX ULL |  | Ruggedized fanout
ULVMPSCCK |  | Base Product | Ultra Low Loss ULL LazrSPEED® 550 OM5 MPO(Unpinned) to SC/UPC Ruggedized fanout Cable, 72-Fiber, Plenum, 12 fiber PmP 2.0 mm Dca | CommScope® | SYSTIMAX ULL |  | Ruggedized fanout
ULGMXSACM |  | Base Product | Ultra Low Loss ULL TeraSPEED® MPO(Pinned) to SC/APC Ruggedized fanout Cable, 144-Fiber, Plenum, 12 fiber PmP 2.0 mm Dca | CommScope® | SYSTIMAX ULL |  | Ruggedized fanout
ULVMPLUCK |  | Base Product | Ultra Low Loss ULL LazrSPEED® 550 OM5 MPO(Unpinned) to LC/UPC Uniboot Ruggedized fanout Cable, 72-Fiber, Plenum, 12 fiber PmP 2.0 mm Dca | CommScope® | SYSTIMAX ULL |  | Ruggedized fanout
ULVMXLCCF |  | Base Product | Ultra Low Loss ULL LazrSPEED® 550 OM5 MPO(Pinned) to LC/UPC Ruggedized fanout Cable, 24-Fiber, Plenum, 12 fiber PmP 2.0 mm Dca | CommScope® | SYSTIMAX ULL |  | Ruggedized fanout
ULVMXSCCD |  | Base Product | Ultra Low Loss ULL LazrSPEED® 550 OM5 MPO(Pinned) to SC/UPC Ruggedized fanout Cable, 12-Fiber, Plenum, 12 fiber PmP 2.0 mm Dca | CommScope® | SYSTIMAX ULL |  | Ruggedized fanout
ULXMXLCCM |  | Base Product | Ultra Low Loss ULL LazrSPEED® 550 MPO(Pinned) to LC/UPC Ruggedized fanout Cable, 144-Fiber, Plenum, 12 fiber PmP 2.0 mm Dca | CommScope® | SYSTIMAX ULL |  | Ruggedized fanout
ULXMPLUCH |  | Base Product | Ultra Low Loss ULL LazrSPEED® 550 MPO(Unpinned) to LC/UPC Uniboot Ruggedized fanout Cable, 48-Fiber, Plenum, 12 fiber PmP 2.0 mm Dca | CommScope® | SYSTIMAX ULL |  | Ruggedized fanout
ULXMXLUCF |  | Base Product | Ultra Low Loss ULL LazrSPEED® 550 MPO(Pinned) to LC/UPC Uniboot Ruggedized fanout Cable, 24-Fiber, Plenum, 12 fiber PmP 2.0 mm Dca | CommScope® | SYSTIMAX ULL |  | Ruggedized fanout
ULXMXSCCF |  | Base Product | Ultra Low Loss ULL LazrSPEED® 550 MPO(Pinned) to SC/UPC Ruggedized fanout Cable, 24-Fiber, Plenum, 12 fiber PmP 2.0 mm Dca | CommScope® | SYSTIMAX ULL |  | Ruggedized fanout
ULXMXSCCK |  | Base Product | Ultra Low Loss ULL LazrSPEED® 550 MPO(Pinned) to SC/UPC Ruggedized fanout Cable, 72-Fiber, Plenum, 12 fiber PmP 2.0 mm Dca | CommScope® | SYSTIMAX ULL |  | Ruggedized fanout
UNGMPLACL |  | Base Product | Ultra Low Loss ULL TeraSPEED® MPO(Unpinned) to LC/APC Ruggedized fanout Cable, 96-Fiber, LSZH, 12 fiber PmP 2.0 mm Dca | CommScope® | SYSTIMAX ULL |  | Ruggedized fanout
UNGMPLACM |  | Base Product | Ultra Low Loss ULL TeraSPEED® MPO(Unpinned) to LC/APC Ruggedized fanout Cable, 144-Fiber, LSZH, 12 fiber PmP 2.0 mm Dca | CommScope® | SYSTIMAX ULL |  | Ruggedized fanout
UNGMPSACG |  | Base Product | Ultra Low Loss ULL TeraSPEED® MPO(Unpinned) to SC/APC Ruggedized fanout Cable, 36-Fiber, LSZH, 12 fiber PmP 2.0 mm Dca | CommScope® | SYSTIMAX ULL |  | Ruggedized fanout
UNGMPSCCL |  | Base Product | Ultra Low Loss ULL TeraSPEED® MPO(Unpinned) to SC/UPC Ruggedized fanout Cable, 96-Fiber, LSZH, 12 fiber PmP 2.0 mm Dca | CommScope® | SYSTIMAX ULL |  | Ruggedized fanout
UNGMPSACM |  | Base Product | Ultra Low Loss ULL TeraSPEED® MPO(Unpinned) to SC/APC Ruggedized fanout Cable, 144-Fiber, LSZH, 12 fiber PmP 2.0 mm Dca | CommScope® | SYSTIMAX ULL |  | Ruggedized fanout
UNGMXLACG |  | Base Product | Ultra Low Loss ULL TeraSPEED® MPO(Pinned) to LC/APC Ruggedized fanout Cable, 36-Fiber, LSZH, 12 fiber PmP 2.0 mm Dca | CommScope® | SYSTIMAX ULL |  | Ruggedized fanout
UNGMPLGCG |  | Base Product | Ultra Low Loss ULL TeraSPEED® MPO(Unpinned) to LC/APC G B Ruggedized fanout Cable, 36-Fiber, LSZH, 12 fiber PmP 2.0 mm Dca | CommScope® | SYSTIMAX ULL |  | Ruggedized fanout
UNGMPSCCG |  | Base Product | Ultra Low Loss ULL TeraSPEED® MPO(Unpinned) to SC/UPC Ruggedized fanout Cable, 36-Fiber, LSZH, 12 fiber PmP 2.0 mm Dca | CommScope® | SYSTIMAX ULL |  | Ruggedized fanout
UNGMXSCCL |  | Base Product | Ultra Low Loss ULL TeraSPEED® MPO(Pinned) to SC/UPC Ruggedized fanout Cable, 96-Fiber, LSZH, 12 fiber PmP 2.0 mm Dca | CommScope® | SYSTIMAX ULL |  | Ruggedized fanout
UNGMPLFCF |  | Base Product | Ultra Low Loss ULL TeraSPEED® MPO(Unpinned) to LC/UPC G B Ruggedized fanout Cable, 24-Fiber, LSZH, 12 fiber PmP 2.0 mm Dca | CommScope® | SYSTIMAX ULL |  | Ruggedized fanout
UNGMXSCCG |  | Base Product | Ultra Low Loss ULL TeraSPEED® MPO(Pinned) to SC/UPC Ruggedized fanout Cable, 36-Fiber, LSZH, 12 fiber PmP 2.0 mm Dca | CommScope® | SYSTIMAX ULL |  | Ruggedized fanout
UNVMPLCCM |  | Base Product | Ultra Low Loss ULL LazrSPEED® 550 OM5 MPO(Unpinned) to LC/UPC Ruggedized fanout Cable, 144-Fiber, LSZH, 12 fiber PmP 2.0 mm Dca | CommScope® | SYSTIMAX ULL |  | Ruggedized fanout
UNVMPSCCF |  | Base Product | Ultra Low Loss ULL LazrSPEED® 550 OM5 MPO(Unpinned) to SC/UPC Ruggedized fanout Cable, 24-Fiber, LSZH, 12 fiber PmP 2.0 mm Dca | CommScope® | SYSTIMAX ULL |  | Ruggedized fanout
UNVMXLCCL |  | Base Product | Ultra Low Loss ULL LazrSPEED® 550 OM5 MPO(Pinned) to LC/UPC Ruggedized fanout Cable, 96-Fiber, LSZH, 12 fiber PmP 2.0 mm Dca | CommScope® | SYSTIMAX ULL |  | Ruggedized fanout
UNVMPLCCD |  | Base Product | Ultra Low Loss ULL LazrSPEED® 550 OM5 MPO(Unpinned) to LC/UPC Ruggedized fanout Cable, 12-Fiber, LSZH, 12 fiber PmP 2.0 mm Dca | CommScope® | SYSTIMAX ULL |  | Ruggedized fanout
UNVMXLUCD |  | Base Product | Ultra Low Loss ULL LazrSPEED® 550 OM5 MPO(Pinned) to LC/UPC Uniboot Ruggedized fanout Cable, 12-Fiber, LSZH, 12 fiber PmP 2.0 mm Dca | CommScope® | SYSTIMAX ULL |  | Ruggedized fanout
UNXMPSCCH |  | Base Product | Ultra Low Loss ULL LazrSPEED® 550 MPO(Unpinned) to SC/UPC Ruggedized fanout Cable, 48-Fiber, LSZH, 12 fiber PmP 2.0 mm Dca | CommScope® | SYSTIMAX ULL |  | Ruggedized fanout
UNXMPSCCK |  | Base Product | Ultra Low Loss ULL LazrSPEED® 550 MPO(Unpinned) to SC/UPC Ruggedized fanout Cable, 72-Fiber, LSZH, 12 fiber PmP 2.0 mm Dca | CommScope® | SYSTIMAX ULL |  | Ruggedized fanout
UNXMPLCCH |  | Base Product | Ultra Low Loss ULL LazrSPEED® 550 MPO(Unpinned) to LC/UPC Ruggedized fanout Cable, 48-Fiber, LSZH, 12 fiber PmP 2.0 mm Dca | CommScope® | SYSTIMAX ULL |  | Ruggedized fanout
UNXMPLCCL |  | Base Product | Ultra Low Loss ULL LazrSPEED® 550 MPO(Unpinned) to LC/UPC Ruggedized fanout Cable, 96-Fiber, LSZH, 12 fiber PmP 2.0 mm Dca | CommScope® | SYSTIMAX ULL |  | Ruggedized fanout
UNXMXLUCH |  | Base Product | Ultra Low Loss ULL LazrSPEED® 550 MPO(Pinned) to LC/UPC Uniboot Ruggedized fanout Cable, 48-Fiber, LSZH, 12 fiber PmP 2.0 mm Dca | CommScope® | SYSTIMAX ULL |  | Ruggedized fanout
UNXMXLCCH |  | Base Product | Ultra Low Loss ULL LazrSPEED® 550 MPO(Pinned) to LC/UPC Ruggedized fanout Cable, 48-Fiber, LSZH, 12 fiber PmP 2.0 mm Dca | CommScope® | SYSTIMAX ULL |  | Ruggedized fanout
UNXMPSCCD |  | Base Product | Ultra Low Loss ULL LazrSPEED® 550 MPO(Unpinned) to SC/UPC Ruggedized fanout Cable, 12-Fiber, LSZH, 12 fiber PmP 2.0 mm Dca | CommScope® | SYSTIMAX ULL |  | Ruggedized fanout
UNXMXLCCM |  | Base Product | Ultra Low Loss ULL LazrSPEED® 550 MPO(Pinned) to LC/UPC Ruggedized fanout Cable, 144-Fiber, LSZH, 12 fiber PmP 2.0 mm Dca | CommScope® | SYSTIMAX ULL |  | Ruggedized fanout
UNXMPSCCF |  | Base Product | Ultra Low Loss ULL LazrSPEED® 550 MPO(Unpinned) to SC/UPC Ruggedized fanout Cable, 24-Fiber, LSZH, 12 fiber PmP 2.0 mm Dca | CommScope® | SYSTIMAX ULL |  | Ruggedized fanout
UNXMXLUCD |  | Base Product | Ultra Low Loss ULL LazrSPEED® 550 MPO(Pinned) to LC/UPC Uniboot Ruggedized fanout Cable, 12-Fiber, LSZH, 12 fiber PmP 2.0 mm Dca | CommScope® | SYSTIMAX ULL |  | Ruggedized fanout
UQGMPMXGD |  | Base Product | Ultra Low Loss (ULL) Singlemode MPO12 (Unpinned) to MPO12 (Pinned), Fiber Extension Cable Assembly, 12-Fiber, Plenum | CommScope® | SYSTIMAX ULL |  | Fiber array cable assembly
UQGQXLCJ8 |  | Base Product | Ultra Low Loss Singlemode MPO8 Pinned to LC/UPC 8-Fiber Plenum Array Cord | CommScope® | SYSTIMAX ULL |  | Fiber array cable assembly
UQVQFQFJ8 |  | Base Product | Ultra Low Loss (ULL) OM5 MPO8 (Unpinned) to MPO8 (Unpinned), Polarity and Gender Changeable, Fiber Extension Cable Assembly, 8-Fiber, Plenum | CommScope® | SYSTIMAX ULL |  | Fiber array cable assembly
UQV2P2XHF |  | Base Product | Ultra Low Loss (ULL) OM5, MPO24 (Unpinned) to MPO24 (Pinned), 24-Fiber, Plenum Patchcord | CommScope® | SYSTIMAX ULL |  | Fiber array cable assembly
UQVQPLUJ8 |  | Base Product | Ultra Low Loss OM5 MPO8 Unpinned to LC/UPC Uniboot 8-Fiber Plenum Array Cord | CommScope® | SYSTIMAX ULL |  | Fiber array cable assembly
UQX2C2XHF |  | Base Product | Ultra Low Loss (ULL) OM4, MPO24 (Unpinned) to MPO24 (Pinned), 24-Fiber, Plenum Patchcord | CommScope® | SYSTIMAX ULL |  | Fiber array cable assembly
UQVMPLCGD |  | Base Product | Ultra Low Loss (ULL) OM5 MPO12 (Unpinned) to LC/UPC, Fiber Extension Cable Assembly, 12-Fiber, Plenum | CommScope® | SYSTIMAX ULL |  | Fiber array cable assembly
UQX2CMPHF |  | Base Product | Ultra Low Loss OM4, MPO24 (Unpinned) to MPO12 (Unpinned), Fiber Extension Cable Assembly, 24-Fiber, Plenum | CommScope® | SYSTIMAX ULL |  | Fiber array cable assembly
UQV2X2XHF |  | Base Product | Ultra Low Loss (ULL) OM5, MPO24 (Pinned) to MPO24 (Pinned), 24-Fiber, Plenum Patchcord | CommScope® | SYSTIMAX ULL |  | Fiber array cable assembly
URGMXLCGD |  | Base Product | Ultra Low Loss (ULL) Singlemode MPO12 (Pinned) to LC/UPC, Fiber Extension Cable Assembly, 12-Fiber, Low Smoke Zero Halogen | CommScope® | SYSTIMAX ULL |  | Fiber array cable assembly
UQX2PLCHF |  | Base Product | Ultra Low Loss OM4 MPO24 Unpinned to LC/UPC 24-Fiber Plenum Array Cord | CommScope® | SYSTIMAX ULL |  | Fiber array cable assembly
UQXQXQXHF |  | Base Product | Ultra Low Loss (ULL) LazrSPEED® 550 OM4, MPO/8 (Pinned) to MPO/8 (Pinned), 24-Fiber, Plenum array cord | CommScope® | SYSTIMAX ULL |  | Fiber array cable assembly
URXMPLCGD |  | Base Product | Ultra Low Loss (ULL) OM4 MPO12 (Unpinned) to LC/UPC, Fiber Extension Cable Assembly, 12-Fiber, Low Smoke Zero Halogen | CommScope® | SYSTIMAX ULL |  | Fiber array cable assembly
URXQPLCJ8 |  | Base Product | Ultra Low Loss (ULL) OM4 MPO8 (Unpinned) to LC/UPC, Fiber Extension Cable Assembly, 8-Fiber, Low Smoke Zero Halogen | CommScope® | SYSTIMAX ULL |  | Fiber array cable assembly
URXQPLUJ8 |  | Base Product | Ultra Low Loss OM4 MPO8 Unpinned to LC/UPC Uniboot 8-Fiber Low Smoke Zero Halogen/Riser Array Cord | CommScope® | SYSTIMAX ULL |  | Fiber array cable assembly
URV2XLUHF |  | Base Product | Ultra Low Loss OM5 MPO24 Pinned to LC/UPC Uniboot 24-Fiber Low Smoke Zero Halogen/Riser Array Cord | CommScope® | SYSTIMAX ULL |  | Fiber array cable assembly
URVQFQFJ8 |  | Base Product | Ultra Low Loss (ULL) OM5 MPO8 Unpinned to MPO8 Unpinned, Polarity and Gender Changeable, Fiber Extension Cable Assembly, 8-Fiber, Low Smoke Zero Halogen | CommScope® | SYSTIMAX ULL |  | Fiber array cable assembly
URXQPMXHF |  | Base Product | Ultra Low Loss OM4, MPO8 QSFP (Unpinned) to MPO12 (Pinned), Fiber Extension Cable Assembly, 24-Fiber, Low Smoke Zero Halogen | CommScope® | SYSTIMAX ULL |  | Fiber array cable assembly
URX2XLUHF |  | Base Product | Ultra Low Loss OM4 MPO24 Pinned to LC/UPC Uniboot 24-Fiber Low Smoke Zero Halogen/Riser Array Cord | CommScope® | SYSTIMAX ULL |  | Fiber array cable assembly
URXQPQPHF |  | Base Product | Ultra Low Loss (ULL) LazrSPEED® 550 OM4, MPO/8 (Unpinned) to MPO/8 (Unpinned), 24-Fiber, LSZH array cord | CommScope® | SYSTIMAX ULL |  | Fiber array cable assembly
URVQPMPHF |  | Base Product | Ultra Low Loss OM5, MPO8 QSFP (Unpinned) to MPO12 (Unpinned), Fiber Extension Cable Assembly, 24-Fiber, Low Smoke Zero Halogen | CommScope® | SYSTIMAX ULL |  | Fiber array cable assembly
URXMXMXHF |  | Base Product | Ultra Low Loss (ULL) LazrSPEED® 550 OM4, MPO/12(Pinned) to MPO/12(Pinned), 24-Fiber, LSZH array cord | CommScope® | SYSTIMAX ULL |  | Fiber array cable assembly
URXQXLCJ8 |  | Base Product | Ultra Low Loss (ULL) OM4 MPO8 (Pinned) to LC/UPC, Fiber Extension Cable Assembly, 8-Fiber, Low Smoke Zero Halogen | CommScope® | SYSTIMAX ULL |  | Fiber array cable assembly
A3GMPMPAF |  | Base Product | Singlemode MPO12 (Unpinned) to MPO12 (Unpinned), Fiber Trunk Cable Assembly, 24-Fiber, B2ca, Method A, Low Smoke Zero Halogen | CommScope® |  |  | Fiber trunk cable assembly |  | Discontinued
A3GMPMPCL |  | Base Product | Ultra Low Loss ULL TeraSPEED® MPO(Unpinned) to MPO(Unpinned) Pre-terminated Trunk Cable, MPO12, 96-Fiber, LSZH, 12 fiber PmP 2.0 mm /B2ca, Method A | CommScope® |  |  | Fiber trunk cable assembly
A3XMPMPAH |  | Base Product | OM4 MPO12 (Unpinned) to MPO12 (Unpinned), Fiber Trunk Cable Assembly, 48-Fiber, B2ca, Method A, Low Smoke Zero Halogen | CommScope® |  |  | Fiber trunk cable assembly |  | Discontinued
A3GMPMPCF |  | Base Product | Ultra Low Loss ULL TeraSPEED® MPO(Unpinned) to MPO(Unpinned) Pre-terminated Trunk Cable, MPO12, 24-Fiber, LSZH, 12 fiber PmP 2.0 mm /B2ca, Method A | CommScope® |  |  | Fiber trunk cable assembly
A3GMXUCCG |  | Base Product | Ultra Low Loss ULL TeraSPEED® MPO(Pinned) to Unconnectorized Pre-terminated Trunk Cable, MPO12, 36-Fiber, LSZH, 12 fiber PmP 2.0 mm /B2ca, Method A | CommScope® |  |  | Fiber trunk cable assembly
A3XMXMPAH |  | Base Product | OM4 MPO12 (Pinned) to MPO12 (Unpinned), Fiber Trunk Cable Assembly, 48-Fiber, B2ca, Method A, Low Smoke Zero Halogen | CommScope® |  |  | Fiber trunk cable assembly |  | Discontinued
A3XMPMXCD |  | Base Product | Ultra Low Loss ULL LazrSPEED® 550 MPO(Unpinned) to MPO(Pinned) Pre-terminated Trunk Cable, MPO12, 12-Fiber, LSZH, 12 fiber PmP 2.0 mm /B2ca, Method A | CommScope® |  |  | Fiber trunk cable assembly
A3GMXMXCD |  | Base Product | Ultra Low Loss ULL TeraSPEED® MPO(Pinned) to MPO(Pinned) Pre-terminated Trunk Cable, MPO12, 12-Fiber, LSZH, 12 fiber PmP 2.0 mm /B2ca, Method A | CommScope® |  |  | Fiber trunk cable assembly
A3XMPMPAM |  | Base Product | OM4 MPO12 (Unpinned) to MPO12 (Unpinned), Fiber Trunk Cable Assembly, 144-Fiber, B2ca, Method A, Low Smoke Zero Halogen | CommScope® |  |  | Fiber trunk cable assembly |  | Discontinued
A3GMXMXCH |  | Base Product | Ultra Low Loss ULL TeraSPEED® MPO(Pinned) to MPO(Pinned) Pre-terminated Trunk Cable, MPO12, 48-Fiber, LSZH, 12 fiber PmP 2.0 mm /B2ca, Method A | CommScope® |  |  | Fiber trunk cable assembly
A3XMXUCCH |  | Base Product | Ultra Low Loss ULL LazrSPEED® 550 MPO(Pinned) to Unconnectorized Pre-terminated Trunk Cable, MPO12, 48-Fiber, LSZH, 12 fiber PmP 2.0 mm /B2ca, Method A | CommScope® |  |  | Fiber trunk cable assembly
A3XMPMPCK |  | Base Product | Ultra Low Loss ULL LazrSPEED® 550 MPO(Unpinned) to MPO(Unpinned) Pre-terminated Trunk Cable, MPO12, 72-Fiber, LSZH, 12 fiber PmP 2.0 mm /B2ca, Method A | CommScope® |  |  | Fiber trunk cable assembly
A3XMXUCCF |  | Base Product | Ultra Low Loss ULL LazrSPEED® 550 MPO(Pinned) to Unconnectorized Pre-terminated Trunk Cable, MPO12, 24-Fiber, LSZH, 12 fiber PmP 2.0 mm /B2ca, Method A | CommScope® |  |  | Fiber trunk cable assembly
A3XMXMXAM |  | Base Product | OM4 MPO12 (Pinned) to MPO12 (Pinned), Fiber Trunk Cable Assembly, 144-Fiber, B2ca, Method A, Low Smoke Zero Halogen | CommScope® |  |  | Fiber trunk cable assembly |  | Discontinued
AGGMXMXAD |  | Base Product | Singlemode MPO12 (Pinned) to MPO12 (Pinned), Fiber Trunk Cable Assembly, 12-Fiber, Method A, Plenum | CommScope® |  |  | Fiber trunk cable assembly
AGGMXMPAG |  | Base Product | Singlemode MPO12 (Pinned) to MPO12 (Unpinned), Fiber Trunk Cable Assembly, 36-Fiber, Method A, Plenum | CommScope® |  |  | Fiber trunk cable assembly
AGGMXUCCM |  | Base Product | Ultra Low Loss ULL TeraSPEED® MPO(Pinned) to Unconnectorized Pre-terminated Trunk Cable, MPO12, 144-Fiber, Plenum, 12 fiber PmP 2.0 mm Dca, Method A | CommScope® |  |  | Fiber trunk cable assembly
AGXMXMPAG |  | Base Product | OM4 MPO12 (Pinned) to MPO12 (Unpinned), Fiber Trunk Cable Assembly, 36-Fiber, Method A, Plenum | CommScope® |  |  | Fiber trunk cable assembly
AGXMXMXAM |  | Base Product | OM4 MPO12 (Pinned) to MPO12 (Pinned), Fiber Trunk Cable Assembly, 144-Fiber, Method A, Plenum | CommScope® |  |  | Fiber trunk cable assembly
AGXMPMXCH |  | Base Product | Ultra Low Loss ULL LazrSPEED® 550 MPO(Unpinned) to MPO(Pinned) Pre-terminated Trunk Cable, MPO12, 48-Fiber, Plenum, 12 fiber PmP 2.0 mm Dca, Method A | CommScope® |  |  | Fiber trunk cable assembly
AGXMPMPCF |  | Base Product | Ultra Low Loss ULL LazrSPEED® 550 MPO(Unpinned) to MPO(Unpinned) Pre-terminated Trunk Cable, MPO12, 24-Fiber, Plenum, 12 fiber PmP 2.0 mm Dca, Method A | CommScope® |  |  | Fiber trunk cable assembly
AGXMPMXCL |  | Base Product | Ultra Low Loss ULL LazrSPEED® 550 MPO(Unpinned) to MPO(Pinned) Pre-terminated Trunk Cable, MPO12, 96-Fiber, Plenum, 12 fiber PmP 2.0 mm Dca, Method A | CommScope® |  |  | Fiber trunk cable assembly
AGXMXMXAF |  | Base Product | OM4 MPO12 (Pinned) to MPO12 (Pinned), Fiber Trunk Cable Assembly, 24-Fiber, Method A, Plenum | CommScope® |  |  | Fiber trunk cable assembly
AGXMXUCCM |  | Base Product | Ultra Low Loss ULL LazrSPEED® 550 MPO(Pinned) to Unconnectorized Pre-terminated Trunk Cable, MPO12, 144-Fiber, Plenum, 12 fiber PmP 2.0 mm Dca, Method A | CommScope® |  |  | Fiber trunk cable assembly
AJGMPMPAK |  | Base Product | Singlemode MPO12 (Unpinned) to MPO12 (Unpinned), Fiber Trunk Cable Assembly 72-Fiber, Method A, Low Smoke Zero Halogen | CommScope® |  |  | Fiber trunk cable assembly
AJGMPMPAL |  | Base Product | Singlemode MPO12 (Unpinned) to MPO12 (Unpinned), Fiber Trunk Cable Assembly, 96-Fiber, Method A, Low Smoke Zero Halogen | CommScope® |  |  | Fiber trunk cable assembly
AJGMPMPAG |  | Base Product | Singlemode MPO12 (Unpinned) to MPO12 (Unpinned), Fiber Trunk Cable Assembly 36-Fiber, Method A, Low Smoke Zero Halogen | CommScope® |  |  | Fiber trunk cable assembly
AGXMXMPAF |  | Base Product | OM4 MPO12 (Pinned) to MPO12 (Unpinned), Fiber Trunk Cable Assembly, 24-Fiber, Method A, Plenum | CommScope® |  |  | Fiber trunk cable assembly
AJGMPMXCH |  | Base Product | Ultra Low Loss ULL TeraSPEED® MPO(Unpinned) to MPO(Pinned) Pre-terminated Trunk Cable, MPO12, 48-Fiber, LSZH, 12 fiber PmP 2.0 mm Dca, Method A | CommScope® |  |  | Fiber trunk cable assembly
AJGMXMPAK |  | Base Product | Singlemode MPO12 (Pinned) to MPO12 (Unpinned), Fiber Trunk Cable Assembly, 72-Fiber, Method A, Low Smoke Zero Halogen | CommScope® |  |  | Fiber trunk cable assembly
AJX2X2XBL |  | Base Product | OM4 MPO24 (Pinned) to MPO24 (Pinned), Fiber Trunk Cable Assembly, 96-Fiber, Method A, Low Smoke Zero Halogen | CommScope® |  |  | Fiber trunk cable assembly
AJX2P2PBK |  | Base Product | OM4 MPO24 (Unpinned) to MPO24 (Unpinned), Fiber Trunk Cable Assembly, 72-Fiber, Method A, Low Smoke Zero Halogen | CommScope® |  |  | Fiber trunk cable assembly
AJXMPMPAM |  | Base Product | OM4 MPO12 (Unpinned) to MPO12 (Unpinned), Fiber Trunk Cable Assembly, 144-Fiber, Method A, Low Smoke Zero Halogen | CommScope® |  |  | Fiber trunk cable assembly
AJGMXUCCF |  | Base Product | Ultra Low Loss ULL TeraSPEED® MPO(Pinned) to Unconnectorized Pre-terminated Trunk Cable, MPO12, 24-Fiber, LSZH, 12 fiber PmP 2.0 mm Dca, Method A | CommScope® |  |  | Fiber trunk cable assembly
AJXMXMXAG |  | Base Product | OM4 MPO12 (Pinned) to MPO12 (Pinned), Fiber Trunk Cable Assembly, 36-Fiber, Method A, Low Smoke Zero Halogen | CommScope® |  |  | Fiber trunk cable assembly
ALGMXLCAD |  | Base Product | Singlemode MPO12 (Pinned) to LC, Ruggedized Fanout Cable, 12-Fiber, Method A, Plenum | CommScope® |  |  | Ruggedized fanout
AJXMXUCCF |  | Base Product | Ultra Low Loss ULL LazrSPEED® 550 MPO(Pinned) to Unconnectorized Pre-terminated Trunk Cable, MPO12, 24-Fiber, LSZH, 12 fiber PmP 2.0 mm Dca, Method A | CommScope® |  |  | Fiber trunk cable assembly
AQXMPMPGD |  | Base Product | OM4 MPO12 (Unpinned) to MPO12 (Unpinned), Fiber Patch Cord, 12-Fiber, Method A, Plenum | CommScope® |  |  | Fiber array cable assembly
AJXMXUCCK |  | Base Product | Ultra Low Loss ULL LazrSPEED® 550 MPO(Pinned) to Unconnectorized Pre-terminated Trunk Cable, MPO12, 72-Fiber, LSZH, 12 fiber PmP 2.0 mm Dca, Method A | CommScope® |  |  | Fiber trunk cable assembly
F3WMPMXAF |  | Base Product | Singlemode MPO (Unpinned) to MPO (Pinned), InstaPATCH® 360 Pre-terminated Trunk Cable, 24-Fiber, Low Smoke Zero Halogen B2ca | CommScope® | SYSTIMAX InstaPATCH® 360 |  | Fiber trunk cable assembly |  | Discontinued
FGWMPMXAK |  | Base Product | Singlemode MPO (Unpinned) to MPO (Pinned), InstaPATCH® 360 Pre-terminated Trunk Cable, 72-Fiber, Plenum | CommScope® | SYSTIMAX InstaPATCH® 360 |  | Fiber trunk cable assembly
FGZMPMPAH |  | Base Product | OM3 MPO (Unpinned) to MPO (Unpinned), InstaPATCH® 360 Pre-terminated Trunk Cable, 48-Fiber, Plenum | CommScope® | SYSTIMAX InstaPATCH® 360 |  | Fiber trunk cable assembly
FGXMPMXAK |  | Base Product | OM4 MPO (Unpinned) to MPO (Pinned), InstaPATCH® 360 Pre-terminated Trunk Cable, 72-Fiber, Plenum | CommScope® | SYSTIMAX InstaPATCH® 360 |  | Fiber trunk cable assembly
FGZMPMPAM |  | Base Product | OM3 MPO (Unpinned) to MPO (Unpinned), InstaPATCH® 360 Pre-terminated Trunk Cable, 144-Fiber, Plenum | CommScope® | SYSTIMAX InstaPATCH® 360 |  | Fiber trunk cable assembly
FGXMPMXAL |  | Base Product | OM4 MPO (Unpinned) to MPO (Pinned), InstaPATCH® 360 Pre-terminated Trunk Cable, 96-Fiber, Plenum | CommScope® | SYSTIMAX InstaPATCH® 360 |  | Fiber trunk cable assembly
FHWMPMPAH |  | Base Product | Singlemode MPO (Unpinned) to MPO (Unpinned), InstaPATCH® 360 Armored Pre-terminated Trunk Cable, 48-Fiber, Plenum | CommScope® | SYSTIMAX InstaPATCH® 360 |  | Fiber trunk cable assembly |  | Discontinued
FHWMPMPAL |  | Base Product | Singlemode MPO (Unpinned) to MPO (Unpinned), InstaPATCH® 360 Armored Pre-terminated Trunk Cable, 96-Fiber, Plenum Plenum | CommScope® | SYSTIMAX InstaPATCH® 360 |  | Fiber trunk cable assembly |  | Discontinued
FHXMPMPAG |  | Base Product | OM4 MPO (Unpinned) to MPO (Unpinned), InstaPATCH® 360 Armored Pre-terminated Trunk Cable, 36-Fiber, Plenum | CommScope® | SYSTIMAX InstaPATCH® 360 |  | Fiber trunk cable assembly |  | Discontinued
FHWMPMXAF |  | Base Product | Singlemode MPO (Unpinned) to MPO (Pinned), InstaPATCH® 360 Armored Pre-terminated Trunk Cable, 24-Fiber, Plenum | CommScope® | SYSTIMAX InstaPATCH® 360 |  | Fiber trunk cable assembly |  | Discontinued
FHZMPMPAG |  | Base Product | OM3 MPO (Unpinned) to MPO (Unpinned), InstaPATCH® 360 Armored Pre-terminated Trunk Cable, 36-Fiber, Plenum | CommScope® | SYSTIMAX InstaPATCH® 360 |  | Fiber trunk cable assembly |  | Discontinued
FHZMPMXAH |  | Base Product | OM3 MPO (Unpinned) to MPO (Pinned), InstaPATCH® 360 Armored Pre-terminated Trunk Cable, 48-Fiber, Plenum | CommScope® | SYSTIMAX InstaPATCH® 360 |  | Fiber trunk cable assembly |  | Discontinued
U3XQXQXQH |  | Base Product | Ultra Low Loss (ULL) OM4 MPO8 QSFP (Pinned) to MPO8 QSFP (Pinned), Fiber Trunk Cable Assembly, 48-Fiber, Low Smoke Zero Halogen (LSZH) | CommScope® | SYSTIMAX ULL |  | Fiber trunk cable assembly |  | Discontinued
U3XMXMXAH |  | Base Product | Ultra Low Loss (ULL) OM4 MPO12 (Pinned) to MPO12 (Pinned), Fiber Trunk Cable Assembly, 48-Fiber, Low Smoke Zero Halogen (LSZH) | CommScope® | SYSTIMAX ULL |  | Fiber trunk cable assembly |  | Discontinued
U4GMPLFCM |  | Base Product | Ultra Low Loss ULL TeraSPEED® MPO(Unpinned) to LC/UPC G B Ruggedized fanout Cable, 144-Fiber, LSZH, 12 fiber PmP 2.0 mm /B2ca | CommScope® | SYSTIMAX ULL |  | Ruggedized fanout
U4GMXLCCL |  | Base Product | Ultra Low Loss ULL TeraSPEED® MPO(Pinned) to LC/UPC Ruggedized fanout Cable, 96-Fiber, LSZH, 12 fiber PmP 2.0 mm /B2ca | CommScope® | SYSTIMAX ULL |  | Ruggedized fanout
U4GMPLCCF |  | Base Product | Ultra Low Loss ULL TeraSPEED® MPO(Unpinned) to LC/UPC Ruggedized fanout Cable, 24-Fiber, LSZH, 12 fiber PmP 2.0 mm /B2ca | CommScope® | SYSTIMAX ULL |  | Ruggedized fanout
U4GMXLGCD |  | Base Product | Ultra Low Loss ULL TeraSPEED® MPO(Pinned) to LC/APC G B Ruggedized fanout Cable, 12-Fiber, LSZH, 12 fiber PmP 2.0 mm /B2ca | CommScope® | SYSTIMAX ULL |  | Ruggedized fanout
U4GMXLUCG |  | Base Product | Ultra Low Loss ULL TeraSPEED® MPO(Pinned) to LC/UPC Uniboot Ruggedized fanout Cable, 36-Fiber, LSZH, 12 fiber PmP 2.0 mm /B2ca | CommScope® | SYSTIMAX ULL |  | Ruggedized fanout
U4GMXLGCF |  | Base Product | Ultra Low Loss ULL TeraSPEED® MPO(Pinned) to LC/APC G B Ruggedized fanout Cable, 24-Fiber, LSZH, 12 fiber PmP 2.0 mm /B2ca | CommScope® | SYSTIMAX ULL |  | Ruggedized fanout
U4GMPSCCH |  | Base Product | Ultra Low Loss ULL TeraSPEED® MPO(Unpinned) to SC/UPC Ruggedized fanout Cable, 48-Fiber, LSZH, 12 fiber PmP 2.0 mm /B2ca | CommScope® | SYSTIMAX ULL |  | Ruggedized fanout
U4GMXSACL |  | Base Product | Ultra Low Loss ULL TeraSPEED® MPO(Pinned) to SC/APC Ruggedized fanout Cable, 96-Fiber, LSZH, 12 fiber PmP 2.0 mm /B2ca | CommScope® | SYSTIMAX ULL |  | Ruggedized fanout
U4GMXSACM |  | Base Product | Ultra Low Loss ULL TeraSPEED® MPO(Pinned) to SC/APC Ruggedized fanout Cable, 144-Fiber, LSZH, 12 fiber PmP 2.0 mm /B2ca | CommScope® | SYSTIMAX ULL |  | Ruggedized fanout
U4GMXLCCF |  | Base Product | Ultra Low Loss ULL TeraSPEED® MPO(Pinned) to LC/UPC Ruggedized fanout Cable, 24-Fiber, LSZH, 12 fiber PmP 2.0 mm /B2ca | CommScope® | SYSTIMAX ULL |  | Ruggedized fanout
U4GMXLCCG |  | Base Product | Ultra Low Loss ULL TeraSPEED® MPO(Pinned) to LC/UPC Ruggedized fanout Cable, 36-Fiber, LSZH, 12 fiber PmP 2.0 mm /B2ca | CommScope® | SYSTIMAX ULL |  | Ruggedized fanout
U4GMXLUCM |  | Base Product | Ultra Low Loss ULL TeraSPEED® MPO(Pinned) to LC/UPC Uniboot Ruggedized fanout Cable, 144-Fiber, LSZH, 12 fiber PmP 2.0 mm /B2ca | CommScope® | SYSTIMAX ULL |  | Ruggedized fanout
U4VMPLUCG |  | Base Product | Ultra Low Loss ULL LazrSPEED® 550 OM5 MPO(Unpinned) to LC/UPC Uniboot Ruggedized fanout Cable, 36-Fiber, LSZH, 12 fiber PmP 2.0 mm /B2ca | CommScope® | SYSTIMAX ULL |  | Ruggedized fanout
U4GMXSCCK |  | Base Product | Ultra Low Loss ULL TeraSPEED® MPO(Pinned) to SC/UPC Ruggedized fanout Cable, 72-Fiber, LSZH, 12 fiber PmP 2.0 mm /B2ca | CommScope® | SYSTIMAX ULL |  | Ruggedized fanout
U4GMXSCCM |  | Base Product | Ultra Low Loss ULL TeraSPEED® MPO(Pinned) to SC/UPC Ruggedized fanout Cable, 144-Fiber, LSZH, 12 fiber PmP 2.0 mm /B2ca | CommScope® | SYSTIMAX ULL |  | Ruggedized fanout
U4VMPLUCL |  | Base Product | Ultra Low Loss ULL LazrSPEED® 550 OM5 MPO(Unpinned) to LC/UPC Uniboot Ruggedized fanout Cable, 96-Fiber, LSZH, 12 fiber PmP 2.0 mm /B2ca | CommScope® | SYSTIMAX ULL |  | Ruggedized fanout
U4VMXLCCG |  | Base Product | Ultra Low Loss ULL LazrSPEED® 550 OM5 MPO(Pinned) to LC/UPC Ruggedized fanout Cable, 36-Fiber, LSZH, 12 fiber PmP 2.0 mm /B2ca | CommScope® | SYSTIMAX ULL |  | Ruggedized fanout
U4VMXLCCH |  | Base Product | Ultra Low Loss ULL LazrSPEED® 550 OM5 MPO(Pinned) to LC/UPC Ruggedized fanout Cable, 48-Fiber, LSZH, 12 fiber PmP 2.0 mm /B2ca | CommScope® | SYSTIMAX ULL |  | Ruggedized fanout
U4XMPLUCM |  | Base Product | Ultra Low Loss ULL LazrSPEED® 550 MPO(Unpinned) to LC/UPC Uniboot Ruggedized fanout Cable, 144-Fiber, LSZH, 12 fiber PmP 2.0 mm /B2ca | CommScope® | SYSTIMAX ULL |  | Ruggedized fanout
U4XMPLCAD |  | Base Product | Ultra Low Loss OM4 MPO12 Unpinned to LC/UPC 12-Fiber InstaPATCH® 360 Ruggedized Fanout Cable, Low Smoke Zero Halogen | CommScope® | SYSTIMAX InstaPATCH® 360 ¦ SYSTIMAX ULL |  | Ruggedized fanout |  | Discontinued
U4VMXSCCF |  | Base Product | Ultra Low Loss ULL LazrSPEED® 550 OM5 MPO(Pinned) to SC/UPC Ruggedized fanout Cable, 24-Fiber, LSZH, 12 fiber PmP 2.0 mm /B2ca | CommScope® | SYSTIMAX ULL |  | Ruggedized fanout
U4XMPSCCG |  | Base Product | Ultra Low Loss ULL LazrSPEED® 550 MPO(Unpinned) to SC/UPC Ruggedized fanout Cable, 36-Fiber, LSZH, 12 fiber PmP 2.0 mm /B2ca | CommScope® | SYSTIMAX ULL |  | Ruggedized fanout
U4XQPLCQ8 |  | Base Product | Ultra Low Loss OM4 MPO12 QSFP Unpinned to LC/UPC 8-Fiber InstaPATCH® 360 Ruggedized Fanout Cable, Low Smoke Zero Halogen | CommScope® | SYSTIMAX InstaPATCH® 360 |  | Ruggedized fanout |  | Discontinued
U4XMPSCCK |  | Base Product | Ultra Low Loss ULL LazrSPEED® 550 MPO(Unpinned) to SC/UPC Ruggedized fanout Cable, 72-Fiber, LSZH, 12 fiber PmP 2.0 mm /B2ca | CommScope® | SYSTIMAX ULL |  | Ruggedized fanout
U4XQXLCQ8 |  | Base Product | Ultra Low Loss OM4 MPO12 QSFP Pinned to LC/UPC 8-Fiber InstaPATCH® 360 Ruggedized Fanout Cable, Low Smoke Zero Halogen | CommScope® | SYSTIMAX InstaPATCH® 360 |  | Ruggedized fanout |  | Discontinued
UGGMPMPRM |  | Base Product | Ultra Low Loss (ULL) Singlemode MPO12 (Unpinned) to MPO12 (Unpinned), Fiber Trunk Cable Assembly, 144-Fiber, Rollable Ribbon Central Tube, Plenum | CommScope® | SYSTIMAX ULL |  | Fiber trunk cable assembly
UGGMPMXCD |  | Base Product | Ultra Low Loss ULL TeraSPEED® MPO(Unpinned) to MPO(Pinned) Pre-terminated Trunk Cable, MPO12, 12-Fiber, Plenum, 12 fiber PmP 2.0 mm Dca | CommScope® | SYSTIMAX ULL |  | Fiber trunk cable assembly
UGGMPMXRM |  | Base Product | Ultra Low Loss (ULL) Singlemode MPO12 (Unpinned) to MPO12 (Pinned), Fiber Trunk Cable Assembly, 144-Fiber, Rollable Ribbon Central Tube, Plenum | CommScope® | SYSTIMAX ULL |  | Fiber trunk cable assembly
UGV2X2XBK |  | Base Product | Ultra Low Loss (ULL) OM5 MPO24 (Pinned) to MPO24 (Pinned), Fiber Trunk Cable Assembly, 72-Fiber, Plenum | CommScope® | SYSTIMAX ULL |  | Fiber trunk cable assembly
UGVMPMXCK |  | Base Product | Ultra Low Loss ULL LazrSPEED® 550 OM5 MPO(Unpinned) to MPO(Pinned) Pre-terminated Trunk Cable, MPO12, 72-Fiber, Plenum, 12 fiber PmP 2.0 mm Dca | CommScope® | SYSTIMAX ULL |  | Fiber trunk cable assembly
UGVMPMXAK |  | Base Product | Ultra Low Loss (ULL) OM5 MPO12 (Unpinned) to MPO12 (Pinned), Fiber Trunk Cable Assembly, 72-Fiber, Plenum | CommScope® | SYSTIMAX ULL |  | Fiber trunk cable assembly
UGVMXMXAF |  | Base Product | Ultra Low Loss (ULL) OM5 MPO12 (Pinned) to MPO12 (Pinned), Fiber Trunk Cable Assembly, 24-Fiber, Plenum | CommScope® | SYSTIMAX ULL |  | Fiber trunk cable assembly
UGXMPMPCM |  | Base Product | Ultra Low Loss ULL LazrSPEED® 550 MPO(Unpinned) to MPO(Unpinned) Pre-terminated Trunk Cable, MPO12, 144-Fiber, Plenum, 12 fiber PmP 2.0 mm Dca | CommScope® | SYSTIMAX ULL |  | Fiber trunk cable assembly
UGVQXQXBM |  | Base Product | Ultra Low Loss (ULL) OM5 MPO8 QSFP (Pinned) to MPO8 QSFP (Pinned), Fiber Trunk Cable Assembly, 144-Fiber, Plenum | CommScope® | SYSTIMAX ULL |  | Fiber trunk cable assembly
UGX2P2XBK |  | Base Product | Ultra Low Loss (ULL) OM4 MPO24 (Unpinned) to MPO24 (Pinned), Fiber Trunk Cable Assembly, 72-Fiber, Plenum | CommScope® | SYSTIMAX ULL |  | Fiber trunk cable assembly
UGXMPMXCD |  | Base Product | Ultra Low Loss ULL LazrSPEED® 550 MPO(Unpinned) to MPO(Pinned) Pre-terminated Trunk Cable, MPO12, 12-Fiber, Plenum, 12 fiber PmP 2.0 mm Dca | CommScope® | SYSTIMAX ULL |  | Fiber trunk cable assembly
UGXMXMXAF |  | Base Product | Ultra Low Loss (ULL) OM4 MPO12 (Pinned) to MPO12 (Pinned), Fiber Trunk Cable Assembly, 24-Fiber, Plenum | CommScope® | SYSTIMAX ULL |  | Fiber trunk cable assembly
UGXQXQXQ8 |  | Base Product | Ultra Low Loss (ULL) OM4 MPO8 QSFP (Pinned) to MPO8 QSFP (Pinned), Fiber Trunk Cable Assembly, 8-Fiber, Plenum | CommScope® | SYSTIMAX ULL |  | Fiber trunk cable assembly
UGXQXQXQU |  | Base Product | Ultra Low Loss (ULL) OM4 MPO8 QSFP (Pinned) to MPO8 QSFP (Pinned), Fiber Trunk Cable Assembly, 64-Fiber, Plenum | CommScope® | SYSTIMAX ULL |  | Fiber trunk cable assembly
UJGMPUCDD |  | Base Product | Ultra Low Loss (ULL) Singlemode, MPO12 Unpinned to Unconnectorized, Fiber Trunk Cable Assembly, 12-Fiber, Indoor/Outdoor, Low Smoke Zero Halogen/Riser | CommScope® | SYSTIMAX ULL |  | Fiber trunk cable assembly
UJGMPMXSV |  | Base Product | Ultra Low Loss Singlemode MPO12 Unpinned to MPO12 Pinned 432-Fiber Pre-terminated Trunk Cable, Rollable Ribbon Indoor/Outdoor Central Tube, Low Smoke Zero Halogen/Riser | CommScope® | SYSTIMAX ULL |  | Fiber trunk cable assembly
UJGMPUCSP |  | Base Product | Ultra Low Loss Singlemode MPO12 Unpinned to Unconnectorized 288-Fiber Pre-terminated Trunk Cable, Rollable Ribbon Indoor/Outdoor Central Tube, Low Smoke Zero Halogen/Riser | CommScope® | SYSTIMAX ULL |  | Fiber trunk cable assembly
UJGMPMXCL |  | Base Product | Ultra Low Loss ULL TeraSPEED® MPO(Unpinned) to MPO(Pinned) Pre-terminated Trunk Cable, MPO12, 96-Fiber, LSZH, 12 fiber PmP 2.0 mm Dca | CommScope® | SYSTIMAX ULL |  | Fiber trunk cable assembly
UJGMPMXSM |  | Base Product | Ultra Low Loss (ULL) Singlemode, MPO12 Unpinned to MPO12 Pinned, Fiber Trunk Cable Assembly, 144-Fiber, Rollable Ribbon Indoor/Outdoor Central Tube, Low Smoke Zero Halogen/Riser | CommScope® | SYSTIMAX ULL |  | Fiber trunk cable assembly
UJGMXMXAF |  | Base Product | Ultra Low Loss (ULL) Singlemode MPO12 (Pinned) to MPO12 (Pinned), Fiber Trunk Cable Assembly, 24-Fiber, Low Smoke Zero Halogen (LSZH) | CommScope® | SYSTIMAX ULL |  | Fiber trunk cable assembly
UJGMXMXCL |  | Base Product | Ultra Low Loss ULL TeraSPEED® MPO(Pinned) to MPO(Pinned) Pre-terminated Trunk Cable, MPO12, 96-Fiber, LSZH, 12 fiber PmP 2.0 mm Dca | CommScope® | SYSTIMAX ULL |  | Fiber trunk cable assembly
UJGMXMXDL |  | Base Product | Ultra Low Loss (ULL) Singlemode, MPO12 Pinned to MPO12 Pinned, Fiber Trunk Cable Assembly, 96-Fiber, Indoor/Outdoor, Low Smoke Zero Halogen/Riser | CommScope® | SYSTIMAX ULL |  | Fiber trunk cable assembly
UJGMXUCCD |  | Base Product | Ultra Low Loss ULL TeraSPEED® MPO(Pinned) to Unconnectorized Pre-terminated Trunk Cable, MPO12, 12-Fiber, LSZH, 12 fiber PmP 2.0 mm Dca | CommScope® | SYSTIMAX ULL |  | Fiber trunk cable assembly
UJGMXMXSV |  | Base Product | Ultra Low Loss Singlemode MPO12 Pinned to MPO12 Pinned 432-Fiber Pre-terminated Trunk Cable, Rollable Ribbon Indoor/Outdoor Central Tube, Low Smoke Zero Halogen/Riser | CommScope® | SYSTIMAX ULL |  | Fiber trunk cable assembly
UJGMXUCSV |  | Base Product | Ultra Low Loss Singlemode MPO12 Pinned to Unconnectorized 432-Fiber Pre-terminated Trunk Cable, Rollable Ribbon Indoor/Outdoor Central Tube, Low Smoke Zero Halogen/Riser | CommScope® | SYSTIMAX ULL |  | Fiber trunk cable assembly
UJGQPQXQS |  | Base Product | Ultra Low Loss (ULL) Singlemode MPO8 QSFP (Unpinned) to MPO8 QSFP (Pinned), Fiber Trunk Cable Assembly, 32-Fiber, Low Smoke Zero Halogen | CommScope® | SYSTIMAX ULL |  | Fiber trunk cable assembly
UJGMXUCRP |  | Base Product | Ultra Low Loss (ULL) Singlemode, MPO12 Pinned to Unconnectorized, Fiber Trunk Cable Assembly, 288-Fiber, Rollable Ribbon Central Tube, Low Smoke Zero Halogen/Riser | CommScope® | SYSTIMAX ULL |  | Fiber trunk cable assembly
UJV2P2XBF |  | Base Product | Ultra Low Loss (ULL) OM5 MPO24 (Unpinned) to MPO24 (Pinned), Fiber Trunk Cable Assembly, 24-Fiber, Low Smoke Zero Halogen (LSZH) | CommScope® | SYSTIMAX ULL |  | Fiber trunk cable assembly
UJVMXUCCD |  | Base Product | Ultra Low Loss ULL LazrSPEED® 550 OM5 MPO(Pinned) to Unconnectorized Pre-terminated Trunk Cable, MPO12, 12-Fiber, LSZH, 12 fiber PmP 2.0 mm Dca | CommScope® | SYSTIMAX ULL |  | Fiber trunk cable assembly
UJVMXMXAM |  | Base Product | Ultra Low Loss (ULL) OM5, MPO12 Pinned to MPO12 Pinned, Fiber Trunk Cable Assembly, 144-Fiber, Low Smoke Zero Halogen | CommScope® | SYSTIMAX ULL |  | Fiber trunk cable assembly
UJVMXMXCD |  | Base Product | Ultra Low Loss ULL LazrSPEED® 550 OM5 MPO(Pinned) to MPO(Pinned) Pre-terminated Trunk Cable, MPO12, 12-Fiber, LSZH, 12 fiber PmP 2.0 mm Dca | CommScope® | SYSTIMAX ULL |  | Fiber trunk cable assembly
UJXMPMXAF |  | Base Product | Ultra Low Loss (ULL) OM4 MPO12 (Unpinned) to MPO12 (Pinned), Fiber Trunk Cable Assembly, 24-Fiber, Low Smoke Zero Halogen (LSZH) | CommScope® | SYSTIMAX ULL |  | Fiber trunk cable assembly
UJVMXMXAG |  | Base Product | Ultra Low Loss (ULL) OM5 MPO12 (Pinned) to MPO12 (Pinned), Fiber Trunk Cable Assembly, 36-Fiber, Low Smoke Zero Halogen (LSZH) | CommScope® | SYSTIMAX ULL |  | Fiber trunk cable assembly
UJX2P2XBK |  | Base Product | Ultra Low Loss (ULL) OM4 MPO24 (Unpinned) to MPO24 (Pinned), Fiber Trunk Cable Assembly, 72-Fiber, Low Smoke Zero Halogen (LSZH) | CommScope® | SYSTIMAX ULL |  | Fiber trunk cable assembly
UJXMXMXAM |  | Base Product | Ultra Low Loss (ULL) OM4 MPO12 (Pinned) to MPO12 (Pinned), Fiber Trunk Cable Assembly, 144-Fiber, Low Smoke Zero Halogen (LSZH) | CommScope® | SYSTIMAX ULL |  | Fiber trunk cable assembly
UJXMPMPCK |  | Base Product | Ultra Low Loss ULL LazrSPEED® 550 MPO(Unpinned) to MPO(Unpinned) Pre-terminated Trunk Cable, MPO12, 72-Fiber, LSZH, 12 fiber PmP 2.0 mm Dca | CommScope® | SYSTIMAX ULL |  | Fiber trunk cable assembly
UJVQXQXQH |  | Base Product | Ultra Low Loss (ULL) OM5 MPO QSFP (Pinned) to MPO QSFP (Pinned), Pre-terminated Cable, MPO8, 48-Fiber, Low Smoke Zero Halogen (LSZH) | CommScope® | SYSTIMAX ULL |  | Fiber trunk cable assembly
UJXMPMXCM |  | Base Product | Ultra Low Loss ULL LazrSPEED® 550 MPO(Unpinned) to MPO(Pinned) Pre-terminated Trunk Cable, MPO12, 144-Fiber, LSZH, 12 fiber PmP 2.0 mm Dca | CommScope® | SYSTIMAX ULL |  | Fiber trunk cable assembly
UJVQXQXQL |  | Base Product | Ultra Low Loss (ULL) OM5, MPO8 QSFP Pinned to MPO8 QSFP Pinned, Fiber Trunk Cable Assembly, 96-Fiber, Low Smoke Zero Halogen | CommScope® | SYSTIMAX ULL |  | Fiber trunk cable assembly
UJXMPMXCG |  | Base Product | Ultra Low Loss ULL LazrSPEED® 550 MPO(Unpinned) to MPO(Pinned) Pre-terminated Trunk Cable, MPO12, 36-Fiber, LSZH, 12 fiber PmP 2.0 mm Dca | CommScope® | SYSTIMAX ULL |  | Fiber trunk cable assembly
UKGMPMPDD |  | Base Product | Ultra Low Loss (ULL) Singlemode, MPO12 Unpinned to MPO12 Unpinned, Fiber Trunk Cable Assembly, 12-Fiber, Low Smoke Zero Halogen/Riser | CommScope® | SYSTIMAX ULL |  | Fiber trunk cable assembly
UJXMXMXAG |  | Base Product | Ultra Low Loss (ULL) OM4 MPO12 (Pinned) to MPO12 (Pinned), Fiber Trunk Cable Assembly, 36-Fiber, Low Smoke Zero Halogen (LSZH) | CommScope® | SYSTIMAX ULL |  | Fiber trunk cable assembly
UJXQXQXBM |  | Base Product | Ultra Low Loss (ULL) OM4 MPO QSFP (Pinned) to MPO QSFP (Pinned), Pre-terminated Trunk Cable, MPO8, 144-Fiber, Low Smoke Zero Halogen (LSZH)/Riser | CommScope® | SYSTIMAX ULL |  | Fiber trunk cable assembly
UKGMPUCDH |  | Base Product | Ultra Low Loss Singlemode MPO12 Unpinned to Unconnectorized 48-Fiber Pre-terminated Trunk Cable, Indoor/Outdoor Armored, Low Smoke Zero Halogen/Riser | CommScope® | SYSTIMAX ULL |  | Fiber trunk cable assembly
UJXMXUCCD |  | Base Product | Ultra Low Loss ULL LazrSPEED® 550 MPO(Pinned) to Unconnectorized Pre-terminated Trunk Cable, MPO12, 12-Fiber, LSZH, 12 fiber PmP 2.0 mm Dca | CommScope® | SYSTIMAX ULL |  | Fiber trunk cable assembly
UKGMXMXDF |  | Base Product | Ultra Low Loss (ULL) Singlemode, MPO12 Pinned to MPO12 Pinned, Fiber Trunk Cable Assembly, 24-Fiber, Indoor/outdoor Armored, Low Smoke Zero Halogen/Riser | CommScope® | SYSTIMAX ULL |  | Fiber trunk cable assembly
UKGMXMXSP |  | Base Product | Ultra Low Loss Singlemode MPO12 Pinned to MPO12 Pinned 288-Fiber Pre-terminated Trunk Cable, Rollable Ribbon Indoor/Outdoor Armored Central Tube, Low Smoke Zero Halogen/Riser | CommScope® | SYSTIMAX ULL |  | Fiber trunk cable assembly
UKGMXUCDK |  | Base Product | Ultra Low Loss Singlemode MPO12 Pinned to Unconnectorized 72-Fiber Pre-terminated Trunk Cable, Indoor/Outdoor Armored, Low Smoke Zero Halogen/Riser | CommScope® | SYSTIMAX ULL |  | Fiber trunk cable assembly
ULGMPLCCG |  | Base Product | Ultra Low Loss ULL TeraSPEED® MPO(Unpinned) to LC/UPC Ruggedized fanout Cable, 36-Fiber, Plenum, 12 fiber PmP 2.0 mm Dca | CommScope® | SYSTIMAX ULL |  | Ruggedized fanout
UJGMXUCRX |  | Base Product | Ultra Low Loss ULL TeraSPEED® MPO (Pinned) to Unconnectorized Pre-terminated Trunk Cable, MPO12, 864-Fiber, LSZH/riser, 12-fiber Rollable Ribbon Central Tube | CommScope® | SYSTIMAX ULL |  | Fiber trunk cable assembly
UHXMXUCAF |  | Base Product | Ultra Low Loss (ULL) Multimode OM4 MPO12 (Pinned) to Unconnectorized, Armored Pre-terminated Trunk Cable, 24-Fiber, Plenum | CommScope® | SYSTIMAX ULL |  | Fiber trunk cable assembly
UHXMXUCAH |  | Base Product | Ultra Low Loss (ULL) Multimode OM4 MPO12 (Pinned) to Unconnectorized, Armored Pre-terminated Trunk Cable, 48-Fiber, Plenum | CommScope® | SYSTIMAX ULL |  | Fiber trunk cable assembly
UHVMXMXAG |  | Base Product | Ultra Low Loss (ULL) Multimode OM5 MPO12 (Pinned) to MPO12 (Pinned), Armored Pre-terminated Trunk Cable, 36-Fiber, Plenum | CommScope® | SYSTIMAX ULL |  | Fiber trunk cable assembly
UKXMXUCAH |  | Base Product | Ultra Low Loss (ULL) Multimode OM4 MPO12 (Pinned) to Unconnectorized, Armored Pre-terminated Trunk Cable, 48-Fiber, Low Smoke Zero Halogen (LSZH) | CommScope® | SYSTIMAX ULL |  | Fiber trunk cable assembly
UKXMXUCAK |  | Base Product | Ultra Low Loss (ULL) Multimode OM4 MPO12 (Pinned) to Unconnectorized, Armored Pre-terminated Trunk Cable, 72-Fiber, Low Smoke Zero Halogen (LSZH) | CommScope® | SYSTIMAX ULL |  | Fiber trunk cable assembly
UKVMXUCAF |  | Base Product | Ultra Low Loss (ULL) Multimode OM5 MPO12 (Pinned) to Unconnectorized, Armored Pre-terminated Trunk Cable, 24-Fiber, Low Smoke Zero Halogen (LSZH) | CommScope® | SYSTIMAX ULL |  | Fiber trunk cable assembly
UKGMXUCAM |  | Base Product | Ultra Low Loss (ULL) Singlemode MPO12 (Pinned) to Unconnectorized, Armored Pre-terminated Trunk Cable, 144-Fiber, Low Smoke Zero Halogen (LSZH) | CommScope® | SYSTIMAX ULL |  | Fiber trunk cable assembly
UKGMPMXAM |  | Base Product | Ultra Low Loss (ULL) Singlemode MPO12 (Unpinned) to MPO12 (Pinned), Armored Pre-terminated Trunk Cable, 144-Fiber, Low Smoke Zero Halogen (LSZH) | CommScope® | SYSTIMAX ULL |  | Fiber trunk cable assembly |  | Discontinued
UKGMXMXAM |  | Base Product | Ultra Low Loss (ULL) Singlemode MPO12 (Pinned) to MPO12 (Pinned), Armored Pre-terminated Trunk Cable, 144-Fiber, Low Smoke Zero Halogen (LSZH) | CommScope® | SYSTIMAX ULL |  | Fiber trunk cable assembly |  | Discontinued
U3GRXRX8H |  | Base Product | Ultra Low Loss (ULL) Singlemode G.657.A2 MPO16 (Pinned) to MPO16 (Pinned), Fiber Trunk Cable Assembly, 48-Fiber, LSZH B2ca | CommScope® | Propel ¦ SYSTIMAX ULL |  | Fiber trunk cable assembly
U3GRXRX8L |  | Base Product | Ultra Low Loss (ULL) Singlemode G.657.A2 MPO16 (Pinned) to MPO16 (Pinned), Fiber Trunk Cable Assembly, 96-Fiber, LSZH B2ca | CommScope® | Propel ¦ SYSTIMAX ULL |  | Fiber trunk cable assembly
UJXRZUC8Q |  | Base Product | Ultra Low Loss (ULL) OM4 MPO16 APC (Pinned) to Unconnectorized, Fiber Trunk Cable Assembly, 128-Fiber, Dual Rated (OFNR/LSZH) | CommScope® | Propel ¦ SYSTIMAX ULL |  | Fiber trunk cable assembly
UJVQZUCTK |  | Base Product | Ultra Low Loss (ULL) OM5 MPO APC (Pinned) to Unconnectorized, Fiber Trunk Cable Assembly, 72-Fiber, Dual Rated (OFNR/LSZH) | CommScope® | Propel ¦ SYSTIMAX ULL |  | Fiber trunk cable assembly
UJXQVUCTN |  | Base Product | Ultra Low Loss (ULL) OM4 MPO APC (Non-Pinned) to Unconnectorized, Fiber Trunk Cable Assembly, 192-Fiber, Dual Rated (OFNR/LSZH) | CommScope® | Propel ¦ SYSTIMAX ULL |  | Fiber trunk cable assembly
UJXRZUC8S |  | Base Product | Ultra Low Loss (ULL) OM4 MPO16 APC (Pinned) to Unconnectorized, Fiber Trunk Cable Assembly, 32-Fiber, Dual Rated (OFNR/LSZH) | CommScope® | Propel ¦ SYSTIMAX ULL |  | Fiber trunk cable assembly
U3XQVQZTN |  | Base Product | Ultra Low Loss (ULL) OM4 MPO8 APC (Non-Pinned) to MPO8 APC (Pinned), Fiber Trunk Cable Assembly, 192-Fiber, LSZH B2ca | CommScope® | Propel ¦ SYSTIMAX ULL |  | Fiber trunk cable assembly
UGXQZUCTH |  | Base Product | Ultra Low Loss (ULL) OM4 MPO8 APC (Pinned) to Unconnectorized, Fiber Trunk Cable Assembly, 48-Fiber, Plenum | CommScope® | Propel ¦ SYSTIMAX ULL |  | Fiber trunk cable assembly
UJXRZUC8U |  | Base Product | Ultra Low Loss (ULL) OM4 MPO16 APC (Pinned) to Unconnectorized, Fiber Trunk Cable Assembly, 64-Fiber, Dual Rated (OFNR/LSZH) | CommScope® | Propel ¦ SYSTIMAX ULL |  | Fiber trunk cable assembly
UGVQVUCTF |  | Base Product | Ultra Low Loss (ULL) OM5 MPO8 APC (Non-Pinned) to Unconnectorized, Fiber Trunk Cable Assembly, 24-Fiber, Plenum | CommScope® | Propel ¦ SYSTIMAX ULL |  | Fiber trunk cable assembly
UGXQZUCTR |  | Base Product | Ultra Low Loss (ULL) OM4 MPO8 APC (Pinned) to Unconnectorized, Fiber Trunk Cable Assembly, 16-Fiber, Plenum | CommScope® | Propel ¦ SYSTIMAX ULL |  | Fiber trunk cable assembly
U3XQVUCTN |  | Base Product | Ultra Low Loss (ULL) OM4 MPO8 APC (Non-Pinned) to Unconnectorized, Fiber Trunk Cable Assembly, 192-Fiber, LSZH B2ca | CommScope® | Propel ¦ SYSTIMAX ULL |  | Fiber trunk cable assembly
U3XRZUC8S |  | Base Product | Ultra Low Loss (ULL) OM4 MPO16 APC (Pinned) to Unconnectorized, Fiber Trunk Cable Assembly, 32-Fiber, LSZH B2ca | CommScope® | Propel ¦ SYSTIMAX ULL |  | Fiber trunk cable assembly
UJVQVQZTM |  | Base Product | Ultra Low Loss (ULL) OM5 MPO APC (Non-Pinned) to MPO APC (Pinned), Fiber Trunk Cable Assembly, 144-Fiber, Dual Rated (OFNR/LSZH) | CommScope® | Propel ¦ SYSTIMAX ULL |  | Fiber trunk cable assembly
URVQVUCF8 |  | Base Product | Ultra Low Loss (ULL) OM5 MPO APC (Non-Pinned) to Unconnectorized, Fiber Trunk Cable Assembly, 8-Fiber, Dual Rated (OFNR/LSZH) | CommScope® | Propel ¦ SYSTIMAX ULL |  | Fiber array cable assembly
UGXQVQZTH |  | Base Product | Ultra Low Loss (ULL) OM4 MPO8 APC (Non-Pinned) to MPO8 APC (Pinned), Fiber Trunk Cable Assembly, 48-Fiber, Plenum | CommScope® | Propel ¦ SYSTIMAX ULL |  | Fiber trunk cable assembly
U3VQVQZT8 |  | Base Product | Ultra Low Loss (ULL) OM5 MPO8 APC (Non-Pinned) to MPO8 APC (Pinned), Fiber Trunk Cable Assembly, 8-Fiber, LSZH B2ca | CommScope® | Propel ¦ SYSTIMAX ULL |  | Fiber trunk cable assembly
UGGRXRX8M |  | Base Product | Ultra Low Loss (ULL) Singlemode G.657.A2 MPO16 (Pinned) to MPO16 (Pinned), Fiber Trunk Cable Assembly, 144-Fiber, Plenum | CommScope® | Propel ¦ SYSTIMAX ULL |  | Fiber trunk cable assembly
UGXQVQZTL |  | Base Product | Ultra Low Loss (ULL) OM4 MPO8 APC (Non-Pinned) to MPO8 APC (Pinned), Fiber Trunk Cable Assembly, 96-Fiber, Plenum | CommScope® | Propel ¦ SYSTIMAX ULL |  | Fiber trunk cable assembly
UJXQZUCT8 |  | Base Product | Ultra Low Loss (ULL) OM4 MPO APC (Pinned) to Unconnectorized, Fiber Trunk Cable Assembly, 8-Fiber, Dual Rated (OFNR/LSZH) | CommScope® | Propel ¦ SYSTIMAX ULL |  | Fiber trunk cable assembly
UGVQZQZTN |  | Base Product | Ultra Low Loss (ULL) OM5 MPO8 APC (Pinned) to MPO8 APC (Pinned), Fiber Trunk Cable Assembly, 192-Fiber, Plenum | CommScope® | Propel ¦ SYSTIMAX ULL |  | Fiber trunk cable assembly
UGGRXRX8Q |  | Base Product | Ultra Low Loss (ULL) Singlemode G.657.A2 MPO16 (Pinned) to MPO16 (Pinned), Fiber Trunk Cable Assembly, 128-Fiber, Plenum | CommScope® | Propel ¦ SYSTIMAX ULL |  | Fiber trunk cable assembly
U3VRZRZ8R |  | Base Product | Ultra Low Loss (ULL) OM5 MPO16 APC (Pinned) to MPO16 APC (Pinned), Fiber Trunk Cable Assembly, 16-Fiber, LSZH B2ca | CommScope® | Propel ¦ SYSTIMAX ULL |  | Fiber trunk cable assembly
UQVQZLUF8 |  | Base Product | Ultra Low Loss (ULL) OM5 MPO APC (Pinned) to LC/UPC Uniboot, Fiber Array Cable Assembly, 8-Fiber, Plenum | CommScope® | Propel ¦ SYSTIMAX ULL |  | Fiber array cable assembly
UGXQVQZTS |  | Base Product | Ultra Low Loss (ULL) OM4 MPO8 APC (Non-Pinned) to MPO8 APC (Pinned), Fiber Trunk Cable Assembly, 32-Fiber, Plenum | CommScope® | Propel ¦ SYSTIMAX ULL |  | Fiber trunk cable assembly
UJVRZUC8S |  | Base Product | Ultra Low Loss (ULL) OM5 MPO16 (Pinned) to Unconnectorized, Fiber Trunk Cable Assembly, 32-Fiber, Dual Rated (OFNR/LSZH) | CommScope® | Propel ¦ SYSTIMAX ULL |  | Fiber trunk cable assembly
U3VRZRZ8S |  | Base Product | Ultra Low Loss (ULL) OM5 MPO16 APC (Pinned) to MPO16 APC (Pinned), Fiber Trunk Cable Assembly, 32-Fiber, LSZH B2ca | CommScope® | Propel ¦ SYSTIMAX ULL |  | Fiber trunk cable assembly
URVRVUC7R |  | Base Product | Ultra Low Loss (ULL) OM5 MPO16 APC (Non-Pinned) to Unconnectorized, Fiber Array Cable Assembly, 16-Fiber, Dual Rated (OFNR/LSZH) | CommScope® | Propel ¦ SYSTIMAX ULL |  | Fiber array cable assembly
U3VRZUC8H |  | Base Product | Ultra Low Loss (ULL) OM5 MPO16 APC (Pinned) to Unconnectorized, Fiber Trunk Cable Assembly, 48-Fiber, LSZH B2ca | CommScope® | Propel ¦ SYSTIMAX ULL |  | Fiber trunk cable assembly
UQVQZUCF8 |  | Base Product | Ultra Low Loss (ULL) OM5 MPO APC (Pinned) to Unconnectorized, Fiber Trunk Cable Assembly, 8-Fiber, Plenum | CommScope® | Propel ¦ SYSTIMAX ULL |  | Fiber array cable assembly
URVRZRZ7R |  | Base Product | Ultra Low Loss (ULL) OM5 MPO16 APC (Pinned) to MPO16 APC (Pinned), Fiber Array Cable Assembly, 16-Fiber, Dual Rated (OFNR/LSZH) | CommScope® | Propel ¦ SYSTIMAX ULL |  | Fiber array cable assembly
UJXQVQZTH |  | Base Product | Ultra Low Loss (ULL) OM4 MPO8 APC (Non-Pinned) to MPO8 APC (Pinned), Fiber Trunk Cable Assembly, 48-Fiber, Dual Rated (OFNR/LSZH) | CommScope® | Propel ¦ SYSTIMAX ULL |  | Fiber trunk cable assembly
UJXQZUCTS |  | Base Product | Ultra Low Loss (ULL) OM4 MPO APC (Pinned) to Unconnectorized, Fiber Trunk Cable Assembly, 32-Fiber, Dual Rated (OFNR/LSZH) | CommScope® | Propel ¦ SYSTIMAX ULL |  | Fiber trunk cable assembly
U3VRZUC8M |  | Base Product | Ultra Low Loss (ULL) OM5 MPO16 APC (Pinned) to Unconnectorized, Fiber Trunk Cable Assembly, 144-Fiber, LSZH B2ca | CommScope® | Propel ¦ SYSTIMAX ULL |  | Fiber trunk cable assembly
UGGRXUC8H |  | Base Product | Ultra Low Loss (ULL) Singlemode G.657.A2 MPO16 (Pinned) to Unconnectorized, Fiber Trunk Cable Assembly, 48-Fiber, Plenum | CommScope® | Propel ¦ SYSTIMAX ULL |  | Fiber trunk cable assembly
UGGRXUC8L |  | Base Product | Ultra Low Loss (ULL) Singlemode G.657.A2 MPO16 (Pinned) to Unconnectorized, Fiber Trunk Cable Assembly, 96-Fiber, Plenum | CommScope® | Propel ¦ SYSTIMAX ULL |  | Fiber trunk cable assembly
U3VQVUCTF |  | Base Product | Ultra Low Loss (ULL) OM5 MPO8 APC (Non-Pinned) to Unconnectorized, Fiber Trunk Cable Assembly, 24-Fiber, LSZH B2ca | CommScope® | Propel ¦ SYSTIMAX ULL |  | Fiber trunk cable assembly
UGXQZQZTH |  | Base Product | Ultra Low Loss (ULL) OM4 MPO8 APC (Pinned) to MPO8 APC (Pinned), Fiber Trunk Cable Assembly, 48-Fiber, Plenum | CommScope® | Propel ¦ SYSTIMAX ULL |  | Fiber trunk cable assembly
U3XQZUCTR |  | Base Product | Ultra Low Loss (ULL) OM4 MPO8 APC (Pinned) to Unconnectorized, Fiber Trunk Cable Assembly, 16-Fiber, LSZH B2ca | CommScope® | Propel ¦ SYSTIMAX ULL |  | Fiber trunk cable assembly
UJXRZRZ8S |  | Base Product | Ultra Low Loss (ULL) OM4 MPO16 APC (Pinned) to MPO16 APC (Pinned), Fiber Trunk Cable Assembly, 32-Fiber, Dual Rated (OFNR/LSZH) | CommScope® | Propel ¦ SYSTIMAX ULL |  | Fiber trunk cable assembly
URXRZRZ7R |  | Base Product | Ultra Low Loss (ULL) OM4 MPO16 APC (Pinned) to MPO16 APC (Pinned), Fiber Array Cable Assembly, 16-Fiber, Dual Rated (OFNR/LSZH) | CommScope® | Propel ¦ SYSTIMAX ULL |  | Fiber array cable assembly
FQWMQLCGD |  | Base Product | Singlemode MPO (Equipment) to LC/UPC, InstaPATCH® 360 Array Cord, 12-Fiber, Plenum | CommScope® | SYSTIMAX InstaPATCH® 360 |  | Fiber array cable assembly
FQXMPLCGD |  | Base Product | OM4 MPO (Unpinned) to LC/UPC, InstaPATCH® 360 Array Cord, 12-Fiber, Plenum | CommScope® | SYSTIMAX InstaPATCH® 360 |  | Fiber array cable assembly
FQXMXLCGD |  | Base Product | OM4 MPO (Pinned) to LC/UPC, InstaPATCH® 360 Array Cord, 12-Fiber, Plenum | CommScope® | SYSTIMAX InstaPATCH® 360 |  | Fiber array cable assembly
FQWMQMXGD |  | Base Product | Singlemode MPO (Equipment) to MPO (Pinned), InstaPATCH® 360 Array Cord, 12-Fiber, Plenum | CommScope® | SYSTIMAX InstaPATCH® 360 |  | Fiber array cable assembly
UDGLCUC21 |  | Base Product | Ultra Low Loss (ULL) Singlemode LC/UPC to Unconnectorized, 1.6 mm Simplex Fiber Pigtail, Plenum | CommScope® | SYSTIMAX ULL | UDG | Fiber pigtail ¦ jacketed
UFXLCUC42 |  | Base Product | Ultra Low Loss (ULL) OM4 LC/UPC to Unconnectorized, 1.6 mm Duplex Fiber Pigtail, Low Smoke Zero Halogen (LSZH) | CommScope® | SYSTIMAX ULL | UFX | Fiber pigtail ¦ jacketed
ACGLFUCNC |  | Base Product | Singlemode LC/UPC to Stub, Fiber Pigtail 0.6 mm, 12-Fiber, Low Smoke Zero Halogen | CommScope® |  | ACG | Fiber pigtail ¦ unjacketed
ACGSFUCN1 |  | Base Product | Singlemode SC/UPC to Stub, Fiber Pigtail, Simplex 0.6 mm, Low Smoke Zero Halogen | CommScope® |  | ACG | Fiber pigtail ¦ unjacketed
FAWL4UC0C |  | Base Product | Singlemode LC/UPC Keyed Green to Unconnectorized, Fiber Pigtail, 0.9 mm Tight Buffer, 12-Fiber Kit Blue - Aqua (1-12) | CommScope® | SYSTIMAX InstaPATCH® 360 | FAW | Fiber pigtail ¦ unjacketed
FAXLCUC0B |  | Base Product | OM4 LC/UPC to Unconnectorized, Fiber Pigtail, 0.9 mm Tight Buffer, 6-Fiber Kit Red - Aqua (7-12) | CommScope® | SYSTIMAX InstaPATCH® 360 | FAX | Fiber pigtail ¦ unjacketed
FAWSAUC0B |  | Base Product | Singlemode SC APC to Unconnectorized, Fiber Pigtail, 0.9 mm Tight Buffer, 6-Fiber Kit Red - Aqua (7-12) | CommScope® | SYSTIMAX InstaPATCH® 360 | FAW | Fiber pigtail ¦ unjacketed
FAXL3UC0C |  | Base Product | OM4 LC/UPC Keyed Blue to Unconnectorized, Fiber Pigtail, 0.9 mm Tight Buffer, 12-Fiber Kit Blue - Aqua (1-12) | CommScope® | SYSTIMAX InstaPATCH® 360 | FAX | Fiber pigtail ¦ unjacketed
FBXL2UC11 |  | Base Product | OM4 LC/UPC Keyed Yellow to Unconnectorized, Fiber Pigtail Simplex, 0.9 mm SBJ | CommScope® | SYSTIMAX InstaPATCH® 360 | FBX | Fiber pigtail ¦ unjacketed
FBXL3UC11 |  | Base Product | OM4 LC/UPC Keyed Blue to Unconnectorized, Fiber Pigtail Simplex, 0.9 mm SBJ | CommScope® | SYSTIMAX InstaPATCH® 360 | FBX | Fiber pigtail ¦ unjacketed
EH0194-002 | OCP-S2-15DASEN-XX-(12)-AP | Variant of OCP | Fiber Optic Pigtail, 12 color kit, Singlemode, SC/APC to Stub, 0.9 mm diameter, 1.5 m |  |  | OCP | Fiber pigtail ¦ jacketed
1920569-2 | OCP-S5-02MDSEN-XX | Variant of OCP | Fiber Optic Pigtail, Simplex, Singlemode, SC/UPC to Stub, yellow, 2 m |  |  | OCP | Fiber pigtail ¦ jacketed |  | Discontinued
UAXLCUC0C |  | Base Product | Ultra Low Loss (ULL) LazrSPEED® 550 LC/UPC to Unconnectorized, Fiber Pigtail, 0.9 mm Tight Buffer, 12-fiber Kit, Blue - Aqua (1-12) | CommScope® | SYSTIMAX ULL | UAX | Fiber pigtail ¦ unjacketed
UBWLCUC11 |  | Base Product | TeraSPEED® LC/UPC to Unconnectorized, Fiber Pigtail, 0.9 mm SBJ | CommScope® | SYSTIMAX InstaPATCH® 360 | UBW | Fiber pigtail ¦ unjacketed
760243059 | OCP-SH-02MASEN-XX-(12COL) | Variant of OCP | Fiber Optic Pigtail, Simplex, Singlemode, SC/APC to Stub, 0.9 mm diameter, multicolor, 2 m |  |  | OCP | Fiber pigtail ¦ multi-fiber
FPCC-7KYP |  | Variant of FPCC | Fiber Optic Patch Cord, duplex, singlemode, 1.2 mm OFNP jacket, SC/UPC-LC/UPC, yellow |  |  | FPCC | Fiber patch cord ¦ duplex
1-1920606-5 | OCJ-L1-15MASHA-L1 | Variant of OCJ | Fiber Optic Patch Cord, Duplex, Singlemode, LC/UPC to LC/UPC, yellow, 15 m |  |  | OCJ | Fiber patch cord ¦ duplex
1-2055554-0 | OCJ-S3-10MASIA-S3 | Variant of OCJ | Fiber Optic Patch Cord, Simplex, Singlemode, SC/APC to SC/APC 9°, yellow, 10 m |  |  | OCJ | Fiber patch cord ¦ simplex
1446725 | FPC2Y-SPSC/DLC-P-1.3M | Variant of FPC2Y | Fiber Optic Patch Cord, Duplex, Singlemode, SC/UPC to LC/UPC, yellow, 1.3 m |  |  | FPC2Y | Fiber patch cord ¦ duplex
1442845 | FPCDY-SPSC/PLC-P-8M | Variant of FPCDY | Fiber Optic Patch Cord, Simplex, Singlemode, SC/UPC to LC/UPC, yellow, 8 m |  |  | FPCDY | Fiber patch cord ¦ simplex
1458507 | FPC2Y-SPSC/PLC-P-4M | Variant of FPC2Y | Fiber Optic Patch Cord, Duplex, Singlemode, SC/UPC to LC/UPC, yellow, 4 m |  |  | FPC2Y | Fiber patch cord ¦ duplex
1463394 | FPCDY-SPSC/PLC-P-3M | Variant of FPCDY | Fiber Optic Patch Cord, Simplex, Singlemode, SC/UPC to LC/UPC, yellow, 3 m |  |  | FPCDY | Fiber patch cord ¦ simplex
1460477 | FPC2Y-SPSC/PLC-P-10M | Variant of FPC2Y | Fiber Optic Patch Cord, Duplex, Singlemode, SC/UPC to LC/UPC, yellow, 10 m |  |  | FPC2Y | Fiber patch cord ¦ duplex
1464087 | FPC2Y-SPSC/PLC-P-12M | Variant of FPC2Y | Fiber Optic Patch Cord, Duplex, Singlemode, SC/UPC to LC/UPC, yellow, 12 m |  |  | FPC2Y | Fiber patch cord ¦ duplex
1473134 | FPC2Y-SPSC/DLC-P-1.7M | Variant of FPC2Y | Fiber Optic Patch Cord, Duplex, Singlemode, SC/UPC to LC/UPC, yellow, 1.7 m |  |  | FPC2Y | Fiber patch cord ¦ duplex
1661657 | FPCDY-SPSC/PLC-P-12M | Variant of FPCDY | Fiber Optic Patch Cord, Simplex, Singlemode, SC/UPC to LC/UPC, yellow, 12 m |  |  | FPCDY | Fiber patch cord ¦ simplex
1662263 | FPC2Y-APSC/DLC-P-2.6M | Variant of FPC2Y | Fiber Optic Patch Cord, Duplex, Singlemode, SC/APC to LC/UPC, yellow, 2.6 m |  |  | FPC2Y | Fiber patch cord ¦ duplex
FPCDY-SPSC-P-8M |  | Variant of FPCDY | Fiber Optic Patch Cord, Simplex, Singlemode, SC/UPC to SC/UPC, yellow, 8 m |  |  | FPCDY | Fiber patch cord ¦ simplex
FPCF-SPSC/PLC-S-1M |  | Variant of FPCF | Fiber Optic Patch Cord, Simplex, Singlemode, SC/UPC to LC/UPC, yellow, 1 m |  |  | FPCF | Fiber patch cord ¦ simplex
FPCFW-SPSC-P-2F |  | Variant of FPCFW | Fiber Optic Patch Cord, Simplex, Singlemode, SC/UPC to SC/UPC, blue, 2 ft |  |  | FPCFW | Fiber patch cord ¦ simplex
FPCFY-APSC-P-3M |  | Variant of FPCFY | Fiber Optic Patch Cord, Simplex, Singlemode, SC/APC to SC/APC, yellow, 3 m |  |  | FPCFY | Fiber patch cord ¦ simplex
FPCFY-SPSC-P-1M |  | Variant of FPCFY | Fiber Optic Patch Cord, Simplex, Singlemode, SC/UPC to SC/UPC, yellow, 1 m |  |  | FPCFY | Fiber patch cord ¦ simplex
FPCFY-SPSC-P-3M |  | Variant of FPCFY | Fiber Optic Patch Cord, Simplex, Singlemode, SC/UPC to SC/UPC, yellow, 3 m |  |  | FPCFY | Fiber patch cord ¦ simplex
FPCM-APSC-5M |  | Variant of FPCM | Fiber Optic Patch Cord, Simplex, Singlemode, SC/APC to SC/APC, yellow, 5 m |  |  | FPCM | Fiber patch cord ¦ simplex
FPCMY-APSC-P-1M |  | Variant of FPCMY | Fiber Optic Patch Cord, Simplex, Singlemode, SC/APC to SC/APC, yellow, 1 m |  |  | FPCMY | Fiber patch cord ¦ simplex
FPCMY-APSC-P-9M |  | Variant of FPCMY | Fiber Optic Patch Cord, Simplex, Singlemode, SC/APC to SC/APC, yellow, 9 m |  |  | FPCMY | Fiber patch cord ¦ simplex
FPCMY-SPLC-P-4M |  | Variant of FPCMY | Fiber Optic Patch Cord, Simplex, Singlemode, LC/UPC to LC/UPC, yellow, 4 m |  |  | FPCMY | Fiber patch cord ¦ simplex
FPCMY-SPSC-P-1M |  | Variant of FPCMY | Fiber Optic Patch Cord, Simplex, Singlemode, SC/UPC to SC/UPC, yellow, 1 m |  |  | FPCMY | Fiber patch cord ¦ simplex
UDXLULUK2 |  | Base Product | Ultra Low Loss OM4, LC/UPC Uniboot to LC/UPC Uniboot, 1.5 mm Duplex Fiber Patch Cord, Plenum | CommScope® | SYSTIMAX ULL | UDX | Fiber patch cord ¦ duplex
UDVLULU62 |  | Base Product | Ultra Low Loss OM5, LC/UPC Uniboot to LC/UPC Uniboot, 2.0 mm Duplex Fiber Patch Cord, Plenum | CommScope® | SYSTIMAX ULL | UDV | Fiber patch cord ¦ duplex
UFGLULUK2 |  | Base Product | Ultra Low Loss Singlemode, LC/UPC Uniboot to LC/UPC Uniboot, 1.5 mm Duplex Fiber Patch Cord, Low Smoke Zero Halogen/Riser | CommScope® | SYSTIMAX ULL | UFG | Fiber patch cord ¦ duplex
UDXLULU62 |  | Base Product | Ultra Low Loss OM4, LC/UPC Uniboot to LC/UPC Uniboot, 2.0 mm Duplex Fiber Patch Cord, Plenum | CommScope® | SYSTIMAX ULL | UDX | Fiber patch cord ¦ duplex
AFGLFLFM2 |  | Base Product | Fiber Patch Cord, Singlemode G.657.A2, Grade B, LC/UPC to LC/UPC, Duplex, 1.6 mm LSZH jacket | CommScope® |  | AFG | Fiber patch cord ¦ duplex
AFGLFLGL1 |  | Base Product | Fiber Patch Cord, Singlemode G.657.A2, Grade B, LC/UPC to LC/APC, Simplex, 1.6 mm LSZH jacket | CommScope® |  | AFG | Fiber patch cord ¦ simplex
UJG2PMERP |  | Base Product | Ultra Low Loss (ULL) Singlemode MPO24 (Unpinned) to MPO12 (Unpinned) Pre-terminated Trunk Cable, 288-Fiber, 12-fiber Rollable Ribbon Central Tube, Low Smoke Zero Halogen (LSZH)/Riser | CommScope® | SYSTIMAX ULL |  | Fiber trunk cable assembly
UJXQVUCTH |  | Base Product | Ultra Low Loss (ULL) OM4 MPO APC (Non-Pinned) to Unconnectorized, Fiber Trunk Cable Assembly, 48-Fiber, Dual Rated (OFNR/LSZH) | CommScope® | Propel ¦ SYSTIMAX ULL |  | Fiber trunk cable assembly
UJGRXUC8L |  | Base Product | Ultra Low Loss (ULL) Singlemode G.657.A2 MPO16 (Pinned) to Unconnectorized, Fiber Trunk Cable Assembly, 96-Fiber, Dual Rated (OFNR/LSZH) | CommScope® | Propel ¦ SYSTIMAX ULL |  | Fiber trunk cable assembly
UGVRZRZ8R |  | Base Product | Ultra Low Loss (ULL) OM5 MPO16 APC (Pinned) to MPO16 APC (Pinned), Fiber Trunk Cable Assembly, 16-Fiber, Plenum | CommScope® | Propel ¦ SYSTIMAX ULL |  | Fiber trunk cable assembly
UJXQVQZTM |  | Base Product | Ultra Low Loss (ULL) OM4 MPO APC (Pinned) to MPO APC (unPinned), Fiber Trunk Cable Assembly, 144-Fiber, Dual Rated (OFNR/LSZH) | CommScope® | Propel ¦ SYSTIMAX ULL |  | Fiber trunk cable assembly
U3VQVUCTH |  | Base Product | Ultra Low Loss (ULL) OM5 MPO8 APC (Non-Pinned) to Unconnectorized, Fiber Trunk Cable Assembly, 48-Fiber, LSZH B2ca | CommScope® | Propel ¦ SYSTIMAX ULL |  | Fiber trunk cable assembly
URXQVQZF8 |  | Base Product | Ultra Low Loss (ULL) OM4 MPO8 APC (Non-Pinned) to MPO8 APC (Pinned), Fiber Trunk Cable Assembly, 8-Fiber, Dual Rated (OFNR/LSZH) | CommScope® | Propel ¦ SYSTIMAX ULL |  | Fiber array cable assembly
U3VRZUC8U |  | Base Product | Ultra Low Loss (ULL) OM5 MPO16 APC (Pinned) to Unconnectorized, Fiber Trunk Cable Assembly, 64-Fiber, LSZH B2ca | CommScope® | Propel ¦ SYSTIMAX ULL |  | Fiber trunk cable assembly
UGXRZUC8Q |  | Base Product | Ultra Low Loss (ULL) OM4 MPO16 APC (Pinned) to Unconnectorized, Fiber Trunk Cable Assembly, 128-Fiber, Plenum | CommScope® | Propel ¦ SYSTIMAX ULL |  | Fiber trunk cable assembly
UJXQVQZTU |  | Base Product | Ultra Low Loss (ULL) OM4 MPO APC (Pinned) to MPO APC (unPinned), Fiber Trunk Cable Assembly, 64-Fiber, Dual Rated (OFNR/LSZH) | CommScope® | Propel ¦ SYSTIMAX ULL |  | Fiber trunk cable assembly
U3XQZUCTS |  | Base Product | Ultra Low Loss (ULL) OM4 MPO8 APC (Pinned) to Unconnectorized, Fiber Trunk Cable Assembly, 32-Fiber, LSZH B2ca | CommScope® | Propel ¦ SYSTIMAX ULL |  | Fiber trunk cable assembly
URXRZUC7R |  | Base Product | Ultra Low Loss (ULL) OM4 MPO16 APC (Pinned) to Unconnectorized, Fiber Array Cable Assembly, 16-Fiber, Dual Rated (OFNR/LSZH) | CommScope® | Propel ¦ SYSTIMAX ULL |  | Fiber array cable assembly
UJGRXRX8L |  | Base Product | Ultra Low Loss (ULL) Singlemode G.657.A2 MPO16 (Pinned) to MPO16 (Pinned), Fiber Trunk Cable Assembly, 96-Fiber, Dual Rated (OFNR/LSZH) | CommScope® | Propel ¦ SYSTIMAX ULL |  | Fiber trunk cable assembly
UJVQZQZTR |  | Base Product | Ultra Low Loss (ULL) OM5 MPO APC (Pinned) to MPO APC (Pinned), Fiber Trunk Cable Assembly, 16-Fiber, Dual Rated (OFNR/LSZH) | CommScope® | Propel ¦ SYSTIMAX ULL |  | Fiber trunk cable assembly
UGVQVQZTM |  | Base Product | Ultra Low Loss (ULL) OM5 MPO8 APC (Non-Pinned) to MPO8 APC (Pinned), Fiber Trunk Cable Assembly, 144-Fiber, Plenum | CommScope® | Propel ¦ SYSTIMAX ULL |  | Fiber trunk cable assembly
UQV2EMXAH |  | Base Product | Ultra Low Loss (ULL) OM5, 3X4, MPO24 (Non-Pinned - QSFP) to MPO12 (Pinned), 48-Fiber, Conversion Array,Plenum | CommScope® | Propel ¦ SYSTIMAX ULL |  | Fiber conversion array cable assembly
URVRZQP7R |  | Base Product | Ultra Low Loss (ULL) OM5, 1X2, MPO16 Multimode APC (Pinned) to MPO8 (Non-Pinned), 16-Fiber, Conversion Array, LSZH | CommScope® | Propel ¦ SYSTIMAX ULL |  | Fiber conversion array cable assembly
UQG2DQP7R |  | Base Product | Ultra Low Loss (ULL) Singlemode G.657.A2, 1X2, MPO24 (Non-Pinned - QSFP-DD) to MPO8 (Non-Pinned), 16-Fiber, Conversion Array, Plenum | CommScope® | Propel ¦ SYSTIMAX ULL |  | Fiber conversion array cable assembly
URG2X2DBH |  | Base Product | Ultra Low Loss (ULL) Singlemode G.657.A2, 2X3, MPO24 (Pinned) to MPO24 (Non-Pinned-QSFP-DD), 48-Fiber, Conversion Array, LSZH | CommScope® | Propel ¦ SYSTIMAX ULL |  | Fiber conversion array cable assembly
URV2EMPAH |  | Base Product | Ultra Low Loss (ULL) OM5, 3X4, MPO24 (Non-Pinned - QSFP) to MPO12 (Non-Pinned), 48-Fiber, Conversion Array, LSZH | CommScope® | Propel ¦ SYSTIMAX ULL |  | Fiber conversion array cable assembly
URX2XRVBH |  | Base Product | Ultra Low Loss (ULL) OM4, 2X3, MPO24 (Pinned) to MPO16 Multimode APC (Non-Pinned), 48-Fiber, Conversion Array, LSZH | CommScope® | Propel ¦ SYSTIMAX ULL |  | Fiber conversion array cable assembly
URG2DMXAH |  | Base Product | Ultra Low Loss (ULL) Singlemode G.657.A2, 3X4, MPO24 (Non-Pinned - QSFP-DD) to MPO12 (Pinned), 48-Fiber, Conversion Array, LSZH | CommScope® | Propel ¦ SYSTIMAX ULL |  | Fiber conversion array cable assembly
URG2DQP7R |  | Base Product | Ultra Low Loss (ULL) Singlemode G.657.A2, 1X2, MPO24 (Non-Pinned - QSFP-DD) to MPO8 (Non-Pinned), 16-Fiber, Conversion Array, LSZH | CommScope® | Propel ¦ SYSTIMAX ULL |  | Fiber conversion array cable assembly
URVRVMXAH |  | Base Product | Ultra Low Loss (ULL) OM5, 3X4, MPO16 Multimode APC (Non-Pinned) to MPO12 (Pinned), 48-Fiber, Conversion Array, Plenum | CommScope® | Propel ¦ SYSTIMAX ULL |  | Fiber conversion array cable assembly
URG2EMPAH |  | Base Product | Ultra Low Loss (ULL) Singlemode G.657.A2, 3X4, MPO24 (Non-Pinned - QSFP) to MPO12 (Non-Pinned), 48-Fiber, Conversion Array, LSZH | CommScope® | Propel ¦ SYSTIMAX ULL |  | Fiber conversion array cable assembly
UQVRVQV7R |  | Base Product | Ultra Low Loss (ULL) OM5, 1X2, MPO16 Multimode APC (Non-Pinned) to MPO8 Multimode APC (Non-Pinned), 16-Fiber, Conversion Array, Plenum | CommScope® | Propel ¦ SYSTIMAX ULL |  | Fiber conversion array cable assembly
URV2P2EBH |  | Base Product | Ultra Low Loss (ULL) OM5 , 2X3, MPO24 (Non-Pinned) to MPO24 (Non-Pinned-QSFP), 48-Fiber, Conversion Array, LSZH | CommScope® | Propel ¦ SYSTIMAX ULL |  | Fiber conversion array cable assembly
URX2P2EBH |  | Base Product | Ultra Low Loss (ULL) OM4 , 2X3, MPO24 (Non-Pinned) to MPO24 (Non-Pinned-QSFP), 48-Fiber, Conversion Array, LSZH | CommScope® | Propel ¦ SYSTIMAX ULL |  | Fiber conversion array cable assembly
UQX2DMPAH |  | Base Product | Ultra Low Loss (ULL) OM4, 3X4, MPO24 (Non-Pinned - QSFP-DD) to MPO12 (Non-Pinned), 48-Fiber, Conversion Array, Plenum | CommScope® | Propel ¦ SYSTIMAX ULL |  | Fiber conversion array cable assembly
UJGQXQXTL |  | Base Product | Ultra Low Loss (ULL) Singlemode MPO8 (Pinned) to MPO8 (Pinned), Fiber Trunk Cable Assembly, 96-Fiber, Dual Rated (OFNR/LSZH) | CommScope® | Propel ¦ SYSTIMAX ULL |  | Fiber trunk cable assembly
UGVQXUCTS |  | Base Product | Ultra Low Loss (ULL) OM5 MPO8 (Pinned) to unconnectorized, Fiber Trunk Cable Assembly,32-Fiber, Plenum | CommScope® | Propel ¦ SYSTIMAX ULL |  | Fiber trunk cable assembly
UQGQXLUF8 |  | Base Product | Ultra Low Loss (ULL) Singlemode MPO8 (Pinned) to LC/UPC Uniboot, Fiber Array Cable Assembly, 8-Fiber, Plenum | CommScope® | Propel ¦ SYSTIMAX ULL |  | Fiber array cable assembly
FPCRD-SPLC-P-2.3M |  | Variant of FPCRD | Fiber Optic Patch Cord, Duplex, Singlemode, LC/UPC to LC/UPC, 2.3 m |  |  | FPCRD | Fiber patch cord ¦ duplex
AJGMPMXCL |  | Base Product | Ultra Low Loss ULL TeraSPEED® MPO(Unpinned) to MPO(Pinned) Pre-terminated Trunk Cable, MPO12, 96-Fiber, LSZH, 12 fiber PmP 2.0 mm Dca, Method A | CommScope® |  |  | Fiber trunk cable assembly
AGXMXMXCM |  | Base Product | Ultra Low Loss ULL LazrSPEED® 550 MPO(Pinned) to MPO(Pinned) Pre-terminated Trunk Cable, MPO12, 144-Fiber, Plenum, 12 fiber PmP 2.0 mm Dca, Method A | CommScope® |  |  | Fiber trunk cable assembly
AJGMXMPAD |  | Base Product | Singlemode MPO-12 (Pinned) to MPO-12 (Unpinned), Pre-terminated Trunk Cable, 12-Fiber, LSZH, Method A | CommScope® |  |  | Fiber trunk cable assembly
AJX2X2PBL |  | Base Product | OM4 MPO24 (Pinned) to MPO24 (Unpinned), Fiber Trunk Cable Assembly, 96-Fiber, Method A, Low Smoke Zero Halogen | CommScope® |  |  | Fiber trunk cable assembly
AJX2P2PBF |  | Base Product | OM4 MPO24 (Unpinned) to MPO24 (Unpinned), Fiber Trunk Cable Assembly, 24-Fiber, Method A, Low Smoke Zero Halogen | CommScope® |  |  | Fiber trunk cable assembly
F3WMPMPAG |  | Base Product | Singlemode MPO (Unpinned) to MPO (Unpinned), InstaPATCH® 360 Pre-terminated Trunk Cable, 36-Fiber, Low Smoke Zero Halogen B2ca | CommScope® | SYSTIMAX InstaPATCH® 360 |  | Fiber trunk cable assembly |  | Discontinued
F3WMPMPAK |  | Base Product | Singlemode MPO (Unpinned) to MPO (Unpinned), InstaPATCH® 360 Pre-terminated Trunk Cable, 72-Fiber, Low Smoke Zero Halogen B2ca | CommScope® | SYSTIMAX InstaPATCH® 360 |  | Fiber trunk cable assembly |  | Discontinued
F3ZMPMPAG |  | Base Product | OM3 MPO (Unpinned) to MPO (Unpinned), InstaPATCH® 360 Pre-terminated Trunk Cable, 36-Fiber, Low Smoke Zero Halogen B2ca | CommScope® | SYSTIMAX InstaPATCH® 360 |  | Fiber trunk cable assembly |  | Discontinued
F3XMPMXAG |  | Base Product | OM4 MPO (Unpinned) to MPO (Pinned), InstaPATCH® 360 Pre-terminated Trunk Cable, 36-Fiber, Low Smoke Zero Halogen B2ca | CommScope® | SYSTIMAX InstaPATCH® 360 |  | Fiber trunk cable assembly |  | Discontinued
F3ZMPMXAM |  | Base Product | OM3 MPO (Unpinned) to MPO (Pinned), InstaPATCH® 360 Pre-terminated Trunk Cable, 144-Fiber, Low Smoke Zero Halogen B2ca | CommScope® | SYSTIMAX InstaPATCH® 360 |  | Fiber trunk cable assembly |  | Discontinued
F4WMPLCAD |  | Base Product | Singlemode MPO (Unpinned) to LC/UPC, InstaPATCH® 360 Ruggedized Fanout Cable, 12-Fiber, Low Smoke Zero Halogen B2ca | CommScope® | SYSTIMAX InstaPATCH® 360 |  | Ruggedized fanout |  | Discontinued
F4WMPLCAK |  | Base Product | Singlemode MPO (Unpinned) to LC/UPC, InstaPATCH® 360 Ruggedized Fanout Cable, 72-Fiber, Low Smoke Zero Halogen B2ca | CommScope® | SYSTIMAX InstaPATCH® 360 |  | Ruggedized fanout |  | Discontinued
F4XMPLCAG |  | Base Product | OM4 MPO (Unpinned) to LC/UPC, InstaPATCH® 360 Ruggedized Fanout Cable, 36-Fiber, Low Smoke Zero Halogen B2ca | CommScope® | SYSTIMAX InstaPATCH® 360 |  | Ruggedized fanout |  | Discontinued
F4ZMPLCAD |  | Base Product | OM3 MPO (Unpinned) to LC/UPC, InstaPATCH® 360 Ruggedized Fanout Cable, 12-Fiber, Low Smoke Zero Halogen B2ca | CommScope® | SYSTIMAX InstaPATCH® 360 |  | Ruggedized fanout |  | Discontinued
F4ZMXSCAH |  | Base Product | OM3 MPO (Pinned) to SC/UPC, InstaPATCH® 360 Ruggedized Fanout Cable, 48-Fiber, Low Smoke Zero Halogen B2ca | CommScope® | SYSTIMAX InstaPATCH® 360 |  | Ruggedized fanout |  | Discontinued
FHZMPMPAK |  | Base Product | OM3 MPO (Unpinned) to MPO (Unpinned), InstaPATCH® 360 Armored Pre-terminated Trunk Cable, 72-Fiber, Plenum | CommScope® | SYSTIMAX InstaPATCH® 360 |  | Fiber trunk cable assembly |  | Discontinued
FHZMPMXAM |  | Base Product | OM3 MPO (Unpinned) to MPO (Pinned), InstaPATCH® 360 Armored Pre-terminated Trunk Cable, 144-Fiber, Plenum | CommScope® | SYSTIMAX InstaPATCH® 360 |  | Fiber trunk cable assembly |  | Discontinued
FJWMPMXAM |  | Base Product | Singlemode MPO (Unpinned) to MPO (Pinned), InstaPATCH® 360 Pre-terminated Trunk Cable, 144-Fiber, Low Smoke Zero Halogen | CommScope® | SYSTIMAX InstaPATCH® 360 |  | Fiber trunk cable assembly
FJWMPMXAD |  | Base Product | Singlemode MPO (Unpinned) to MPO (Pinned), InstaPATCH® 360 Pre-terminated Trunk Cable, 12-Fiber, Low Smoke Zero Halogen | CommScope® | SYSTIMAX InstaPATCH® 360 |  | Fiber trunk cable assembly
FJXMPMPDL |  | Base Product | OM4 MPO (Unpinned) to MPO (Unpinned), InstaPATCH® 360 Pre-terminated Indoor/Outdoor Trunk Cable, 96-Fiber, Low Smoke Zero Halogen | CommScope® | SYSTIMAX InstaPATCH® 360 |  | Fiber trunk cable assembly
FJZMPMPAM |  | Base Product | OM3 MPO (Unpinned) to MPO (Unpinned), InstaPATCH® 360 Pre-terminated Trunk Cable, 144-Fiber, Low Smoke Zero Halogen | CommScope® | SYSTIMAX InstaPATCH® 360 |  | Fiber trunk cable assembly
FKWMPMPAH |  | Base Product | Singlemode MPO (Unpinned) to MPO (Unpinned), InstaPATCH® 360 Armored Pre-terminated Trunk Cable, 48-Fiber, Low Smoke Zero Halogen | CommScope® | SYSTIMAX InstaPATCH® 360 |  | Fiber trunk cable assembly |  | Discontinued
FKWMPMPAK |  | Base Product | Singlemode MPO (Unpinned) to MPO (Unpinned), InstaPATCH® 360 Armored Pre-terminated Trunk Cable, 72-Fiber, Low Smoke Zero Halogen | CommScope® | SYSTIMAX InstaPATCH® 360 |  | Fiber trunk cable assembly |  | Discontinued
FKXMPMPAG |  | Base Product | OM4 MPO (Unpinned) to MPO (Unpinned), InstaPATCH® 360 Armored Pre-terminated Trunk Cable, 36-Fiber, Low Smoke Zero Halogen | CommScope® | SYSTIMAX InstaPATCH® 360 |  | Fiber trunk cable assembly |  | Discontinued
FKXMPMPAH |  | Base Product | OM4 MPO (Unpinned) to MPO (Unpinned), InstaPATCH® 360 Armored Pre-terminated Trunk Cable, 48-Fiber, Low Smoke Zero Halogen | CommScope® | SYSTIMAX InstaPATCH® 360 |  | Fiber trunk cable assembly |  | Discontinued
FKXMPMPDM |  | Base Product | OM4 MPO (Unpinned) to MPO (Unpinned), InstaPATCH® 360 Armored Pre-terminated Trunk Cable, 144-Fiber, Low Smoke Zero Halogen | CommScope® | SYSTIMAX InstaPATCH® 360 |  | Fiber trunk cable assembly
FKZMPMXAM |  | Base Product | OM3 MPO (Unpinned) to MPO (Pinned), InstaPATCH® 360 Armored Pre-terminated Trunk Cable, 144-Fiber, Low Smoke Zero Halogen | CommScope® | SYSTIMAX InstaPATCH® 360 |  | Fiber trunk cable assembly |  | Discontinued
FKXMPMPDF |  | Base Product | OM4 MPO (Unpinned) to MPO (Unpinned), InstaPATCH® 360 Array Cord, 24-Fiber, Low Smoke Zero Halogen | CommScope® | SYSTIMAX InstaPATCH® 360 |  | Fiber trunk cable assembly
FKZMPMXAG |  | Base Product | OM3 MPO (Unpinned) to MPO (Pinned), InstaPATCH® 360 Armored Pre-terminated Trunk Cable, 36-Fiber, Low Smoke Zero Halogen | CommScope® | SYSTIMAX InstaPATCH® 360 |  | Fiber trunk cable assembly
FLWMPSCAG |  | Base Product | Singlemode MPO (Unpinned) to SC/UPC, InstaPATCH® 360 Ruggedized Fanout Cable, 36-Fiber, Plenum | CommScope® | SYSTIMAX InstaPATCH® 360 |  | Ruggedized fanout
FLWMPUCAF |  | Base Product | Singlemode MPO (Unpinned) to Unconnectorized, InstaPATCH® 360 Ruggedized Fanout Cable, 24-Fiber, Plenum | CommScope® | SYSTIMAX InstaPATCH® 360 |  | Ruggedized fanout
FLWMXSAAH |  | Base Product | Singlemode MPO (Pinned) to SC APC, InstaPATCH® 360 Ruggedized Fanout Cable, 48-Fiber, Plenum | CommScope® | SYSTIMAX InstaPATCH® 360 |  | Ruggedized fanout
FLXMXLCAH |  | Base Product | OM4 MPO (Pinned) to LC/UPC, InstaPATCH® 360 Ruggedized Fanout Cable, 48-Fiber, Plenum | CommScope® | SYSTIMAX InstaPATCH® 360 |  | Ruggedized fanout
FLXMXLCAK |  | Base Product | OM4 MPO (Pinned) to LC/UPC, InstaPATCH® 360 Ruggedized Fanout Cable, 72-Fiber, Plenum | CommScope® | SYSTIMAX InstaPATCH® 360 |  | Ruggedized fanout
FLZMPLCAD |  | Base Product | OM3 MPO (Unpinned) to LC/UPC, InstaPATCH® 360 Ruggedized Fanout Cable, 12-Fiber, Plenum | CommScope® | SYSTIMAX InstaPATCH® 360 |  | Ruggedized fanout
FLZMPLCAG |  | Base Product | OM3 MPO (Unpinned) to LC/UPC, InstaPATCH® 360 Ruggedized Fanout Cable, 36-Fiber, Plenum | CommScope® | SYSTIMAX InstaPATCH® 360 |  | Ruggedized fanout
FLZMPLCAL |  | Base Product | OM3 MPO (Unpinned) to LC/UPC, InstaPATCH® 360 Ruggedized Fanout Cable, 96-Fiber, Plenum | CommScope® | SYSTIMAX InstaPATCH® 360 |  | Ruggedized fanout
FLZMXLCAF |  | Base Product | OM3 MPO (Pinned) to LC/UPC, InstaPATCH® 360 Ruggedized Fanout Cable, 24-Fiber, Plenum | CommScope® | SYSTIMAX InstaPATCH® 360 |  | Ruggedized fanout
FNWMXLCAG |  | Base Product | Singlemode MPO (Pinned) to LC/UPC, InstaPATCH® 360 Ruggedized Fanout Cable, 36-Fiber, Low Smoke Zero Halogen | CommScope® | SYSTIMAX InstaPATCH® 360 |  | Ruggedized fanout
FNZMPLCAK |  | Base Product | OM3 MPO (Unpinned) to LC/UPC, InstaPATCH® 360 Ruggedized Fanout Cable, 72-Fiber, Low Smoke Zero Halogen | CommScope® | SYSTIMAX InstaPATCH® 360 |  | Ruggedized fanout
FNZMPSCAF |  | Base Product | OM3 MPO (Unpinned) to SC/UPC, InstaPATCH® 360 Ruggedized Fanout Cable, 24-Fiber, Low Smoke Zero Halogen | CommScope® | SYSTIMAX InstaPATCH® 360 |  | Ruggedized fanout
FNZMXLCAD |  | Base Product | OM3 MPO (Pinned) to LC/UPC, InstaPATCH® 360 Ruggedized Fanout Cable, 12-Fiber, Low Smoke Zero Halogen | CommScope® | SYSTIMAX InstaPATCH® 360 |  | Ruggedized fanout
760244865 | MDB-H08YQQ00020KSG7K2L MPO8F-SC | Variant | Multi Distribution Break Out Cable Singlemode MPO/8 equipment unpinned to SC/APC, 8 fibers, LSZH, 20 meters |  |  |  | Fiber array cable assembly
760244866 | MDB-H08YQQ00022KSG7K2L MPO8F-SC | Variant | Multi Distribution Break Out Cable Singlemode MPO/8 equipment unpinned to SC/APC, 8 fibers, LSZH, 22 meters |  |  |  | Fiber array cable assembly
UQVQPMXHF |  | Base Product | Ultra Low Loss OM5, MPO8 QSFP (Unpinned) to MPO12 (Pinned), Fiber Extension Cable Assembly, 24-Fiber, Plenum | CommScope® | SYSTIMAX ULL |  | Fiber array cable assembly
UHXQXQXQF |  | Base Product | Ultra Low Loss (ULL) OM4 MPO8 QSFP (Pinned) to MPO8 QSFP (Pinned), Armored Fiber Trunk Cable Assembly, 24-Fiber, Plenum | CommScope® | SYSTIMAX ULL |  | Fiber trunk cable assembly
FRWMXLCGD |  | Base Product | Singlemode MPO (Pinned) to LC/UPC, InstaPATCH® 360 Array Cord, 12-Fiber, Low Smoke Zero Halogen | CommScope® | SYSTIMAX InstaPATCH® 360 |  | Fiber array cable assembly
FRXMXSCGD |  | Base Product | OM4 MPO (Pinned) to SC/UPC, InstaPATCH® 360 Array Cord, 12-Fiber, Low Smoke Zero Halogen | CommScope® | SYSTIMAX InstaPATCH® 360 |  | Fiber array cable assembly
FRXMXLCGD |  | Base Product | OM4 MPO (Pinned) to LC/UPC, InstaPATCH® 360 Array Cord, 12-Fiber, Low Smoke Zero Halogen | CommScope® | SYSTIMAX InstaPATCH® 360 |  | Fiber array cable assembly
FRXMPLCGD |  | Base Product | OM4 MPO (Unpinned) to LC/UPC, InstaPATCH® 360 Array Cord, 12-Fiber, Low Smoke Zero Halogen | CommScope® | SYSTIMAX InstaPATCH® 360 |  | Fiber array cable assembly
U3GMPMPCK |  | Base Product | Ultra Low Loss ULL TeraSPEED® MPO(Unpinned) to MPO(Unpinned) Pre-terminated Trunk Cable, MPO12, 72-Fiber, LSZH, 12 fiber PmP 2.0 mm /B2ca | CommScope® | SYSTIMAX ULL |  | Fiber trunk cable assembly
U3GMPMXCD |  | Base Product | Ultra Low Loss ULL TeraSPEED® MPO(Unpinned) to MPO(Pinned) Pre-terminated Trunk Cable, MPO12, 12-Fiber, LSZH, 12 fiber PmP 2.0 mm /B2ca | CommScope® | SYSTIMAX ULL |  | Fiber trunk cable assembly
U3GMPMPAF |  | Base Product | Ultra Low Loss (ULL) Singlemode MPO12 (Unpinned) to MPO12 (Unpinned), Fiber Trunk Cable Assembly, 24-Fiber, CPR Class B2ca, Low Smoke Zero Halogen/Riser | CommScope® | SYSTIMAX ULL |  | Fiber trunk cable assembly |  | Discontinued
U3GQXQXQ8 |  | Base Product | Ultra Low Loss (ULL) Singlemode MPO8 QSFP (Pinned) to MPO8 QSFP (Pinned), Fiber Trunk Cable Assembly, 8-Fiber, Low Smoke Zero Halogen | CommScope® | SYSTIMAX ULL |  | Fiber trunk cable assembly |  | Discontinued
U3GMXMXAG |  | Base Product | Ultra Low Loss (ULL) Singlemode MPO12 (Pinned) to MPO12 (Pinned), Fiber Trunk Cable Assembly, 36-Fiber, Low Smoke Zero Halogen (LSZH) | CommScope® | SYSTIMAX ULL |  | Fiber trunk cable assembly |  | Discontinued
U3VMPMPCH |  | Base Product | Ultra Low Loss ULL LazrSPEED® 550 OM5 MPO(Unpinned) to MPO(Unpinned) Pre-terminated Trunk Cable, MPO12, 48-Fiber, LSZH, 12 fiber PmP 2.0 mm /B2ca | CommScope® | SYSTIMAX ULL |  | Fiber trunk cable assembly
U3GMXUCCF |  | Base Product | Ultra Low Loss ULL TeraSPEED® MPO(Pinned) to Unconnectorized Pre-terminated Trunk Cable, MPO12, 24-Fiber, LSZH, 12 fiber PmP 2.0 mm /B2ca | CommScope® | SYSTIMAX ULL |  | Fiber trunk cable assembly
U3VMPMPCL |  | Base Product | Ultra Low Loss ULL LazrSPEED® 550 OM5 MPO(Unpinned) to MPO(Unpinned) Pre-terminated Trunk Cable, MPO12, 96-Fiber, LSZH, 12 fiber PmP 2.0 mm /B2ca | CommScope® | SYSTIMAX ULL |  | Fiber trunk cable assembly
U3GMXMXAM |  | Base Product | Ultra Low Loss (ULL) Singlemode MPO12 (Pinned) to MPO12 (Pinned), Fiber Trunk Cable Assembly , 144-Fiber, Low Smoke Zero Halogen (LSZH) | CommScope® | SYSTIMAX ULL |  | Fiber trunk cable assembly |  | Discontinued
U3VMXMXCL |  | Base Product | Ultra Low Loss ULL LazrSPEED® 550 OM5 MPO(Pinned) to MPO(Pinned) Pre-terminated Trunk Cable, MPO12, 96-Fiber, LSZH, 12 fiber PmP 2.0 mm /B2ca | CommScope® | SYSTIMAX ULL |  | Fiber trunk cable assembly
U3VMPMXAG |  | Base Product | Ultra Low Loss (ULL) OM5 MPO12 (Unpinned) to MPO12 (Pinned), Fiber Trunk Cable Assembly, 36-Fiber, Low Smoke Zero Halogen (LSZH) | CommScope® | SYSTIMAX ULL |  | Fiber trunk cable assembly |  | Discontinued
U3VMPMXAK |  | Base Product | Ultra Low Loss (ULL) OM5 MPO12 (Unpinned) to MPO12 (Pinned), Fiber Trunk Cable Assembly, 72-Fiber, Low Smoke Zero Halogen (LSZH) | CommScope® | SYSTIMAX ULL |  | Fiber trunk cable assembly |  | Discontinued
U3VMPMXCM |  | Base Product | Ultra Low Loss ULL LazrSPEED® 550 OM5 MPO(Unpinned) to MPO(Pinned) Pre-terminated Trunk Cable, MPO12, 144-Fiber, LSZH, 12 fiber PmP 2.0 mm /B2ca | CommScope® | SYSTIMAX ULL |  | Fiber trunk cable assembly
U3XMPMXAD |  | Base Product | Ultra Low Loss (ULL) OM4 MPO12 (Unpinned) to MPO12 (Pinned), Fiber Trunk Cable Assembly, 12-Fiber, Low Smoke Zero Halogen (LSZH) | CommScope® | SYSTIMAX ULL |  | Fiber trunk cable assembly |  | Discontinued
U3XMPMPCD |  | Base Product | Ultra Low Loss ULL LazrSPEED® 550 MPO(Unpinned) to MPO(Unpinned) Pre-terminated Trunk Cable, MPO12, 12-Fiber, LSZH, 12 fiber PmP 2.0 mm /B2ca | CommScope® | SYSTIMAX ULL |  | Fiber trunk cable assembly
U3XMPMXCK |  | Base Product | Ultra Low Loss ULL LazrSPEED® 550 MPO(Unpinned) to MPO(Pinned) Pre-terminated Trunk Cable, MPO12, 72-Fiber, LSZH, 12 fiber PmP 2.0 mm /B2ca | CommScope® | SYSTIMAX ULL |  | Fiber trunk cable assembly
U3XMPMXAH |  | Base Product | Ultra Low Loss (ULL) OM4 MPO12 (Unpinned) to MPO12 (Pinned), Fiber Trunk Cable Assembly, 48-Fiber, Low Smoke Zero Halogen (LSZH) | CommScope® | SYSTIMAX ULL |  | Fiber trunk cable assembly |  | Discontinued
U3VMXMXCK |  | Base Product | Ultra Low Loss ULL LazrSPEED® 550 OM5 MPO(Pinned) to MPO(Pinned) Pre-terminated Trunk Cable, MPO12, 72-Fiber, LSZH, 12 fiber PmP 2.0 mm /B2ca | CommScope® | SYSTIMAX ULL |  | Fiber trunk cable assembly
U3XMPMXAL |  | Base Product | Ultra Low Loss (ULL) OM4 MPO12 (Unpinned) to MPO12 (Pinned), Fiber Trunk Cable Assembly, 96-Fiber, Low Smoke Zero Halogen (LSZH) | CommScope® | SYSTIMAX ULL |  | Fiber trunk cable assembly |  | Discontinued
U3XMPMXAM |  | Base Product | Ultra Low Loss (ULL) OM4 MPO12 (Unpinned) to MPO12 (Pinned), Fiber Trunk Cable Assembly, 144-Fiber, Low Smoke Zero Halogen (LSZH) | CommScope® | SYSTIMAX ULL |  | Fiber trunk cable assembly |  | Discontinued
U3XMXMXAF |  | Base Product | Ultra Low Loss (ULL) OM4 MPO12 (Pinned) to MPO12 (Pinned), Fiber Trunk Cable Assembly, 24-Fiber, Low Smoke Zero Halogen (LSZH) | CommScope® | SYSTIMAX ULL |  | Fiber trunk cable assembly |  | Discontinued
U3XMPMXCD |  | Base Product | Ultra Low Loss ULL LazrSPEED® 550 MPO(Unpinned) to MPO(Pinned) Pre-terminated Trunk Cable, MPO12, 12-Fiber, LSZH, 12 fiber PmP 2.0 mm /B2ca | CommScope® | SYSTIMAX ULL |  | Fiber trunk cable assembly
U3XQXQXQ8 |  | Base Product | Ultra Low Loss (ULL) OM4 MPO8 QSFP (Pinned) to MPO8 QSFP (Pinned), Fiber Trunk Cable Assembly, 8-Fiber, Low Smoke Zero Halogen (LSZH) | CommScope® | SYSTIMAX ULL |  | Fiber trunk cable assembly |  | Discontinued
U3XMXMXAG |  | Base Product | Ultra Low Loss (ULL) OM4 MPO12 (Pinned) to MPO12 (Pinned), Fiber Trunk Cable Assembly, 36-Fiber, Low Smoke Zero Halogen (LSZH) | CommScope® | SYSTIMAX ULL |  | Fiber trunk cable assembly |  | Discontinued
2-1920779-0 | OCJ-L2-20MASIA-L2 | Variant of OCJ | Fiber Optic Patch Cord, Simplex, Singlemode, LC/APC to LC/APC, yellow, 20 m |  |  | OCJ | Fiber patch cord ¦ simplex
2-2055025-0 | OCJ-S2-20MASHA-S2 | Variant of OCJ | Fiber Optic Patch Cord, Duplex, Singlemode, SC/APC to SC/APC, yellow, 20 m |  |  | OCJ | Fiber patch cord ¦ duplex
2-2055253-0 | OCJ-S2-20MASIA-S2 | Variant of OCJ | Fiber Optic Patch Cord, Simplex, Singlemode, SC/APC to SC/APC, yellow, 20 m |  |  | OCJ | Fiber patch cord ¦ simplex
2055371-3 | OCJ-S3-03MASHA-S3 | Variant of OCJ | Fiber Optic Patch Cord, Duplex, Singlemode, SC/APC 9° to SC/APC 9°, yellow, 3 m |  |  | OCJ | Fiber patch cord ¦ duplex
2160363-5 | OCJ-S1-05MASIA-S2 | Variant of OCJ | Fiber Optic Patch Cord, Simplex, Singlemode, SC/UPC to SC/APC, yellow, 5 m |  |  | OCJ | Fiber patch cord ¦ simplex
2160832-5 | OCJ-SG-05MASIA-SG | Variant of OCJ | Fiber Optic Patch Cord, Simplex, Singlemode, SC/APC to SC/APC, yellow, 5 m |  |  | OCJ | Fiber patch cord ¦ simplex
3-2055554-0 | OCJ-S3-30MASIA-S3 | Variant of OCJ | Fiber Optic Patch Cord, Simplex, Singlemode, SC/APC 9° to SC/APC 9°, yellow, 30 m |  |  | OCJ | Fiber patch cord ¦ simplex
300001718879 | FPC2Y-SPSC/DLC-P-0.7M | Variant of FPC2Y | Fiber Optic Patch Cord, Duplex, Singlemode, SC/UPC to LC/UPC, yellow, 0.7 m |  |  | FPC2Y | Fiber patch cord ¦ duplex
1920743-3 |  | Variant of 1920743 | Fiber Optic Patch Cord, LC to LC, duplex, OM3 XG 10 Gb/s, twin zip, 3 m, aqua | CommScope® |  | 192 | Fiber patch cord ¦ duplex
1920743-6 |  | Variant of 1920743 | Fiber Optic Patch Cord, Duplex, Multimode, LC/UPC to LC/UPC, aqua, 6 m | CommScope® |  | 192 | Fiber patch cord ¦ duplex
2-2105027-2 |  | Variant of 2105027 | Fiber Optic Patch Cord, OM3, LC/LC duplex, 1.8 mm LSZH & OFNR, 22 m, aqua | CommScope® |  | 210 | Fiber patch cord ¦ duplex
2-2105027-5 |  | Variant of 2105027 | Fiber Optic Patch Cord, Duplex, Multimode, LC/UPC to LC/UPC, aqua, 25 m | CommScope® |  | 210 | Fiber patch cord ¦ duplex
2-2160046-5 |  | Variant of 2160046 | Fiber Optic Patch Cord, Duplex, Multimode, LC/UPC to LC/UPC, aqua, 25 m | CommScope® |  | 216 | Fiber patch cord ¦ duplex
2105028-1 |  | Variant of 2105028 | Fiber Optic Patch Cord, OS2, LC to LC duplex, 1.8 mm LSZH & OFNR, 1 m | CommScope® |  | 210 | Fiber patch cord ¦ duplex
2105027-3 |  | Variant of 2105027 | Fiber Optic Patch Cord, OM3, LC to LC duplex, 1.8 mm LSZH & OFNR, 3 m, aqua | CommScope® |  | 210 | Fiber patch cord ¦ duplex
2105028-2 |  | Variant of 2105028 | Fiber Optic Patch Cord, OS2, LC to LC duplex, 1.8 mm LSZH & OFNR, 2 m | CommScope® |  | 210 | Fiber patch cord ¦ duplex
2105028-4 |  | Variant of 2105028 | Fiber Optic Patch Cord, Duplex, Singlemode, LC/UPC to LC/UPC, yellow, 4 m | CommScope® |  | 210 | Fiber patch cord ¦ duplex
2105061-2 |  | Variant of 2105061 | Fiber Optic Patch Cord, Duplex, Multimode, LC/UPC to LC/UPC, LSZH & OFNR, aqua, 2 m | CommScope® |  | 210 | Fiber patch cord ¦ duplex
2105061-3 |  | Variant of 2105061 | Fiber Optic Patch Cord, Duplex, Multimode, LC/UPC to LC/UPC, LSZH & OFNR, aqua, 3 m | CommScope® |  | 210 | Fiber patch cord ¦ duplex
2105061-5 |  | Variant of 2105061 | Fiber Optic Patch Cord, Duplex, Multimode, LC/UPC to LC/UPC, LSZH & OFNR, aqua, 5 m | CommScope® |  | 210 | Fiber patch cord ¦ duplex
2160046-4 |  | Variant of 2160046 | Fiber Optic Patch Cord, OM4, LC duplex to LC duplex, 1.8 mm LSZH, 4 m, aqua | CommScope® |  | 216 | Fiber patch cord ¦ duplex
2160046-5 |  | Variant of 2160046 | Fiber Optic Patch Cord, OM4, LC duplex to LC duplex, 1.8 mm LSZH, 5 m, aqua | CommScope® |  | 216 | Fiber patch cord ¦ duplex
3-2105028-5 |  | Variant of 2105028 | Fiber Optic Patch Cord, OS2, LC/LC duplex, 1.8 mm LSZH & OFNR, 35 m | CommScope® |  | 210 | Fiber patch cord ¦ duplex
3-2105061-0 |  | Variant of 2105061 | Fiber Optic Patch Cord, Duplex, Multimode, LC/UPC to LC/UPC, LSZH & OFNR, aqua, 30 m | CommScope® |  | 210 | Fiber patch cord ¦ duplex
4-2105061-5 |  | Variant of 2105061 | Fiber Optic Patch Cord, Duplex, Multimode, LC/UPC to LC/UPC, LSZH & OFNR, aqua, 45 m | CommScope® |  | 210 | Fiber patch cord ¦ duplex
4-2105027-0 |  | Variant of 2105027 | Fiber Optic Patch Cord, OM3, LC/LC duplex, 1.8 mm LSZH & OFNR, 40 m, aqua | CommScope® |  | 210 | Fiber patch cord ¦ duplex
5-2105061-0 |  | Variant of 2105061 | Fiber Optic Patch Cord, Duplex, Multimode, LC/UPC to LC/UPC, LSZH & OFNR, aqua, 50 m | CommScope® |  | 210 | Fiber patch cord ¦ duplex
6-2105028-0 |  | Variant of 2105028 | Fiber Optic Patch Cord, Duplex, Singlemode, LC/UPC to LC/UPC, yellow, 60 m | CommScope® |  | 210 | Fiber patch cord ¦ duplex
7-2160046-0 |  | Variant of 2160046 | Fiber Optic Patch Cord, Duplex, Multimode, LC/UPC to LC/UPC, aqua, 70 m | CommScope® |  | 216 | Fiber patch cord ¦ duplex
7-2105027-0 |  | Variant of 2105027 | Fiber Optic Patch Cord, OM3, LC/LC duplex, 1.8 mm LSZH & OFNR, 70 m, aqua | CommScope® |  | 210 | Fiber patch cord ¦ duplex
8-2105028-0 |  | Variant of 2105028 | Fiber Optic Patch Cord, OS2, LC/LC duplex, 1.8 mm LSZH & OFNR, 80 m | CommScope® |  | 210 | Fiber patch cord ¦ duplex
9-2160046-3 |  | Variant of 2160046 | Fiber Optic Patch Cord, Duplex, Multimode, LC/UPC to LC/UPC, aqua, 3.5 m | CommScope® |  | 216 | Fiber patch cord ¦ duplex
5-2160046-4 |  | Variant of 2160046 | Fiber Optic Patch Cord, OM4, LC duplex to LC duplex, 1.8 mm LSZH, 54 m, aqua | CommScope® |  | 216 | Fiber patch cord ¦ duplex
9-2160046-8 |  | Variant of 2160046 | Fiber Optic Patch Cord, Duplex, Multimode, LC/UPC to LC/UPC, aqua, 8.5 m | CommScope® |  | 216 | Fiber patch cord ¦ duplex
2-2105067-5 |  | Variant of 2105067 | Fiber Optic Patch Cord, Duplex, Multimode, LC/UPC to LC/UPC, aqua, 25 m | CommScope® |  | 210 | Fiber patch cord ¦ duplex
1-2105061-1 |  | Variant of 2105061 | Fiber Optic Patch Cord, Duplex, Multimode, LC/UPC to LC/UPC, LSZH & OFNR, aqua, 11 m | CommScope® |  | 210 | Fiber patch cord ¦ duplex
2-2105061-2 |  | Variant of 2105061 | Fiber Optic Patch Cord, Duplex, Multimode, LC/UPC to LC/UPC, LSZH & OFNR, aqua, 22 m | CommScope® |  | 210 | Fiber patch cord ¦ duplex
4-2105061-9 |  | Variant of 2105061 | Fiber Optic Patch Cord, Duplex, Multimode, LC/UPC to LC/UPC, LSZH & OFNR, aqua, 49 m | CommScope® |  | 210 | Fiber patch cord ¦ duplex
6-2105061-3 |  | Variant of 2105061 | Fiber Optic Patch Cord, Duplex, Multimode, LC/UPC to LC/UPC, LSZH & OFNR, aqua, 63 m | CommScope® |  | 210 | Fiber patch cord ¦ duplex
9-2105032-4 |  | Variant of 2105032 | Fiber Optic Patch Cord, Duplex, Singlemode, LC/UPC to SC/UPC, yellow, 100 m | CommScope® |  | 210 | Fiber patch cord ¦ duplex
4-2105028-2 |  | Variant of 2105028 | Fiber Optic Patch Cord, Duplex, Singlemode, LC/UPC to LC/UPC, yellow, 42 m | CommScope® |  | 210 | Fiber patch cord ¦ duplex
1-2105027-9 |  | Variant of 2105027 | Fiber Optic Patch Cord, OM3, LC to LC duplex, 1.8 mm LSZH & OFNR, 19 m, aqua | CommScope® |  | 210 | Fiber patch cord ¦ duplex
7-2105027-5 |  | Variant of 2105027 | Fiber Optic Patch Cord, OM3, LC/LC duplex, 1.8 mm LSZH & OFNR, 75 m, aqua | CommScope® |  | 210 | Fiber patch cord ¦ duplex
2-1920743-4 |  | Variant of 1920743 | Fiber Optic Patch Cord, Duplex, Multimode, LC/UPC to LC/UPC, aqua, 24 m | CommScope® |  | 192 | Fiber patch cord ¦ duplex
2-1920743-8 |  | Variant of 1920743 | Fiber Optic Patch Cord, Duplex, Multimode, LC/UPC to LC/UPC, aqua, 28 m | CommScope® |  | 192 | Fiber patch cord ¦ duplex
3-1920743-0 |  | Variant of 1920743 | Fiber Optic Patch Cord, Duplex, Multimode, LC/UPC to LC/UPC, 30 m | CommScope® |  | 192 | Fiber patch cord ¦ duplex
9-1920743-1 |  | Variant of 1920743 | Fiber Optic Patch Cord, Duplex, Multimode, LC/UPC to LC/UPC, aqua, 93 m | CommScope® |  | 192 | Fiber patch cord ¦ duplex
3-1920743-8 |  | Variant of 1920743 | Fiber Optic Patch Cord, Duplex, Multimode, LC/UPC to LC/UPC, 38 m | CommScope® |  | 192 | Fiber patch cord ¦ duplex
4-1920743-5 |  | Variant of 1920743 | Fiber Optic Patch Cord, Duplex, Multimode, LC/UPC to LC/UPC, aqua, 45 m | CommScope® |  | 192 | Fiber patch cord ¦ duplex
1-1859795-5 |  | Variant of 1859795 | Fiber Optic Patch Cord, Singlemode, LC/UPC to LC/UPC duplex, 3.0 mm LSZH & OFNR, Yellow, 15 m | CommScope® |  | 185 | Fiber patch cord ¦ duplex
1859795-2 |  | Variant of 1859795 | Fiber Optic Patch Cord, Singlemode, LC/UPC to LC/UPC duplex, 3.0 mm LSZH & OFNR, Yellow, 2 m | CommScope® |  | 185 | Fiber patch cord ¦ duplex
4-1859795-0 |  | Variant of 1859795 | Fiber Optic Patch Cord, Singlemode, LC/UPC to LC/UPC duplex, 3.0 mm LSZH & OFNR, Yellow, 40 m | CommScope® |  | 185 | Fiber patch cord ¦ duplex
7-1859795-0 |  | Variant of 1859795 | Fiber Optic Patch Cord, Singlemode, LC/UPC to LC/UPC duplex, 3.0 mm LSZH & OFNR, Yellow, 70 m | CommScope® |  | 185 | Fiber patch cord ¦ duplex
C-1859795-0 |  | Variant of 1859795 | Fiber Optic Patch Cord, Singlemode, LC/UPC to LC/UPC duplex, 3.0 mm LSZH & OFNR, Yellow, 120 m | CommScope® |  | 185 | Fiber patch cord ¦ duplex
G-1859795-5 |  | Variant of 1859795 | Fiber Optic Patch Cord, Singlemode, LC/UPC to LC/UPC duplex, 3.0 mm LSZH & OFNR, Yellow, 165 m | CommScope® |  | 185 | Fiber patch cord ¦ duplex
1-1859794-5 |  | Variant of 1859794 | Fiber Optic Patch Cord, Duplex, Multimode OM3, LC/UPC to LC/UPC, 3 mm, LSZH/OFNR, aqua, 15 m | CommScope® |  | 185 | Fiber patch cord ¦ duplex
1859794-7 |  | Variant of 1859794 | Fiber Optic Patch Cord, Duplex, Multimode OM3, LC/UPC to LC/UPC, 3 mm, LSZH/OFNR, aqua, 7 m | CommScope® |  | 185 | Fiber patch cord ¦ duplex
A-1859794-0 |  | Variant of 1859794 | Fiber Optic Patch Cord, Duplex, Multimode OM3, LC/UPC to LC/UPC, 3 mm, LSZH/OFNR, aqua, 100 m | CommScope® |  | 185 | Fiber patch cord ¦ duplex
1859793-5 |  | Variant of 1859793 | Fiber Optic Patch Cord, Duplex, Multimode OM4, LC/UPC to LC/UPC, 3 mm, LSZH/OFNR, aqua, 5 m | CommScope® |  | 185 | Fiber patch cord ¦ duplex
2105083-2 |  | Variant of 2105083 | Fiber Optic Patch Cord, Simplex, 0.9mm, LSZH, Multimode OM3, LC/UPC to LC/UPC, Aqua, 2 m | CommScope® |  | 210 | Fiber patch cord ¦ simplex
2105084-4 |  | Variant of 2105084 | Fiber Optic Patch Cord, Simplex, 0.9mm, LSZH, Multimode OM4, LC/UPC to LC/UPC, Aqua, 4 m | CommScope® |  | 210 | Fiber patch cord ¦ simplex
2105086-3 |  | Variant of 2105086 | Fiber Optic Patch Cord, Simplex, 0.9mm, LSZH, Multimode OM4, SC/UPC to SC/UPC, Aqua, 3 m | CommScope® |  | 210 | Fiber patch cord ¦ simplex
2105081-3 |  | Variant of 2105081 | Fiber Optic Patch Cord, Simplex, 0.9mm, LSZH, Singlemode, LC/UPC to LC/UPC, Yellow, 3 m | CommScope® |  | 210 | Fiber patch cord ¦ simplex
1-2105082-0 |  | Variant of 2105082 | Fiber Optic Patch Cord, Simplex, 0.9mm, LSZH, Singlemode, SC/UPC to SC/UPC, Yellow, 10 m | CommScope® |  | 210 | Fiber patch cord ¦ simplex
2105082-1 |  | Variant of 2105082 | Fiber Optic Patch Cord, Simplex, 0.9mm, LSZH, Singlemode, SC/UPC to SC/UPC, Yellow, 1 m | CommScope® |  | 210 | Fiber patch cord ¦ simplex
UFXSNLUK2 |  | Base Product | Ultra Low Loss (ULL) Multimode OM4, SN/UPC to LC/UPC Uniboot, 2-Fiber, Jumper Fanout Cable LSZH | CommScope® | SYSTIMAX ULL | UFX | Fiber patch cord ¦ duplex
1691591 | FPC2Y-APSC/PLC-P-50M | Variant of FPC2Y | Fiber Optic Patch Cord, Duplex, Singlemode, SC/APC to LC/UPC, yellow, 50 m |  |  | FPC2Y | Fiber patch cord ¦ duplex
1712213 | FPCMY-SPSC/APSC-P-2M | Variant of FPCMY | Fiber Optic Patch Cord, Simplex, Singlemode, SC/UPC to SC/APC, yellow, 2 m |  |  | FPCMY | Fiber patch cord ¦ simplex
CAF-LCLC-LS0M |  | Base Product | Armored Jumper G657.A2 LC/UPC to LC/UPC Simplex, 3.0mm LSZH, Yellow | CommScope® |  | CAF | Fiber patch cord ¦ simplex
FPCH-55YZ |  | Variant of FPCH | Fiber Optic Patch Cord, singlemode, 1.2 mm LSZH jacket, duplex, SC/APC-SC/APC, yellow. tuned |  |  | FPCH | Fiber patch cord ¦ duplex
FPCH-33YZ |  | Variant of FPCH | Fiber Optic Patch Cord, singlemode, 1.2 mm LSZH jacket, duplex, LC/APC-LC/APC, yellow. tuned |  |  | FPCH | Fiber patch cord ¦ duplex
760250392 | OCJ-S2-30MASHA-S2 | Variant of OCJ | Fiber Optic Patch Cord, Duplex, Singlemode, SC/APC to SC/APC, yellow, 30 m |  |  | OCJ | Fiber patch cord ¦ duplex
1-2055253-5 | OCJ-S2-15MASIA-S2 | Variant of OCJ | Fiber Optic Patch Cord, Simplex, Singlemode, SC/APC to SC/APC, yellow, 15 m |  |  | OCJ | Fiber patch cord ¦ simplex
760253274 | OCJ-SF-02MASHA-SF | Variant of OCJ | Fiber Optic Patch Cord, Duplex, Singlemode, SC/UPC to SC/UPC, yellow, 2 m |  |  | OCJ | Fiber patch cord ¦ duplex
760253713 | OCJ-S1-03MASHA-L1 | Variant of OCJ | Fiber Optic Patch Cord, Duplex, Singlemode, LC/UPC to SC/UPC, yellow, 3 m |  |  | OCJ | Fiber patch cord ¦ duplex
760253383 | OCJ-S1-15MASHA-S1 | Variant of OCJ | Fiber Optic Patch Cord, Duplex, Singlemode, SC/UPC to SC/UPC, yellow, 15 m |  |  | OCJ | Fiber patch cord ¦ duplex
760251763 | OCJ-EC-05MASCA-EC | Variant of OCJ | Fiber Optic Patch Cord, Simplex, Singlemode, LSZH, 2.4 mm diameter, LSH/APC to LSH/APC, tuned, grade B, yellow, 5 m |  |  | OCJ | Fiber patch cord ¦ simplex
FPCMW-SPSC-P-5M |  | Variant of FPCMW | Fiber Optic Patch Cord, Simplex, Singlemode, SC/UPC to SC/UPC, blue, 5 m |  |  | FPCMW | Fiber patch cord ¦ simplex
2160544-8 |  | Variant of 2160544 | Fiber Optic Patch Cord, Duplex, Multimode, LC/UPC to LC/UPC, aqua, 0.8 m | CommScope® |  | 216 | Fiber patch cord ¦ duplex
2-2160544-4 |  | Variant of 2160544 | Fiber Optic Patch Cord, Duplex, Multimode, LC/UPC to LC/UPC, aqua, 2.4 m | CommScope® |  | 216 | Fiber patch cord ¦ duplex
1-2160046-7 |  | Variant of 2160046 | Fiber Optic Patch Cord, OM4, LC duplex to LC duplex, 1.8 mm LSZH, 17 m, aqua | CommScope® |  | 216 | Fiber patch cord ¦ duplex
3-2160046-8 |  | Variant of 2160046 | Fiber Optic Patch Cord, OM4, LC duplex to LC duplex, 1.8 mm LSZH, 38 m, aqua | CommScope® |  | 216 | Fiber patch cord ¦ duplex
4-2160046-1 |  | Variant of 2160046 | Fiber Optic Patch Cord, OM4, LC duplex to LC duplex, 1.8 mm LSZH, 41 m, aqua | CommScope® |  | 216 | Fiber patch cord ¦ duplex
760255328 | OCJ-EC-10MASIA-L1 | Variant of OCJ | Fiber Optic Patch Cord, Simplex, Singlemode, LSH/APC to LC/UPC, 1.8 mm diameter, yellow, 10m |  |  | OCJ | Fiber patch cord ¦ simplex
760251848 | OCJ-L1-01MASIA-S2 | Variant of OCJ | Fiber Optic Patch Cord, Simplex, Singlemode, LC/UPC to SC/APC, yellow, 1 m |  |  | OCJ | Fiber patch cord ¦ simplex
2055442-2 | OCJ-L1-02MASHA-S1 | Variant of OCJ | Fiber Optic Patch Cord, Duplex, Singlemode, LC/UPC to SC/UPC, yellow, 2 m |  |  | OCJ | Fiber patch cord ¦ duplex
760245907 | OCJ-L1-03MASIA-L1 | Variant of OCJ | Fiber Optic Patch Cord, Simplex, Singlemode, LC/UPC to LC/UPC, yellow, 3 m |  |  | OCJ | Fiber patch cord ¦ simplex
760252386 | OCJ-LG-30MASIA-LG | Variant of OCJ | Fiber Optic Patch Cord, Simplex, Singlemode, LC/APC to LC/APC, yellow, 30 m |  |  | OCJ | Fiber patch cord ¦ simplex
2-2160485-0 | OCJ-LG-20-MASIA-SG | Variant of OCJ | Fiber Optic Patch Cord, Simplex, Singlemode, LC/APC to SC/APC, yellow, 20 m |  |  | OCJ | Fiber patch cord ¦ simplex
1920750-2 | OCJ-L2-02MASIA-S2 | Variant of OCJ | Fiber Optic Patch Cord, Simplex, Singlemode, LC/APC to SC/APC, yellow, 2 m |  |  | OCJ | Fiber patch cord ¦ simplex
760250503 | OCJ-LF-10MASIA-LF | Variant of OCJ | Fiber Optic Patch Cord, Simplex, Singlemode, LC/UPC to LC/UPC, yellow, 10 m |  |  | OCJ | Fiber patch cord ¦ simplex
760254431 | OCJ-LF-03MASIA-SG | Variant of OCJ | Fiber Optic Patch Cord, Simplex, Singlemode, SC/APC to LC/UPC, yellow, 3 m |  |  | OCJ | Fiber patch cord ¦ simplex
760254432 | OCJ-LF-04MASIA-SG | Variant of OCJ | Fiber Optic Patch Cord, Simplex, Singlemode, SC/APC to LC/UPC, yellow, 4 m |  |  | OCJ | Fiber patch cord ¦ simplex
760254253 | OCJ-LF-03MASIA-SH | Variant of OCJ | Fiber Optic Patch Cord, Simplex, Singlemode, LC/UPC to SC/APC 9°, yellow, 3 m |  |  | OCJ | Fiber patch cord ¦ simplex
UHXRZUC8R |  | Base Product | Ultra Low Loss (ULL) OM4 MPO16 APC (pinned) to Unconnectorized, Fiber Trunk Cable Assembly, 16-Fiber, Armored Indoor Plenum | CommScope® | Propel ¦ SYSTIMAX ULL |  | Fiber trunk cable assembly
UHXRZUC8S |  | Base Product | Ultra Low Loss (ULL) OM4 MPO16 APC (pinned) to Unconnectorized, Fiber Trunk Cable Assembly, 32-Fiber, Armored Indoor Plenum | CommScope® | Propel ¦ SYSTIMAX ULL |  | Fiber trunk cable assembly
UKXMXMXCF |  | Base Product | Ultra Low Loss (ULL) OM4 MPO12 UPC (pinned) to MPO12 UPC (pinned) Fiber Trunk Cable Assembly, 24-Fiber, Armored Indoor Low Smoke Zero Halogen (LSZH) | CommScope® | Propel ¦ SYSTIMAX ULL |  | Fiber trunk cable assembly
UKGMXMXCD |  | Base Product | Singlemode MPO12 APC (pinned) to MPO12 APC (pinned) Fiber Trunk Cable Assembly, 12-Fiber, Armored Indoor Dual Rated (OFNR/LSZH) | CommScope® | Propel ¦ SYSTIMAX ULL |  | Fiber trunk cable assembly
UKVMXUCCP |  | Base Product | Ultra Low Loss (ULL) OM5 MPO12 UPC (pinned) to Unconnectorized Fiber Trunk Cable Assembly, 288-Fiber, Armored Indoor Dual Rated (OFNR/LSZH) | CommScope® | Propel ¦ SYSTIMAX ULL |  | Fiber trunk cable assembly
UHXMXMXCK |  | Base Product | Ultra Low Loss (ULL) OM4 MPO12 UPC (pinned) to MPO12 UPC (pinned) Fiber Trunk Cable Assembly, 72-Fiber, Armored Indoor Plenum | CommScope® | Propel ¦ SYSTIMAX ULL |  | Fiber trunk cable assembly
UHGMXMXCP |  | Base Product | Singlemode MPO12 APC (pinned) to MPO12 APC (pinned) Fiber Trunk Cable Assembly, 288-Fiber, Armored Indoor Plenum | CommScope® | Propel ¦ SYSTIMAX ULL |  | Fiber trunk cable assembly
UHVQZQZTU |  | Base Product | Ultra Low Loss (ULL) OM5 MPO8 APC (pinned) to MPO8 APC (pinned) Fiber Trunk Cable Assembly, 64-Fiber, Armored Indoor Plenum | CommScope® | Propel ¦ SYSTIMAX ULL |  | Fiber trunk cable assembly
UKVQXQXTH |  | Base Product | Ultra Low Loss (ULL) OM5 MPO8 UPC (pinned) to MPO8 UPC (pinned) Fiber Trunk Cable Assembly, 48-Fiber, Armored Indoor Dual Rated (OFNR/LSZH) | CommScope® | Propel ¦ SYSTIMAX ULL |  | Fiber trunk cable assembly
UKGQXUCTH |  | Base Product | Singlemode MPO8 APC (pinned) to Unconnectorized Fiber Trunk Cable Assembly, 48-Fiber, Armored Indoor Dual Rated (OFNR/LSZH) | CommScope® | Propel ¦ SYSTIMAX ULL |  | Fiber trunk cable assembly
UHXMXMXCP |  | Base Product | Ultra Low Loss (ULL) OM4 MPO12 UPC (pinned) to MPO12 UPC (pinned) Fiber Trunk Cable Assembly, 288-Fiber, Armored Indoor Plenum | CommScope® | Propel ¦ SYSTIMAX ULL |  | Fiber trunk cable assembly
UHGMXUCCK |  | Base Product | Singlemode MPO12 APC (pinned) to Unconnectorized Fiber Trunk Cable Assembly, 72-Fiber, Armored Indoor Plenum | CommScope® | Propel ¦ SYSTIMAX ULL |  | Fiber trunk cable assembly
UHGRZRZ8L |  | Base Product | Singlemode MPO16 APC (pinned) to MPO16 APC (pinned), Fiber Trunk Cable Assembly, 96-Fiber, Armored Indoor Plenum | CommScope® | Propel ¦ SYSTIMAX ULL |  | Fiber trunk cable assembly
UKGQXUCTK |  | Base Product | Singlemode MPO8 APC (pinned) to Unconnectorized Fiber Trunk Cable Assembly, 72-Fiber, Armored Indoor Dual Rated (OFNR/LSZH) | CommScope® | Propel ¦ SYSTIMAX ULL |  | Fiber trunk cable assembly
UHGMXUCCM |  | Base Product | Singlemode MPO12 APC (pinned) to Unconnectorized Fiber Trunk Cable Assembly, 144-Fiber, Armored Indoor Plenum | CommScope® | Propel ¦ SYSTIMAX ULL |  | Fiber trunk cable assembly
UKVQZUCTS |  | Base Product | Ultra Low Loss (ULL) OM5 MPO8 APC (pinned) to Unconnectorized Fiber Trunk Cable Assembly, 32-Fiber, Armored Indoor Dual Rated (OFNR/LSZH) | CommScope® | Propel ¦ SYSTIMAX ULL |  | Fiber trunk cable assembly
UKVQXQXTR |  | Base Product | Ultra Low Loss (ULL) OM5 MPO8 UPC (pinned) to MPO8 UPC (pinned) Fiber Trunk Cable Assembly, 16-Fiber, Armored Indoor Dual Rated (OFNR/LSZH) | CommScope® | Propel ¦ SYSTIMAX ULL |  | Fiber trunk cable assembly
UKGQXUCTM |  | Base Product | Singlemode MPO8 APC (pinned) to Unconnectorized Fiber Trunk Cable Assembly, 144-Fiber, Armored Indoor Dual Rated (OFNR/LSZH) | CommScope® | Propel ¦ SYSTIMAX ULL |  | Fiber trunk cable assembly
UHXMXUCCH |  | Base Product | Ultra Low Loss (ULL) OM4 MPO12 UPC (pinned) to Unconnectorized Fiber Trunk Cable Assembly, 48-Fiber, Armored Indoor Plenum | CommScope® | Propel ¦ SYSTIMAX ULL |  | Fiber trunk cable assembly
UKVQZUCTU |  | Base Product | Ultra Low Loss (ULL) OM5 MPO8 APC (pinned) to Unconnectorized Fiber Trunk Cable Assembly, 64-Fiber, Armored Indoor Dual Rated (OFNR/LSZH) | CommScope® | Propel ¦ SYSTIMAX ULL |  | Fiber trunk cable assembly
UHGQXQXTF |  | Base Product | Singlemode MPO8 APC (pinned) to MPO8 APC (pinned) Fiber Trunk Cable Assembly, 24-Fiber, Armored Indoor Plenum | CommScope® | Propel ¦ SYSTIMAX ULL |  | Fiber trunk cable assembly
UKGQXUCTU |  | Base Product | Singlemode MPO8 APC (pinned) to Unconnectorized Fiber Trunk Cable Assembly, 64-Fiber, Armored Indoor Dual Rated (OFNR/LSZH) | CommScope® | Propel ¦ SYSTIMAX ULL |  | Fiber trunk cable assembly
UKVQXUCTH |  | Base Product | Ultra Low Loss (ULL) OM5 MPO8 UPC (pinned) to Unconnectorized Fiber Trunk Cable Assembly, 48-Fiber, Armored Indoor Dual Rated (OFNR/LSZH) | CommScope® | Propel ¦ SYSTIMAX ULL |  | Fiber trunk cable assembly
UHGQXQXTH |  | Base Product | Singlemode MPO8 APC (pinned) to MPO8 APC (pinned) Fiber Trunk Cable Assembly, 48-Fiber, Armored Indoor Plenum | CommScope® | Propel ¦ SYSTIMAX ULL |  | Fiber trunk cable assembly
UHVQZUCTU |  | Base Product | Ultra Low Loss (ULL) OM5 MPO8 APC (pinned) to Unconnectorized Fiber Trunk Cable Assembly, 64-Fiber, Armored Indoor Plenum | CommScope® | Propel ¦ SYSTIMAX ULL |  | Fiber trunk cable assembly
UHXMXUCCN |  | Base Product | Ultra Low Loss (ULL) OM4 MPO12 UPC (pinned) to Unconnectorized Fiber Trunk Cable Assembly, 192-Fiber, Armored Indoor Plenum | CommScope® | Propel ¦ SYSTIMAX ULL |  | Fiber trunk cable assembly
UKVRZRZ8M |  | Base Product | Ultra Low Loss (ULL) OM5 MPO16 APC (pinned) to MPO16 APC (pinned), Fiber Trunk Cable Assembly, 144-Fiber, Armored Indoor Dual Rated (OFNR/LSZH) | CommScope® | Propel ¦ SYSTIMAX ULL |  | Fiber trunk cable assembly
UHXQXQXT8 |  | Base Product | Ultra Low Loss (ULL) OM4 MPO8 UPC (pinned) to MPO8 UPC (pinned) Fiber Trunk Cable Assembly, 12-Fiber, Armored Indoor Plenum | CommScope® | Propel ¦ SYSTIMAX ULL |  | Fiber trunk cable assembly
UHVQXQXTL |  | Base Product | Ultra Low Loss (ULL) OM5 MPO8 UPC (pinned) to MPO8 UPC (pinned) Fiber Trunk Cable Assembly, 96-Fiber, Armored Indoor Plenum | CommScope® | Propel ¦ SYSTIMAX ULL |  | Fiber trunk cable assembly
UKVQXUCTM |  | Base Product | Ultra Low Loss (ULL) OM5 MPO8 UPC (pinned) to Unconnectorized Fiber Trunk Cable Assembly, 144-Fiber, Armored Indoor Dual Rated (OFNR/LSZH) | CommScope® | Propel ¦ SYSTIMAX ULL |  | Fiber trunk cable assembly
UKXQZQZTL |  | Base Product | Ultra Low Loss (ULL) OM4 MPO8 APC (pinned) to MPO8 APC (pinned) Fiber Trunk Cable Assembly, 96-Fiber, Armored Indoor Dual Rated (OFNR/LSZH) | CommScope® | Propel ¦ SYSTIMAX ULL |  | Fiber trunk cable assembly
UKVQXUCTS |  | Base Product | Ultra Low Loss (ULL) OM5 MPO8 UPC (pinned) to Unconnectorized Fiber Trunk Cable Assembly, 32-Fiber, Armored Indoor Dual Rated (OFNR/LSZH) | CommScope® | Propel ¦ SYSTIMAX ULL |  | Fiber trunk cable assembly
UHGQXQXTS |  | Base Product | Singlemode MPO8 APC (pinned) to MPO8 APC (pinned) Fiber Trunk Cable Assembly, 32-Fiber, Armored Indoor Plenum | CommScope® | Propel ¦ SYSTIMAX ULL |  | Fiber trunk cable assembly
UHXQZUCTF |  | Base Product | Ultra Low Loss (ULL) OM4 MPO8 APC (pinned) to Unconnectorized Fiber Trunk Cable Assembly, 24-Fiber, Armored Indoor Plenum | CommScope® | Propel ¦ SYSTIMAX ULL |  | Fiber trunk cable assembly
UKGQXQXTH |  | Base Product | Singlemode MPO8 APC (pinned) to MPO8 APC (pinned) Fiber Trunk Cable Assembly, 48-Fiber, Armored Indoor Dual Rated (OFNR/LSZH) | CommScope® | Propel ¦ SYSTIMAX ULL |  | Fiber trunk cable assembly
UKXQZQZTS |  | Base Product | Ultra Low Loss (ULL) OM4 MPO8 APC (pinned) to MPO8 APC (pinned) Fiber Trunk Cable Assembly, 32-Fiber, Armored Indoor Dual Rated (OFNR/LSZH) | CommScope® | Propel ¦ SYSTIMAX ULL |  | Fiber trunk cable assembly
UHXQZUCTL |  | Base Product | Ultra Low Loss (ULL) OM4 MPO8 APC (pinned) to Unconnectorized Fiber Trunk Cable Assembly, 96-Fiber, Armored Indoor Plenum | CommScope® | Propel ¦ SYSTIMAX ULL |  | Fiber trunk cable assembly
UHVRZUC8L |  | Base Product | Ultra Low Loss (ULL) OM5 MPO16 APC (pinned) to Unconnectorized, Fiber Trunk Cable Assembly, 96-Fiber, Armored Indoor Plenum | CommScope® | Propel ¦ SYSTIMAX ULL |  | Fiber trunk cable assembly
UKXQXQXTS |  | Base Product | Ultra Low Loss (ULL) OM4 MPO8 UPC (pinned) to MPO8 UPC (pinned) Fiber Trunk Cable Assembly, 32-Fiber, Armored Indoor Dual Rated (OFNR/LSZH) | CommScope® | Propel ¦ SYSTIMAX ULL |  | Fiber trunk cable assembly
UHVRZUC8R |  | Base Product | Ultra Low Loss (ULL) OM5 MPO16 APC (pinned) to Unconnectorized, Fiber Trunk Cable Assembly, 16-Fiber, Armored Indoor Plenum | CommScope® | Propel ¦ SYSTIMAX ULL |  | Fiber trunk cable assembly
UHVQXUCTL |  | Base Product | Ultra Low Loss (ULL) OM5 MPO8 UPC (pinned) to UnterminatedFiber Trunk Cable Assembly, 96-Fiber, Armored Indoor Plenum | CommScope® | Propel ¦ SYSTIMAX ULL |  | Fiber trunk cable assembly
UKGRZUC8R |  | Base Product | Singlemode MPO16 APC (pinned) to Unconnectorized, Fiber Trunk Cable Assembly, 16-Fiber, Armored Indoor Dual Rated (OFNR/LSZH) | CommScope® | Propel ¦ SYSTIMAX ULL |  | Fiber trunk cable assembly
UHXRZRZ8H |  | Base Product | Ultra Low Loss (ULL) OM4 MPO16 APC (pinned) to MPO16 APC (pinned), Fiber Trunk Cable Assembly, 48-Fiber, Armored Indoor Plenum | CommScope® | Propel ¦ SYSTIMAX ULL |  | Fiber trunk cable assembly
UKGRZUC8U |  | Base Product | Singlemode MPO16 APC (pinned) to Unconnectorized, Fiber Trunk Cable Assembly, 64-Fiber, Armored Indoor Dual Rated (OFNR/LSZH) | CommScope® | Propel ¦ SYSTIMAX ULL |  | Fiber trunk cable assembly
UHVQXUCTR |  | Base Product | Ultra Low Loss (ULL) OM5 MPO8 UPC (pinned) to UnterminatedFiber Trunk Cable Assembly, 16-Fiber, Armored Indoor Plenum | CommScope® | Propel ¦ SYSTIMAX ULL |  | Fiber trunk cable assembly
UHXMXMXCF |  | Base Product | Ultra Low Loss (ULL) OM4 MPO12 UPC (pinned) to MPO12 UPC (pinned) Fiber Trunk Cable Assembly, 24-Fiber, Armored Indoor Plenum | CommScope® | Propel ¦ SYSTIMAX ULL |  | Fiber trunk cable assembly
UKVMXMXCD |  | Base Product | Ultra Low Loss (ULL) OM5 MPO12 UPC (pinned) to MPO12 UPC (pinned) Fiber Trunk Cable Assembly, 12-Fiber, Armored Indoor Dual Rated (OFNR/LSZH) | CommScope® | Propel ¦ SYSTIMAX ULL |  | Fiber trunk cable assembly
UKVMXMXCF |  | Base Product | Ultra Low Loss (ULL) OM5 MPO12 UPC (pinned) to MPO12 UPC (pinned) Fiber Trunk Cable Assembly, 24-Fiber, Armored Indoor Dual Rated (OFNR/LSZH) | CommScope® | Propel ¦ SYSTIMAX ULL |  | Fiber trunk cable assembly
UHXRZRZ8N |  | Base Product | Ultra Low Loss (ULL) OM4 MPO16 APC (pinned) to MPO16 APC (pinned), Fiber Trunk Cable Assembly, 192-Fiber, Armored Indoor Plenum | CommScope® | Propel ¦ SYSTIMAX ULL |  | Fiber trunk cable assembly
UHVMXMXCL |  | Base Product | Ultra Low Loss (ULL) OM5 MPO12 UPC (pinned) to MPO12 UPC (pinned) Fiber Trunk Cable Assembly, 96-Fiber, Armored Indoor Plenum | CommScope® | Propel ¦ SYSTIMAX ULL |  | Fiber trunk cable assembly
UHXMXMXCH |  | Base Product | Ultra Low Loss (ULL) OM4 MPO12 UPC (pinned) to MPO12 UPC (pinned) Fiber Trunk Cable Assembly, 48-Fiber, Armored Indoor Plenum | CommScope® | Propel ¦ SYSTIMAX ULL |  | Fiber trunk cable assembly
UHVMXMXCP |  | Base Product | Ultra Low Loss (ULL) OM5 MPO12 UPC (pinned) to MPO12 UPC (pinned) Fiber Trunk Cable Assembly, 12-Fiber, Armored Indoor Plenum | CommScope® | Propel ¦ SYSTIMAX ULL |  | Fiber trunk cable assembly
UHXRZUC8M |  | Base Product | Ultra Low Loss (ULL) OM4 MPO16 APC (pinned) to Unconnectorized, Fiber Trunk Cable Assembly, 144-Fiber, Armored Indoor Plenum | CommScope® | Propel ¦ SYSTIMAX ULL |  | Fiber trunk cable assembly
UHVQZQZTN |  | Base Product | Ultra Low Loss (ULL) OM5 MPO8 APC (pinned) to MPO8 APC (pinned) Fiber Trunk Cable Assembly, 192-Fiber, Armored Indoor Plenum | CommScope® | Propel ¦ SYSTIMAX ULL |  | Fiber trunk cable assembly
UHXQXUCTN |  | Base Product | Ultra Low Loss (ULL) OM4 MPO8 UPC (pinned) to Unconnectorized Fiber Trunk Cable Assembly, 192-Fiber, Armored Indoor Plenum | CommScope® | Propel ¦ SYSTIMAX ULL |  | Fiber trunk cable assembly
760248381 | MPA-NCLCJ50003M-NS | Variant | MPO Fanout Cable, polarity A, 12 fiber MPO (unpinned) to LC duplex, Plenum 3mm SM, 3m, with 36" breakout | CommScope® | MPOptimate® | MPA | Fiber fanout cable assembly
760248389 | MPA-NCLCJ50025M-NS | Variant | MPO Fanout Cable, polarity A, 12 fiber MPO (unpinned) to LC duplex, Plenum 3mm SM, 25m, with 36" breakout | CommScope® | MPOptimate® | MPA | Fiber fanout cable assembly
UHVMPMPAH |  | Base Product | Ultra Low Loss (ULL) LazrSPEED® 550 OM5 MPO12(Unpinned) to MPO12(Unpinned), Armored Pre-terminated Trunk Cable, 48-Fiber, Plenum | CommScope® | SYSTIMAX ULL |  | Fiber trunk cable assembly |  | Discontinued
UNXQXQXBF |  | Base Product | Ultra Low Loss (ULL) OM4 MPO8 (Pinned) to MPO8 (Pinned), Ruggedized fanout Cable, 24-Fiber, Low Smoke Zero Halogen (LSZH) | CommScope® | SYSTIMAX ULL |  | Ruggedized fanout
URGQPBPF8 |  | Base Product | Ultra Low Loss (ULL) Singlemode, 1X2, MPO8 (Non-Pinned) to MPO4 (Non-Pinned), 4-Fiber, Conversion Array, Low Smoke Zero Halogen (LSZH) | CommScope® | Propel ¦ SYSTIMAX ULL |  | Fiber conversion array cable assembly
UJG2XMESX |  | Base Product | Ultra Low Loss (ULL) Singlemode MPO24 (pinned) to MPO12 (Unpinned) Pre-terminated Trunk Cable, 864-Fiber, 12-Fiber Rollable Ribbon Indoor/Outdoor Central Tube, Low Smoke Zero Halogen (LSZH)/Riser | CommScope® | SYSTIMAX ULL |  | Fiber trunk cable assembly
UNGMPLUCP |  | Base Product | Ultra Low Loss ULL TeraSPEED® MPO(Unpinned) to LC/UPC Uniboot Ruggedized fanout Cable, 288-Fiber, LSZH, 12 fiber PmP 2.0 mm Dca | CommScope® | SYSTIMAX ULL |  | Ruggedized fanout
UGGMXMXCP |  | Base Product | Ultra Low Loss (ULL) Singlemode MPO12 (Pinned) to MPO12 (Pinned) Pre-terminated Trunk Cable, Plenum, 288-Fiber | CommScope® | SYSTIMAX ULL |  | Fiber trunk cable assembly
UJGQPQPTN |  | Base Product | Ultra Low Loss (ULL) Singlemode MPO8 (Un-pinned) to MPO8 (Non-pinned), Fiber Trunk Cable Assembly, 192-Fiber, Dual Rated (OFNR/LSZH) | CommScope® | Propel ¦ SYSTIMAX ULL |  | Fiber trunk cable assembly
UHXMPMPCD |  | Base Product | Ultra Low Loss (ULL), OM4 MPO (Unpinned) to MPO (Unpinned), InstaPATCH® 360 Armored Pre-terminated Trunk Cable, 12-Fiber, Plenum | CommScope® | SYSTIMAX InstaPATCH® 360 |  | Fiber trunk cable assembly
UKGMPMPCD |  | Base Product | Ultra Low Loss, Singlemode MPO12 APC (unpinned) to MPO12 APC (unpinned) Fiber Trunk Cable Assembly, 12-Fiber, Armored Indoor Dual Rated (OFNR/LSZH) | CommScope® | SYSTIMAX ULL |  | Fiber trunk cable assembly
UKGMPMXCF |  | Base Product | Ultra Low Loss (ULL) Singlemode MPO12 (Unpinned) to MPO12 (Pinned), Armored Pre-terminated Trunk Cable, 24-Fiber, Low Smoke Zero Halogen (LSZH) | CommScope® | SYSTIMAX ULL |  | Fiber trunk cable assembly
UKXMPMXCG |  | Base Product | Ultra Low Loss (ULL) Multimode OM4 MPO12 (Unpinned) to MPO12 (Pinned), Armored Pre-terminated Trunk Cable, 36-Fiber, Low Smoke Zero Halogen (LSZH) | CommScope® | SYSTIMAX ULL |  | Fiber trunk cable assembly
UKXMPMXCH |  | Base Product | Ultra Low Loss (ULL) Multimode OM4 MPO12 (Unpinned) to MPO12 (Pinned), Armored Pre-terminated Trunk Cable, 48-Fiber, Low Smoke Zero Halogen (LSZH) | CommScope® | SYSTIMAX ULL |  | Fiber trunk cable assembly
UHXMPMPCK |  | Base Product | Ultra Low Loss (ULL), OM4 MPO (Unpinned) to MPO (Unpinned), InstaPATCH® 360 Armored Pre-terminated Trunk Cable, 72-Fiber, Plenum | CommScope® | SYSTIMAX InstaPATCH® 360 |  | Fiber trunk cable assembly
A3GMXMPCL |  | Base Product | Singlemode MPO12 (Pinned) to MPO12 (Unpinned), Fiber Trunk Cable Assembly, 96-Fiber, B2ca, Method A, Low Smoke Zero Halogen | CommScope® |  |  | Fiber trunk cable assembly
A3XMXMPCH |  | Base Product | OM4 MPO12 (Pinned) to MPO12 (Unpinned), Fiber Trunk Cable Assembly, 48-Fiber, B2ca, Method A, Low Smoke Zero Halogen | CommScope® |  |  | Fiber trunk cable assembly
U3GMPUCCH |  | Base Product | Ultra Low Loss (ULL) Singlemode MPO12 (Unpinned) to Unconnectorized, Fiber Trunk Cable Assembly, 48-Fiber, CPR Class B2ca, Low Smoke Zero Halogen/Riser | CommScope® | SYSTIMAX ULL |  | Fiber trunk cable assembly
U3GMPUCCK |  | Base Product | Ultra Low Loss (ULL) Singlemode MPO12 (Unpinned) to Unconnectorized, Fiber Trunk Cable Assembly, 72-Fiber, CPR Class B2ca,Low Smoke Zero Halogen/Riser | CommScope® | SYSTIMAX ULL |  | Fiber trunk cable assembly
C3GMPMPCF |  | Base Product | Description: Ultra Low Loss ULL TeraSPEED® MPO(Unpinned) to MPO(Unpinned) Pre-terminated Trunk Cable, MPO12, 24-Fiber, LSZH, 12 fiber PmP 2.0 mm /B2ca, Method C | CommScope® |  |  | Fiber trunk cable assembly
AJG2P2PBF |  | Base Product | Singlemode MPO24 (Non-pinned) to MPO24 (Non-pinned), Fiber Trunk Cable Assembly, 24-Fiber, Low Smoke Zero Halogen (LSZH), Method A | CommScope® | SYSTIMAX ULL |  | Fiber trunk cable assembly
UJGMPMPCP |  | Base Product | Ultra Low Loss ULL TeraSPEED® MPO(Unpinned) to MPO(Unpinned) Pre-terminated Trunk Cable, MPO12, 288-Fiber, LSZH, 12 fiber PmP 2.0 mm Dca | CommScope® | SYSTIMAX ULL |  | Fiber trunk cable assembly
FDWL6LC42 |  | Base Product | Singlemode LC/UPC Keyed Slate to LC/UPC Fiber Patch Cord, 1.6 mm Duplex, Plenum | CommScope® | SYSTIMAX InstaPATCH® 360 | FDW | Fiber patch cord ¦ duplex
FDWL3SC42 |  | Base Product | Singlemode LC/UPC Keyed Blue to SC/UPC Fiber Patch Cord, 1.6 mm Duplex, Plenum | CommScope® | SYSTIMAX InstaPATCH® 360 | FDW | Fiber patch cord ¦ duplex
FDVLCLC42 |  | Base Product | OM5 LC/UPC to LC/UPC, Fiber Patch Cord, 1.6 mm Duplex, Plenum | CommScope® | SYSTIMAX InstaPATCH® 360 | FDV | Fiber patch cord ¦ duplex
FDWL5SC42 |  | Base Product | Singlemode LC/UPC Keyed Orange to SC/UPC Fiber Patch Cord, 1.6 mm Duplex, Plenum | CommScope® | SYSTIMAX InstaPATCH® 360 | FDW | Fiber patch cord ¦ duplex
FDWLCSC42 |  | Base Product | Singlemode LC/UPC to SC/UPC, Fiber Patch Cord, 1.6 mm Duplex, Plenum | CommScope® | SYSTIMAX InstaPATCH® 360 | FDW | Fiber patch cord ¦ duplex
FDXL2SC21 |  | Base Product | OM4 LC/UPC Keyed Yellow to SC/UPC Fiber Patch Cord, 1.6 mm Simplex, Plenum | CommScope® | SYSTIMAX InstaPATCH® 360 | FDX | Fiber patch cord ¦ simplex
FDXKMKM42 |  | Base Product | OM4 LC/UPC to LC/UPC Fiber Patch Cord, 1.6 mm Duplex, Plenum, Aqua (AC) Locking Clip | CommScope® | SYSTIMAX InstaPATCH® 360 | FDX | Fiber patch cord ¦ duplex
FDXKNKN42 |  | Base Product | OM4 LC/UPC to LC/UPC Fiber Patch Cord, 1.6 mm Duplex, Plenum, Lime Green (AC) Locking Clip | CommScope® | SYSTIMAX InstaPATCH® 360 | FDX | Fiber patch cord ¦ duplex
FDXKDKD42 |  | Base Product | OM4 LC/UPC to LC/UPC Fiber Patch Cord, 1.6 mm Duplex, Plenum, Brown (AC) Locking Clip | CommScope® | SYSTIMAX InstaPATCH® 360 | FDX | Fiber patch cord ¦ duplex
FDXL4L421 |  | Base Product | OM4 LC/UPC Keyed Green to LC/UPC Keyed Green Fiber Patch Cord, 1.6 mm Simplex, Plenum | CommScope® | SYSTIMAX InstaPATCH® 360 | FDX | Fiber patch cord ¦ simplex
FDXL7L721 |  | Base Product | OM4 LC/UPC Keyed Brown to LC/UPC Keyed Brown Fiber Patch Cord, 1.6 mm Simplex, Plenum | CommScope® | SYSTIMAX InstaPATCH® 360 | FDX | Fiber patch cord ¦ simplex
FDXL3LC21 |  | Base Product | OM4 LC/UPC Keyed Blue to LC/UPC Fiber Patch Cord, 1.6 mm Simplex, Plenum | CommScope® | SYSTIMAX InstaPATCH® 360 | FDX | Fiber patch cord ¦ simplex
FDXL5LC42 |  | Base Product | OM4 LC/UPC Keyed Orange to LC/UPC Fiber Patch Cord, 1.6 mm Duplex, Plenum | CommScope® | SYSTIMAX InstaPATCH® 360 | FDX | Fiber patch cord ¦ duplex
FDXL8L842 |  | Base Product | OM4 LC/UPC Keyed Aqua to LC/UPC Keyed Aqua Fiber Patch Cord, 1.6 mm Duplex, Plenum | CommScope® | SYSTIMAX InstaPATCH® 360 | FDX | Fiber patch cord ¦ duplex
FDXL8LC21 |  | Base Product | OM4 LC/UPC Keyed Aqua to LC/UPC Fiber Patch Cord, 1.6 mm Simplex, Plenum | CommScope® | SYSTIMAX InstaPATCH® 360 | FDX | Fiber patch cord ¦ simplex
FDXSCSC42 |  | Base Product | OM4 SC/UPC to SC/UPC, Fiber Patch Cord, 1.6 mm Duplex, Plenum | CommScope® | SYSTIMAX InstaPATCH® 360 | FDX | Fiber patch cord ¦ duplex
FEWL2LC21 |  | Base Product | Singlemode LC/UPC Keyed Yellow to LC/UPC Fiber Patch Cord, 1.6 mm Simplex, Riser | CommScope® | SYSTIMAX InstaPATCH® 360 | FEW | Fiber patch cord ¦ simplex
FEWL5L542 |  | Base Product | Singlemode LC/UPC Keyed Orange to LC/UPC Keyed Orange Fiber Patch Cord, 1.6 mm Duplex, Riser | CommScope® | SYSTIMAX InstaPATCH® 360 | FEW | Fiber patch cord ¦ duplex
FEWL7LC21 |  | Base Product | Singlemode LC/UPC Keyed Brown to LC/UPC Fiber Patch Cord, 1.6 mm Simplex, Riser | CommScope® | SYSTIMAX InstaPATCH® 360 | FEW | Fiber patch cord ¦ simplex
FEWL6L642 |  | Base Product | Singlemode LC/UPC Keyed Slate to LC/UPC Keyed Slate Fiber Patch Cord, 1.6 mm Duplex, Riser | CommScope® | SYSTIMAX InstaPATCH® 360 | FEW | Fiber patch cord ¦ duplex
FEWL5SC21 |  | Base Product | Singlemode LC/UPC Keyed Orange to SC/UPC Fiber Patch Cord, 1.6 mm Simplex, Riser | CommScope® | SYSTIMAX InstaPATCH® 360 | FEW | Fiber patch cord ¦ simplex
FEWL5SC42 |  | Base Product | Singlemode LC/UPC Keyed Orange to SC/UPC Fiber Patch Cord, 1.6 mm Duplex, Riser | CommScope® | SYSTIMAX InstaPATCH® 360 | FEW | Fiber patch cord ¦ duplex
FEWL6LC42 |  | Base Product | Singlemode LC/UPC Keyed Slate to LC/UPC Fiber Patch Cord, 1.6 mm Duplex, Riser | CommScope® | SYSTIMAX InstaPATCH® 360 | FEW | Fiber patch cord ¦ duplex
FEWL2L221 |  | Base Product | Singlemode LC/UPC Keyed Yellow to LC/UPC Keyed Yellow Fiber Patch Cord, 1.6 mm Simplex, Riser | CommScope® | SYSTIMAX InstaPATCH® 360 | FEW | Fiber patch cord ¦ simplex
FEWL6SC21 |  | Base Product | Singlemode LC/UPC Keyed Slate to SC/UPC Fiber Patch Cord, 1.6 mm Simplex, Riser | CommScope® | SYSTIMAX InstaPATCH® 360 | FEW | Fiber patch cord ¦ simplex
FEWL6SC42 |  | Base Product | Singlemode LC/UPC Keyed Slate to SC/UPC Fiber Patch Cord, 1.6 mm Duplex, Riser | CommScope® | SYSTIMAX InstaPATCH® 360 | FEW | Fiber patch cord ¦ duplex
FEWLVLC21 |  | Base Product | Singlemode LC/UPC Keyed Violet to LC/UPC Fiber Patch Cord, 1.6 mm Simplex, Riser | CommScope® | SYSTIMAX InstaPATCH® 360 | FEW | Fiber patch cord ¦ simplex
FEWLVLV21 |  | Base Product | Singlemode LC/UPC Keyed Violet to LC/UPC Keyed Violet Fiber Patch Cord, 1.6 mm Simplex, Riser | CommScope® | SYSTIMAX InstaPATCH® 360 | FEW | Fiber patch cord ¦ simplex
FEWLCSC42 |  | Base Product | Singlemode LC/UPC to SC/UPC, Fiber Patch Cord, 1.6 mm Duplex, Riser | CommScope® | SYSTIMAX InstaPATCH® 360 | FEW | Fiber patch cord ¦ duplex
FEWSCSC21 |  | Base Product | Singlemode SC/UPC to SC/UPC, Fiber Patch Cord, 1.6 mm Simplex, Riser | CommScope® | SYSTIMAX InstaPATCH® 360 | FEW | Fiber patch cord ¦ simplex
FEXL4L421 |  | Base Product | OM4 LC/UPC Keyed Green to LC/UPC Keyed Green Fiber Patch Cord, 1.6 mm Simplex, Riser | CommScope® | SYSTIMAX InstaPATCH® 360 | FEX | Fiber patch cord ¦ simplex
FEXL3L342 |  | Base Product | OM4 LC/UPC Keyed Blue to LC/UPC Keyed Blue Fiber Patch Cord, 1.6 mm Duplex, Riser | CommScope® | SYSTIMAX InstaPATCH® 360 | FEX | Fiber patch cord ¦ duplex
FEXL4L442 |  | Base Product | OM4 LC/UPC Keyed Green to LC/UPC Keyed Green Fiber Patch Cord, 1.6 mm Duplex, Riser | CommScope® | SYSTIMAX InstaPATCH® 360 | FEX | Fiber patch cord ¦ duplex
FEXL5LC42 |  | Base Product | OM4 LC/UPC Keyed Orange to LC/UPC Fiber Patch Cord, 1.6 mm Duplex, Riser | CommScope® | SYSTIMAX InstaPATCH® 360 | FEX | Fiber patch cord ¦ duplex
FEXL2L221 |  | Base Product | OM4 LC/UPC Keyed Yellow to LC/UPC Keyed Yellow Fiber Patch Cord, 1.6 mm Simplex, Riser | CommScope® | SYSTIMAX InstaPATCH® 360 | FEX | Fiber patch cord ¦ simplex
FEXL5SC42 |  | Base Product | OM4 LC/UPC Keyed Orange to SC/UPC Fiber Patch Cord, 1.6 mm Duplex, Riser | CommScope® | SYSTIMAX InstaPATCH® 360 | FEX | Fiber patch cord ¦ duplex
FEXLCLC21 |  | Base Product | OM4 LC/UPC to LC/UPC, Fiber Patch Cord, 1.6 mm Simplex, Riser | CommScope® | SYSTIMAX InstaPATCH® 360 | FEX | Fiber patch cord ¦ simplex
FEXL9L921 |  | Base Product | OM4 LC/UPC Keyed Rose to LC/UPC Keyed Rose Fiber Patch Cord, 1.6 mm Simplex, Riser | CommScope® | SYSTIMAX InstaPATCH® 360 | FEX | Fiber patch cord ¦ simplex
FEXLVLV21 |  | Base Product | OM4 LC/UPC Keyed Violet to LC/UPC Keyed Violet Fiber Patch Cord, 1.6 mm simplex, riser | CommScope® | SYSTIMAX InstaPATCH® 360 | FEX | Fiber patch cord ¦ simplex
FFWLCLC21 |  | Base Product | TeraSPEED® LC/UPC to LC/UPC, Fiber Patch Cord, 1.6 mm Simplex, Riser | CommScope® | SYSTIMAX InstaPATCH® 360 | FFW | Fiber patch cord ¦ simplex
2105067 |  | Base Product | Fiber Optic Patch Cord, OM4, LC/SC Duplex, 1.8mm, LSZH & OFNR, Aqua | CommScope® |  | 210 | Fiber patch cord ¦ duplex
CC0909-000 | OCJ-L1-15MASHA-S1 | Variant of OCJ | Fiber Optic Patch Cord, Duplex, Singlemode, LC/UPC to SC/UPC, yellow, 15 m |  |  | OCJ | Fiber patch cord ¦ duplex
FPC2-SPLC-10M |  | Variant of FPC2 | Fiber Optic Patch Cord, Duplex, Singlemode, LC/UPC to LC/UPC, yellow, 10 m |  |  | FPC2 | Fiber patch cord ¦ duplex
FPC2Y-SDLC-P-1.1M |  | Variant of FPC2Y | Fiber Optic Patch Cord, Duplex, Singlemode, LC/UPC to LC/UPC, yellow, 1.1 m |  |  | FPC2Y | Fiber patch cord ¦ duplex
FPC2-SPSC-5.5M |  | Variant of FPC2 | Fiber Optic Patch Cord, Duplex, Singlemode, SC/UPC to SC/UPC, 5.5 m |  |  | FPC2 | Fiber patch cord ¦ duplex
FPC2Y-SDLC-P-9M |  | Variant of FPC2Y | Fiber Optic Patch Cord, Duplex, Singlemode, LC/UPC to LC/UPC, yellow, 9 m |  |  | FPC2Y | Fiber patch cord ¦ duplex
FPC2Y-SPSC-P-9M |  | Variant of FPC2Y | Fiber Optic Patch Cord, Duplex, Singlemode, SC/UPC to SC/UPC, yellow, 9 m |  |  | FPC2Y | Fiber patch cord ¦ duplex
FPC2Y-SPLC-P-2M |  | Variant of FPC2Y | Fiber Optic Patch Cord, Duplex, Singlemode, LC/UPC to LC/UPC, yellow, 2 m |  |  | FPC2Y | Fiber patch cord ¦ duplex
FPC2-SPSC-1M |  | Variant of FPC2 | Fiber Optic Patch Cord, Duplex, Singlemode, SC/UPC to SC/UPC, yellow, 1 m |  |  | FPC2 | Fiber patch cord ¦ duplex
FPC2Y-SPSC-P-12M |  | Variant of FPC2Y | Fiber Optic Patch Cord, Duplex, Singlemode, SC/UPC to SC/UPC, yellow, 12 m |  |  | FPC2Y | Fiber patch cord ¦ duplex
FPCDY-SPSC-P-17M |  | Variant of FPCDY | Fiber Optic Patch Cord, Simplex, Singlemode, SC/UPC to SC/UPC, yellow, 17 m |  |  | FPCDY | Fiber patch cord ¦ simplex
FPCFW-APSC-P-3M |  | Variant of FPCFW | Fiber Optic Patch Cord, Simplex, Singlemode, SC/APC to SC/APC, blue, 3 m |  |  | FPCFW | Fiber patch cord ¦ simplex
FPCF-APSC-S-7M |  | Variant of FPCF | Fiber Optic Patch Cord, Simplex, Singlemode, SC/APC to SC/APC, yellow, 7 m |  |  | FPCF | Fiber patch cord ¦ simplex
U4GLULUCH |  | Base Product | Ultra Low Loss ULL TeraSPEED® LC/UPC Uniboot to LC/UPC Uniboot Ruggedized fanout Cable, 48-Fiber, LSZH, 12 fiber PmP 2.0 mm /B2ca | CommScope® | SYSTIMAX ULL |  | Ruggedized fanout
U4GLULUCL |  | Base Product | Ultra Low Loss ULL TeraSPEED® LC/UPC Uniboot to LC/UPC Uniboot Ruggedized fanout Cable, 96-Fiber, LSZH, 12 fiber PmP 2.0 mm /B2ca | CommScope® | SYSTIMAX ULL |  | Ruggedized fanout
U4GSASACF |  | Base Product | Ultra Low Loss ULL TeraSPEED® SC/APC to SC/APC Ruggedized fanout Cable, 24-Fiber, LSZH, 12 fiber PmP 2.0 mm /B2ca | CommScope® | SYSTIMAX ULL |  | Ruggedized fanout
U4GSASACG |  | Base Product | Ultra Low Loss ULL TeraSPEED® SC/APC to SC/APC Ruggedized fanout Cable, 36-Fiber, LSZH, 12 fiber PmP 2.0 mm /B2ca | CommScope® | SYSTIMAX ULL |  | Ruggedized fanout
U4GSASACK |  | Base Product | Ultra Low Loss ULL TeraSPEED® SC/APC to SC/APC Ruggedized fanout Cable, 72-Fiber, LSZH, 12 fiber PmP 2.0 mm /B2ca | CommScope® | SYSTIMAX ULL |  | Ruggedized fanout
U4VLULUCF |  | Base Product | Ultra Low Loss ULL LazrSPEED® 550 OM5 LC/UPC Uniboot to LC/UPC Uniboot Ruggedized fanout Cable, 24-Fiber, LSZH, 12 fiber PmP 2.0 mm /B2ca | CommScope® | SYSTIMAX ULL |  | Ruggedized fanout
U4GSASACM |  | Base Product | Ultra Low Loss ULL TeraSPEED® SC/APC to SC/APC Ruggedized fanout Cable, 144-Fiber, LSZH, 12 fiber PmP 2.0 mm /B2ca | CommScope® | SYSTIMAX ULL |  | Ruggedized fanout
U4GSCSCCH |  | Base Product | Ultra Low Loss ULL TeraSPEED® SC/UPC to SC/UPC Ruggedized fanout Cable, 48-Fiber, LSZH, 12 fiber PmP 2.0 mm /B2ca | CommScope® | SYSTIMAX ULL |  | Ruggedized fanout
U4VLCLCCM |  | Base Product | Ultra Low Loss ULL LazrSPEED® 550 OM5 LC/UPC to LC/UPC Ruggedized fanout Cable, 144-Fiber, LSZH, 12 fiber PmP 2.0 mm /B2ca | CommScope® | SYSTIMAX ULL |  | Ruggedized fanout
U4XLULUCM |  | Base Product | Ultra Low Loss ULL LazrSPEED® 550 LC/UPC Uniboot to LC/UPC Uniboot Ruggedized fanout Cable, 144-Fiber, LSZH, 12 fiber PmP 2.0 mm /B2ca | CommScope® | SYSTIMAX ULL |  | Ruggedized fanout
U4XSCSCCK |  | Base Product | Ultra Low Loss ULL LazrSPEED® 550 SC/UPC to SC/UPC Ruggedized fanout Cable, 72-Fiber, LSZH, 12 fiber PmP 2.0 mm /B2ca | CommScope® | SYSTIMAX ULL |  | Ruggedized fanout
ULGLGLGCD |  | Base Product | Ultra Low Loss ULL TeraSPEED® LC/APC G B to LC/APC G B Ruggedized fanout Cable, 12-Fiber, Plenum, 12 fiber PmP 2.0 mm Dca | CommScope® | SYSTIMAX ULL |  | Ruggedized fanout
ULGLALACH |  | Base Product | Ultra Low Loss ULL TeraSPEED® LC/APC to LC/APC Ruggedized fanout Cable, 48-Fiber, Plenum, 12 fiber PmP 2.0 mm Dca | CommScope® | SYSTIMAX ULL |  | Ruggedized fanout
ULGLALACK |  | Base Product | Ultra Low Loss ULL TeraSPEED® LC/APC to LC/APC Ruggedized fanout Cable, 72-Fiber, Plenum, 12 fiber PmP 2.0 mm Dca | CommScope® | SYSTIMAX ULL |  | Ruggedized fanout
ULGLFLFCD |  | Base Product | Ultra Low Loss ULL TeraSPEED® LC/UPC G B to LC/UPC G B Ruggedized fanout Cable, 12-Fiber, Plenum, 12 fiber PmP 2.0 mm Dca | CommScope® | SYSTIMAX ULL |  | Ruggedized fanout
ULGLULUCK |  | Base Product | Ultra Low Loss ULL TeraSPEED® LC/UPC Uniboot to LC/UPC Uniboot Ruggedized fanout Cable, 72-Fiber, Plenum, 12 fiber PmP 2.0 mm Dca | CommScope® | SYSTIMAX ULL |  | Ruggedized fanout
ULGLFLFCG |  | Base Product | Ultra Low Loss ULL TeraSPEED® LC/UPC G B to LC/UPC G B Ruggedized fanout Cable, 36-Fiber, Plenum, 12 fiber PmP 2.0 mm Dca | CommScope® | SYSTIMAX ULL |  | Ruggedized fanout
ULGLCLCCD |  | Base Product | Ultra Low Loss ULL TeraSPEED® LC/UPC to LC/UPC Ruggedized fanout Cable, 12-Fiber, Plenum, 12 fiber PmP 2.0 mm Dca | CommScope® | SYSTIMAX ULL |  | Ruggedized fanout
ULGLFLFCL |  | Base Product | Ultra Low Loss ULL TeraSPEED® LC/UPC G B to LC/UPC G B Ruggedized fanout Cable, 96-Fiber, Plenum, 12 fiber PmP 2.0 mm Dca | CommScope® | SYSTIMAX ULL |  | Ruggedized fanout
ULGSASACM |  | Base Product | Ultra Low Loss ULL TeraSPEED® SC/APC to SC/APC Ruggedized fanout Cable, 144-Fiber, Plenum, 12 fiber PmP 2.0 mm Dca | CommScope® | SYSTIMAX ULL |  | Ruggedized fanout
FEWL4SC21 |  | Base Product | Singlemode LC/UPC Keyed Green to SC/UPC Fiber Patch Cord, 1.6 mm Simplex, Riser | CommScope® | SYSTIMAX InstaPATCH® 360 | FEW | Fiber patch cord ¦ simplex
FLWLCUCAF |  | Base Product | Singlemode LC/UPC to Unconnectorized 24-Fiber InstaPATCH® 360 Ruggedized Fanout Cable, Plenum | CommScope® | SYSTIMAX InstaPATCH® 360 |  | Ruggedized fanout
FLWLASAAK |  | Base Product | SingleMode LC/APC to SC/APC, Ruggedized Fiber Fanout Cable Assembly, 72-Fiber, Plenum | CommScope® | SYSTIMAX InstaPATCH® 360 |  | Ruggedized fanout
FLWLCUCAG |  | Base Product | Singlemode LC/UPC to Unconnectorized 36-Fiber InstaPATCH® 360 Ruggedized Fanout Cable, Plenum | CommScope® | SYSTIMAX InstaPATCH® 360 |  | Ruggedized fanout
FLWLCSAAD |  | Base Product | SingleMode LC/UPC to SC/APC, InstaPATCH® 360 Ruggedized Fiber Fanout Cable Assembly, 12-Fiber, Plenum | CommScope® | SYSTIMAX InstaPATCH® 360 |  | Ruggedized fanout
1442669 | FPM-0M/E-AT017M-VB/60 | Variant | Fiber Optic Patch Cord, Multi-fiber, Singlemode, 24 fibers, LC/APC to SC/APC, yellow, 17 m |  |  | FPM | Fiber distribution cable assembly
1442675 | FPM-0M/E-AT026M-VB/60 | Variant | Fiber Optic Patch Cord, Multi-fiber, Singlemode, 24 fibers, LC/APC to SC/APC, yellow, 26 m |  |  | FPM | Fiber distribution cable assembly
1463287 | FPM-0M/E-AN016M-VB/60 | Variant | Fiber Optic Patch Cord, Multi-fiber, Singlemode, 4 fibers, LC/APC to SC/APC, yellow, 16 m |  |  | FPM | Fiber distribution cable assembly
1463880 | FPM-07/7-AT023M-25/25 | Variant | Fiber Optic Patch Cord, Multi-fiber, Singlemode, 24 fibers, SC/UPC to SC/UPC, yellow, 23 m |  |  | FPM | Fiber distribution cable assembly
1466146 | FPM-07/K-AN040M-25/39 | Variant | Fiber Optic Patch Cord, Multi-fiber, Singlemode, 4 fibers, SC/UPC to LC/UPC, yellow, 40 m |  |  | FPM | Fiber distribution cable assembly
1466425 | FPM-07/K-AN042M-25/39 | Variant | Fiber Optic Patch Cord, Multi-fiber, Singlemode, 4 fibers, SC/UPC to LC/UPC, 42 m |  |  | FPM | Fiber distribution cable assembly
1662882 | FPM-07/K-AN066M-25/39 | Variant | Fiber Optic Patch Cord, Multi-fiber, Singlemode, 4 fibers, SC/UPC to LC/UPC, 66 m |  |  | FPM | Fiber distribution cable assembly
1667033 | FPM-07/K-AN048M-25/39 | Variant | Fiber Optic Patch Cord, Multi-fiber, Singlemode, 4 fibers, SC/UPC to LC/UPC, yellow, 48 m |  |  | FPM | Fiber distribution cable assembly
1672030 | FPM-07/7-AC036M-39/25 | Variant | Fiber Optic Patch Cord, Multi-fiber, Singlemode, 2 fibers, SC/UPC to SC/UPC, 36 m |  |  | FPM | Fiber distribution cable assembly
1673295 | FPM-07/7-AN014M-39/25 | Variant | Fiber Optic Patch Cord, Multi-fiber, Singlemode, 4 fibers, SC/UPC to SC/UPC, yellow, 14 m |  |  | FPM | Fiber distribution cable assembly
1679458 | FPM-07/7-AT027M-39/25 | Variant | Fiber Optic Patch Cord, Multi-fiber, Singlemode, 24 fibers, SC/UPC to SC/UPC, yellow, 27 m |  |  | FPM | Fiber distribution cable assembly
1685498-ZZ | FPM-07/7-AC032M-25/39 | Variant | Fiber Optic Patch Cord, Multi-fiber, Singlemode, 2 fibers, SC/UPC to SC/UPC, yellow, 32 m |  |  | FPM | Fiber distribution cable assembly
1691612 | FPM-07/7-AN020M-39/25 | Variant | Fiber Optic Patch Cord, Multi-fiber, Singlemode, 4 fibers, SC/UPC to SC/UPC, yellow, 20 m |  |  | FPM | Fiber distribution cable assembly
FSXLCLCW6 |  | Base Product | LazrSPEED® 550 LC/UPC to LC/UPC, Distribution Cable, 6-Fiber, Plenum | CommScope® | SYSTIMAX InstaPATCH® 360 |  | Fiber distribution cable assembly
MA-SL |  | Variant of MA | Fiber Optic Patch Cord, Multi-fiber, Singlemode, SC/UPC to SC/APC, Yellow |  |  | MA | Fiber distribution cable assembly
MA-SN |  | Variant of MA | Fiber Optic Patch Cord, Multi-fiber, Singlemode, SC/UPC to LC/APC, Yellow |  |  | MA | Fiber distribution cable assembly
MA-WN |  | Variant of MA | Fiber Optic Patch Cord, Multi-fiber, Singlemode, SC/UPC to LC/APC, Yellow |  |  | MA | Fiber distribution cable assembly
1859794-5 |  | Variant of 1859794 | Fiber Optic Patch Cord, Duplex, Multimode OM3, LC/UPC to LC/UPC, 3 mm, LSZH/OFNR, aqua, 5 m | CommScope® |  | 185 | Fiber patch cord ¦ duplex
1920608-5 | OCJ-L1-05MASIA-L1 | Variant of OCJ | Fiber Optic Patch Cord, Simplex, Singlemode, LC/UPC to LC/UPC, yellow, 5 m |  |  | OCJ | Fiber patch cord ¦ simplex
1920533-5 | OCJ-L1-05MASIA-S2 | Variant of OCJ | Fiber Optic Patch Cord, Simplex, Singlemode, LC/UPC to SC/APC, yellow, 5 m |  |  | OCJ | Fiber patch cord ¦ simplex
1920604-5 | OCJ-S1-05MASHA-S1 | Variant of OCJ | Fiber Optic Patch Cord, Duplex, Singlemode, SC/UPC to SC/UPC, yellow, 5 m |  |  | OCJ | Fiber patch cord ¦ duplex
1920779-2 | OCJ-L2-02MASIA-L2 | Variant of OCJ | Fiber Optic Patch Cord, Simplex, Singlemode, LC/APC to LC/APC, yellow, 2 m |  |  | OCJ | Fiber patch cord ¦ simplex
1920779-5 | OCJ-L2-05MASIA-L2 | Variant of OCJ | Fiber Optic Patch Cord, Simplex, Singlemode, LC/APC to LC/APC, yellow, 5 m |  |  | OCJ | Fiber patch cord ¦ simplex
2-1920604-5 | OCJ-S1-25MASHA-S1 | Variant of OCJ | Fiber Optic Patch Cord, Duplex, Singlemode, SC/UPC to SC/UPC, yellow, 25 m |  |  | OCJ | Fiber patch cord ¦ duplex
300001716002 | FPCTY-SPSC/PLC-P-5M | Variant of FPCTY | Fiber Optic Patch Cord, Duplex, Singlemode, SC/UPC to LC/UPC, yellow, 5 m |  |  | FPCTY | Fiber patch cord ¦ duplex
6-2105032-0 |  | Variant of 2105032 | Fiber Optic Patch Cord, Duplex, Singlemode, LC/UPC to SC/UPC, yellow, 60 m | CommScope® |  | 210 | Fiber patch cord ¦ duplex
FFWLASA42 |  | Base Product | Singlemode LC APC to SC APC, Fiber Patch Cord, 1.6 mm Duplex, Low Smoke Zero Halogen (LSZH) | CommScope® | SYSTIMAX InstaPATCH® 360 | FFW | Fiber patch cord ¦ duplex
FFWLCLA42 |  | Base Product | Singlemode LC/UPC to LC/APC, Fiber Patch Cord, 1.6 mm Duplex, Low Smoke Zero Halogen (LSZH) | CommScope® | SYSTIMAX InstaPATCH® 360 | FFW | Fiber patch cord ¦ duplex
FSWLCLCWH |  | Base Product | TeraSPEED® LC/UPC to LC/UPC, Distribution Cable, 48-Fiber, Plenum | CommScope® | SYSTIMAX InstaPATCH® 360 |  | Fiber distribution cable assembly
1467000 | FPM-07/K-AC012M-25/39 | Variant | Fiber Optic Patch Cord, Multi-fiber, Singlemode, 2 fibers, SC/UPC to LC/UPC, yellow, 12 m |  |  | FPM | Fiber distribution cable assembly
1469342 | FPM-07/K-AC013M-25/39 | Variant | Fiber Optic Patch Cord, Multi-fiber, Singlemode, 2 fibers, SC/UPC to LC/UPC, yellow, 13 m |  |  | FPM | Fiber distribution cable assembly
1470584 | FPM-07/K-AN021M-60/39 | Variant | Fiber Optic Patch Cord, Multi-fiber, Singlemode, 4 fibers, SC/UPC to LC/UPC, yellow, 21 m |  |  | FPM | Fiber distribution cable assembly
1471813 | FPM-07/K-AN015M-25/39 | Variant | Fiber Optic Patch Cord, Multi-fiber, Singlemode, 4 fibers, SC/UPC to LC/UPC, yellow, 15 m |  |  | FPM | Fiber distribution cable assembly
1472353 | FPM-07/K-AN011M-25/39 | Variant | Fiber Optic Patch Cord, Multi-fiber, Singlemode, 4 fibers, SC/UPC to LC/UPC, yellow, 11 m |  |  | FPM | Fiber distribution cable assembly
300001761471 | FPM-07/7-AT048M-25/60 | Variant | Fiber Optic Patch Cord, OS2, SC/UPC-SC/UPC, 24F RBR, 2.0 mm subunits, 48 m, yellow, 25"/60" breakouts |  |  | FPM | Fiber distribution cable assembly
300001774223 | FPM-07/7-AT013M-39/60 | Variant | Fiber Optic Patch Cord, OS2, SC/UPC-SC/UPC, 24F RBR, 2.0 mm subunits, 13 m, yellow, 39"/60" breakouts |  |  | FPM | Fiber distribution cable assembly
300001773918 | FPM-07/7-AN022M-39/25 | Variant | Fiber Optic Patch Cord, OS2, SC/UPC-SC/UPC, 4-fiber RBR, 2.0 mm subunits, 22 m, yellow, 39"/25" breakouts |  |  | FPM | Fiber distribution cable assembly
300001773257 | MFPM-9/9-NA007M-59/72 | Variant | Fiber Optic Patch Cord, Multi-fiber, Multimode, SC/UPC to SC/UPC, orange, 7 m |  |  | FPM | Fiber distribution cable assembly |  | Discontinued
300001782133 | FPM-07/7-AC066M-25/39 | Variant | Fiber Optic Patch Cord, Multi-fiber, Singlemode, 2 fibers, SC/UPC to SC/UPC, 66 m |  |  | FPM | Fiber distribution cable assembly
320000112954 | MIFC-P/PAJ022F-4DLG | Variant | Fiber Optic Intra Facility Cable, Multimode, LC/UPC to LC/UPC, 22 ft |  |  | IFC | Fiber distribution cable assembly |  | Discontinued
320000117871 | FPM-07/7-AN034M-39/60 | Variant | Fiber Optic Patch Cord, Multi-fiber, Singlemode, 4 fibers, SC/UPC to SC/UPC, yellow, 34 m |  |  | FPM | Fiber distribution cable assembly
320000116692 | FPM-07/K-AF020M-25/39 | Variant | Fiber Optic Patch Cord, Multi-fiber, Singlemode, 12 fibers, SC/UPC to LC/UPC, yellow, 20 m |  |  | FPM | Fiber distribution cable assembly
U4GLFLFCG |  | Base Product | Ultra Low Loss ULL TeraSPEED® LC/UPC G B to LC/UPC G B Ruggedized fanout Cable, 36-Fiber, LSZH, 12 fiber PmP 2.0 mm /B2ca | CommScope® | SYSTIMAX ULL |  | Ruggedized fanout
U4GLGLGCL |  | Base Product | Ultra Low Loss ULL TeraSPEED® LC/APC G B to LC/APC G B Ruggedized fanout Cable, 96-Fiber, LSZH, 12 fiber PmP 2.0 mm /B2ca | CommScope® | SYSTIMAX ULL |  | Ruggedized fanout
U4GLULUCF |  | Base Product | Ultra Low Loss ULL TeraSPEED® LC/UPC Uniboot to LC/UPC Uniboot Ruggedized fanout Cable, 24-Fiber, LSZH, 12 fiber PmP 2.0 mm /B2ca | CommScope® | SYSTIMAX ULL |  | Ruggedized fanout
ULVLULUCF |  | Base Product | Ultra Low Loss ULL LazrSPEED® 550 OM5 LC/UPC Uniboot to LC/UPC Uniboot Ruggedized fanout Cable, 24-Fiber, Plenum, 12 fiber PmP 2.0 mm Dca | CommScope® | SYSTIMAX ULL |  | Ruggedized fanout
ULGSASACL |  | Base Product | Ultra Low Loss ULL TeraSPEED® SC/APC to SC/APC Ruggedized fanout Cable, 96-Fiber, Plenum, 12 fiber PmP 2.0 mm Dca | CommScope® | SYSTIMAX ULL |  | Ruggedized fanout
ULVSCSCCG |  | Base Product | Ultra Low Loss ULL LazrSPEED® 550 OM5 SC/UPC to SC/UPC Ruggedized fanout Cable, 36-Fiber, Plenum, 12 fiber PmP 2.0 mm Dca | CommScope® | SYSTIMAX ULL |  | Ruggedized fanout
UNGLALACH |  | Base Product | Ultra Low Loss ULL TeraSPEED® LC/APC to LC/APC Ruggedized fanout Cable, 48-Fiber, LSZH, 12 fiber PmP 2.0 mm Dca | CommScope® | SYSTIMAX ULL |  | Ruggedized fanout
UNGLGLGCM |  | Base Product | Ultra Low Loss ULL TeraSPEED® LC/APC G B to LC/APC G B Ruggedized fanout Cable, 144-Fiber, LSZH, 12 fiber PmP 2.0 mm Dca | CommScope® | SYSTIMAX ULL |  | Ruggedized fanout
UNVLULUCG |  | Base Product | Ultra Low Loss ULL LazrSPEED® 550 OM5 LC/UPC Uniboot to LC/UPC Uniboot Ruggedized fanout Cable, 36-Fiber, LSZH, 12 fiber PmP 2.0 mm Dca | CommScope® | SYSTIMAX ULL |  | Ruggedized fanout
UNVLULUCL |  | Base Product | Ultra Low Loss ULL LazrSPEED® 550 OM5 LC/UPC Uniboot to LC/UPC Uniboot Ruggedized fanout Cable, 96-Fiber, LSZH, 12 fiber PmP 2.0 mm Dca | CommScope® | SYSTIMAX ULL |  | Ruggedized fanout
UNXLULUCD |  | Base Product | Ultra Low Loss ULL LazrSPEED® 550 LC/UPC Uniboot to LC/UPC Uniboot Ruggedized fanout Cable, 12-Fiber, LSZH, 12 fiber PmP 2.0 mm Dca | CommScope® | SYSTIMAX ULL |  | Ruggedized fanout
UNXLCLCCD |  | Base Product | Ultra Low Loss ULL LazrSPEED® 550 LC/UPC to LC/UPC Ruggedized fanout Cable, 12-Fiber, LSZH, 12 fiber PmP 2.0 mm Dca | CommScope® | SYSTIMAX ULL |  | Ruggedized fanout
UNXLCLCCF |  | Base Product | Ultra Low Loss ULL LazrSPEED® 550 LC/UPC to LC/UPC Ruggedized fanout Cable, 24-Fiber, LSZH, 12 fiber PmP 2.0 mm Dca | CommScope® | SYSTIMAX ULL |  | Ruggedized fanout
UNVSCSCCH |  | Base Product | Ultra Low Loss ULL LazrSPEED® 550 OM5 SC/UPC to SC/UPC Ruggedized fanout Cable, 48-Fiber, LSZH, 12 fiber PmP 2.0 mm Dca | CommScope® | SYSTIMAX ULL |  | Ruggedized fanout
UNXSCSCCK |  | Base Product | Ultra Low Loss ULL LazrSPEED® 550 SC/UPC to SC/UPC Ruggedized fanout Cable, 72-Fiber, LSZH, 12 fiber PmP 2.0 mm Dca | CommScope® | SYSTIMAX ULL |  | Ruggedized fanout
F4XLCUCAF |  | Base Product | LazrSPEED® 550 LC/UPC to stub, InstaPATCH® 360 Ruggedized Fanout Cable, 24-Fiber, LSZH | CommScope® | SYSTIMAX InstaPATCH® 360 |  | Ruggedized fanout |  | Discontinued
F4XLCLCAF |  | Base Product | OM4 LC/UPC to LC/UPC 24-Fiber InstaPATCH® 360 Ruggedized Fanout Cable, Low Smoke Zero Halogen | CommScope® | SYSTIMAX InstaPATCH® 360 |  | Ruggedized fanout
F4XLCLCAG |  | Base Product | OM4 LC/UPC to LC/UPC 36-Fiber InstaPATCH® 360 Ruggedized Fanout Cable, Low Smoke Zero Halogen | CommScope® | SYSTIMAX InstaPATCH® 360 |  | Ruggedized fanout
F4XSCSCAG |  | Base Product | OM4 SC/UPC to SC/UPC 36-Fiber InstaPATCH® 360 Ruggedized Fanout Cable, Low Smoke Zero Halogen | CommScope® | SYSTIMAX InstaPATCH® 360 |  | Ruggedized fanout |  | Discontinued
F4ZSCSCAG |  | Base Product | OM3 SC/UPC to SC/UPC 36-Fiber InstaPATCH® 360 Ruggedized Fanout Cable, Low Smoke Zero Halogen | CommScope® | SYSTIMAX InstaPATCH® 360 |  | Ruggedized fanout |  | Discontinued
FLWLCSAAF |  | Base Product | Singlemode LC/UPC to SC/APC 24-Fiber, InstaPATCH® 360 Ruggedized Fanout Cable, Plenum | CommScope® | SYSTIMAX InstaPATCH® 360 |  | Ruggedized fanout
FLWLASAAD |  | Base Product | Singlemode LC/APC to SC/APC 12-Fiber InstaPATCH® 360 Ruggedized Fanout Cable, Plenum | CommScope® | SYSTIMAX InstaPATCH® 360 |  | Ruggedized fanout
FLWLASAAF |  | Base Product | SingleMode LC/APC to SC/APC, Ruggedized Fiber Fanout Cable Assembly, 24-Fiber, Plenum | CommScope® | SYSTIMAX InstaPATCH® 360 |  | Ruggedized fanout
FLZLCUCAF |  | Base Product | OM3 LC/UPC to Unconnectorized 24-Fiber InstaPATCH® 360 Ruggedized Fanout Cable, Plenum | CommScope® | SYSTIMAX InstaPATCH® 360 |  | Ruggedized fanout
FLZLCUCAK |  | Base Product | OM3 LC/UPC to Unconnectorized 72-Fiber InstaPATCH® 360 Ruggedized Fanout Cable, Plenum | CommScope® | SYSTIMAX InstaPATCH® 360 |  | Ruggedized fanout
FNWLCLCAD |  | Base Product | SingleMode LC/UPC to LC/UPC, InstaPATCH® 360 Ruggedized Fiber Fanout Cable Assembly, 12-Fiber, Low Smoke Zero Halogen (LSZH) | CommScope® | SYSTIMAX InstaPATCH® 360 |  | Ruggedized fanout
FNWSCSCAF |  | Base Product | Singlemode SC/UPC to SC/UPC 24-Fiber InstaPATCH® 360 Ruggedized Fanout Cable, Low Smoke Zero Halogen | CommScope® | SYSTIMAX InstaPATCH® 360 |  | Ruggedized fanout
FNXLCLCAH |  | Base Product | OM4 LC/UPC to LC/UPC 48-Fiber InstaPATCH® 360 Ruggedized Fanout Cable, Low Smoke Zero Halogen | CommScope® | SYSTIMAX InstaPATCH® 360 |  | Ruggedized fanout
FNZLCLCAF |  | Base Product | OM3 LC/UPC to LC/UPC 24-Fiber InstaPATCH® 360 Ruggedized Fanout Cable, Low Smoke Zero Halogen | CommScope® | SYSTIMAX InstaPATCH® 360 |  | Ruggedized fanout
FPM-0E/E-AN030M |  | Variant | Fiber Optic Patch Cord, Multi-fiber, Singlemode, 4 fibers, SC/APC to SC/APC, yellow, 30 m |  |  | FPM | Fiber distribution cable assembly
FPM-0K/0-M002M |  | Variant | Fiber Optic Pigtail, Multi-fiber, Singlemode, 12 fibers, LC/UPC to Stub, yellow, 2 m |  |  | FPM | Fiber pigtail ¦ multi-fiber
FPM-07/0-M005M |  | Variant | Fiber Optic Pigtail, Multi-fiber, Singlemode, 12 fibers, SC/UPC to stub, yellow, 5 m |  |  | FPM | Fiber pigtail ¦ multi-fiber
FPM-0E/0-P030M |  | Variant | Fiber Optic Pigtail, Multi-fiber, Singlemode, 6 fibers, SC/APC to Stub, yellow, 30 m |  |  | FPM | Fiber pigtail ¦ multi-fiber
IFC-7/7VP048-PPV |  | Variant | Fiber Optic Intra Facility Fiber Cable, OS2, SC/UPC to SC/UPC, yellow, 48 m |  |  | IFC | Fiber distribution cable assembly
IFC-7/7VP070-PPP3V |  | Variant | Fiber Optic Intra Facility Fiber Cable, OS2, SC/UPC to SC/UPC, 70 m |  |  | IFC | Fiber distribution cable assembly
IFC-7/7VP040-PPP3V |  | Variant | Fiber Optic Intra Facility Fiber Cable, OS2, SC/UPC to SC/UPC, yellow, 40 m |  |  | IFC | Fiber distribution cable assembly
IFC-7/7VP028-PPP3V |  | Variant | Fiber Optic Intra Facility Fiber Cable, OS2, SC/UPC to SC/UPC, yellow, 28 m |  |  | IFC | Fiber distribution cable assembly
MIFC-9/02C080-NGF |  | Variant | Fiber Optic Intra Facility Cable, Multimode, OM2, SC/UPC to Stub, |  |  | IFC | Fiber distribution cable assembly |  | Discontinued
MIFC-9/02C120-NGF |  | Variant | Fiber Optic Intra Facility Cable, Multimode, OM2, SC/UPC to Stub, orange, 120 m |  |  | IFC | Fiber distribution cable assembly |  | Discontinued
1439800 | FPM-07/7-AC022M-39/25 | Variant | Fiber Optic Patch Cord, Multi-fiber, Singlemode, 2 fibers, SC/UPC to SC/UPC, yellow, 22 m |  |  | FPM | Fiber distribution cable assembly
UJGQXQXTK |  | Base Product | Ultra Low Loss (ULL) Singlemode MPO8 (Pinned) to MPO8 (Pinned), Fiber Trunk Cable Assembly, 72-Fiber, Dual Rated (OFNR/LSZH) | CommScope® | Propel ¦ SYSTIMAX ULL |  | Fiber trunk cable assembly
UQGQPLUF8 |  | Base Product | Ultra Low Loss (ULL) Singlemode MPO8 (Non-Pinned) to LC/UPC Uniboot, Fiber Array Cable Assembly, 8-Fiber, Plenum | CommScope® | Propel ¦ SYSTIMAX ULL |  | Fiber array cable assembly
U3GQXUCTH |  | Base Product | Ultra Low Loss (ULL) Singlemode MPO8 (Pinned) to unconnectorized, Fiber Trunk Cable Assembly, 48-Fiber, LZSH B2ca | CommScope® | Propel ¦ SYSTIMAX ULL |  | Fiber trunk cable assembly
URXQXQXF8 |  | Base Product | Ultra Low Loss (ULL) OM4 MPO8 (Pinned) to MPO8 (Pinned), Fiber Cable Assembly, 8-Fiber, Dual Rated (OFNR/LSZH) | CommScope® | Propel ¦ SYSTIMAX ULL |  | Fiber array cable assembly
UGXQXQXTM |  | Base Product | Ultra Low Loss (ULL) OM4 MPO8 (Pinned) to MPO8 (Pinned), Fiber Trunk Cable Assembly, 144-Fiber, Plenum | CommScope® | Propel ¦ SYSTIMAX ULL |  | Fiber trunk cable assembly
URXMPMPUD |  | Base Product | Ultra Low Loss (ULL) OM4 MPO12 (Non-Pinned) to MPO12 (Non-Pinned), Fiber Array Cable Assembly, 12-Fiber, Dual Rated (OFNR/LSZH) | CommScope® | Propel ¦ SYSTIMAX ULL |  | Fiber array cable assembly
UGGRXRXZR |  | Base Product | Hybrid Ultra Low Loss (ULL) Singlemode G.657.A2 MPO16 (Pinned) to MPO16 (Pinned) , 4 Pair 16AWG Constellation Trunk Cable Assembly, 16-Fiber, Plenum | CommScope® | SYSTIMAX ULL |  | Hybrid cable assembly ¦ 4-pair
UNGQXLUTL |  | Base Product | Singlemode MPO8 APC pinned to LC/UPC Uniboot Ruggedized fanout Cable, 96-Fiber, Dual Rated (OFNR/LSZH), 8 fiber PmP 2.0 mm | CommScope® | Propel ¦ SYSTIMAX ULL |  | Ruggedized fanout
ULGQPLUTH |  | Base Product | Singlemode MPO8 APC non-pinned to LC/UPC Uniboot Ruggedized fanout Cable, 48-Fiber, Plenum, 8 fiber PmP 2.0 mm | CommScope® | Propel ¦ SYSTIMAX ULL |  | Ruggedized fanout
UNVQZLUTR |  | Base Product | Ultra Low Loss ULL OM5 MPO8 APC pinned to LC/UPC Uniboot Ruggedized fanout Cable, 16-Fiber, Dual Rated (OFNR/LSZH), 8 fiber PmP 2.0 mm | CommScope® | Propel ¦ SYSTIMAX ULL |  | Ruggedized fanout
ULXQPLUTL |  | Base Product | Ultra Low Loss ULL OM4 MPO8 UPC non-pinned to LC/UPC Uniboot Ruggedized fanout Cable, 96-Fiber, Plenum, 8 fiber PmP 2.0 mm | CommScope® | Propel ¦ SYSTIMAX ULL |  | Ruggedized fanout
ULVQZLUT8 |  | Base Product | Ultra Low Loss ULL OM5 MPO8 APC pinned to LC/UPC Uniboot Ruggedized fanout Cable, 8-Fiber, Plenum, 8 fiber PmP 2.0 mm | CommScope® | Propel ¦ SYSTIMAX ULL |  | Ruggedized fanout
ULGQPLUTM |  | Base Product | Singlemode MPO8 APC non-pinned to LC/UPC Uniboot Ruggedized fanout Cable, 144-Fiber, Plenum, 8 fiber PmP 2.0 mm | CommScope® | Propel ¦ SYSTIMAX ULL |  | Ruggedized fanout
U4VQXLUTU |  | Base Product | Ultra Low Loss ULL OM5 MPO8 UPC pinned to LC/UPC Uniboot Ruggedized fanout Cable, 64-Fiber, LSZH, 8 fiber PmP 2.0 mm /B2ca | CommScope® | Propel ¦ SYSTIMAX ULL |  | Ruggedized fanout
U4GQPLUTL |  | Base Product | Singlemode MPO8 APC non-pinned to LC/UPC Uniboot Ruggedized fanout Cable, 96-Fiber, LSZH, 8 fiber PmP 2.0 mm /B2ca | CommScope® | Propel ¦ SYSTIMAX ULL |  | Ruggedized fanout
UNXQPLUTS |  | Base Product | Ultra Low Loss ULL OM4 MPO8 UPC non-pinned to LC/UPC Uniboot Ruggedized fanout Cable, 32-Fiber, Dual Rated (OFNR/LSZH), 8 fiber PmP 2.0 mm | CommScope® | Propel ¦ SYSTIMAX ULL |  | Ruggedized fanout
ULVQPLUTN |  | Base Product | Ultra Low Loss ULL OM5 MPO8 UPC non-pinned to LC/UPC Uniboot Ruggedized fanout Cable, 192-Fiber, Plenum, 8 fiber PmP 2.0 mm | CommScope® | Propel ¦ SYSTIMAX ULL |  | Ruggedized fanout
UNXQVLUT8 |  | Base Product | Ultra Low Loss ULL OM4 MPO8 APC non-pinned to LC/UPC Uniboot Ruggedized fanout Cable, 8-Fiber, Dual Rated (OFNR/LSZH), 8 fiber PmP 2.0 mm | CommScope® | Propel ¦ SYSTIMAX ULL |  | Ruggedized fanout
U4XQPLUTU |  | Base Product | Ultra Low Loss ULL OM4 MPO8 UPC non-pinned to LC/UPC Uniboot Ruggedized fanout Cable, 64-Fiber, LSZH, 8 fiber PmP 2.0 mm /B2ca | CommScope® | Propel ¦ SYSTIMAX ULL |  | Ruggedized fanout
U4VQZLUTN |  | Base Product | Ultra Low Loss ULL OM5 MPO8 APC pinned to LC/UPC Uniboot Ruggedized fanout Cable, 192-Fiber, LSZH, 8 fiber PmP 2.0 mm /B2ca | CommScope® | Propel ¦ SYSTIMAX ULL |  | Ruggedized fanout
ULGQXLUTL |  | Base Product | Singlemode MPO8 APC pinned to LC/UPC Uniboot Ruggedized fanout Cable, 96-Fiber, Plenum, 8 fiber PmP 2.0 mm | CommScope® | Propel ¦ SYSTIMAX ULL |  | Ruggedized fanout
ULGQXLUTN |  | Base Product | Singlemode MPO8 APC pinned to LC/UPC Uniboot Ruggedized fanout Cable, 192-Fiber, Plenum, 8 fiber PmP 2.0 mm | CommScope® | Propel ¦ SYSTIMAX ULL |  | Ruggedized fanout
ULXQXLUTF |  | Base Product | Ultra Low Loss ULL OM4 MPO8 UPC pinned to LC/UPC Uniboot Ruggedized fanout Cable, 24-Fiber, Plenum, 8 fiber PmP 2.0 mm | CommScope® | Propel ¦ SYSTIMAX ULL |  | Ruggedized fanout
ULVQVLUTR |  | Base Product | Ultra Low Loss ULL OM5 MPO8 APC non-pinned to LC/UPC Uniboot Ruggedized fanout Cable, 16-Fiber, Plenum, 8 fiber PmP 2.0 mm | CommScope® | Propel ¦ SYSTIMAX ULL |  | Ruggedized fanout
UNXQVLUTU |  | Base Product | Ultra Low Loss ULL OM4 MPO8 APC non-pinned to LC/UPC Uniboot Ruggedized fanout Cable, 64-Fiber, Dual Rated (OFNR/LSZH), 8 fiber PmP 2.0 mm | CommScope® | Propel ¦ SYSTIMAX ULL |  | Ruggedized fanout
UNXQXLUT8 |  | Base Product | Ultra Low Loss ULL OM4 MPO8 UPC pinned to LC/UPC Uniboot Ruggedized fanout Cable, 8-Fiber, Dual Rated (OFNR/LSZH), 8 fiber PmP 2.0 mm | CommScope® | Propel ¦ SYSTIMAX ULL |  | Ruggedized fanout
ULXQXLUTK |  | Base Product | Ultra Low Loss ULL OM4 MPO8 UPC pinned to LC/UPC Uniboot Ruggedized fanout Cable, 72-Fiber, Plenum, 8 fiber PmP 2.0 mm | CommScope® | Propel ¦ SYSTIMAX ULL |  | Ruggedized fanout
U4XQXLUTK |  | Base Product | Ultra Low Loss ULL OM4 MPO8 UPC pinned to LC/UPC Uniboot Ruggedized fanout Cable, 72-Fiber, LSZH, 8 fiber PmP 2.0 mm /B2ca | CommScope® | Propel ¦ SYSTIMAX ULL |  | Ruggedized fanout
UNXQZLUTL |  | Base Product | Ultra Low Loss ULL OM4 MPO8 APC pinned to LC/UPC Uniboot Ruggedized fanout Cable, 96-Fiber, Dual Rated (OFNR/LSZH), 8 fiber PmP 2.0 mm | CommScope® | Propel ¦ SYSTIMAX ULL |  | Ruggedized fanout
UNXQXLUTR |  | Base Product | Ultra Low Loss ULL OM4 MPO8 UPC pinned to LC/UPC Uniboot Ruggedized fanout Cable,16-Fiber, Dual Rated (OFNR/LSZH), 8 fiber PmP 2.0 mm | CommScope® | Propel ¦ SYSTIMAX ULL |  | Ruggedized fanout
UNVQZLUTK |  | Base Product | Ultra Low Loss ULL OM5 MPO8 APC pinned to LC/UPC Uniboot Ruggedized fanout Cable, 72-Fiber, Dual Rated (OFNR/LSZH), 8 fiber PmP 2.0 mm | CommScope® | Propel ¦ SYSTIMAX ULL |  | Ruggedized fanout
ULXQZLUT8 |  | Base Product | Ultra Low Loss ULL OM4 MPO8 APC pinned to LC/UPC Uniboot Ruggedized fanout Cable, 8-Fiber, Plenum, 8 fiber PmP 2.0 mm | CommScope® | Propel ¦ SYSTIMAX ULL |  | Ruggedized fanout
ULVQXLUTN |  | Base Product | Ultra Low Loss ULL OM5 MPO8 UPC pinned to LC/UPC Uniboot Ruggedized fanout Cable, 192-Fiber, Plenum, 8 fiber PmP 2.0 mm | CommScope® | Propel ¦ SYSTIMAX ULL |  | Ruggedized fanout
UGGQPUCTL |  | Base Product | Ultra Low Loss (ULL) Singlemode MPO8 (Non-Pinned) to unconnectorized, Fiber Trunk Cable Assembly, 96-Fiber, Plenum | CommScope® | Propel ¦ SYSTIMAX ULL |  | Fiber trunk cable assembly
UJGQXQXTN |  | Base Product | Ultra Low Loss (ULL) Singlemode MPO8 (Pinned) to MPO8 (Pinned), Fiber Trunk Cable Assembly, 192-Fiber, Dual Rated (OFNR/LSZH) | CommScope® | Propel ¦ SYSTIMAX ULL |  | Fiber trunk cable assembly
U3XQXQXTM |  | Base Product | Ultra Low Loss (ULL) OM4 MPO8 (Pinned) to MPO8 (Pinned), Fiber Trunk Cable Assembly, 144-Fiber, LZSH B2ca | CommScope® | Propel ¦ SYSTIMAX ULL |  | Fiber trunk cable assembly
UJGQXUCT8 |  | Base Product | Ultra Low Loss (ULL) Singlemode MPO8 (Pinned) to unconnectorized, Fiber Trunk Cable Assembly, 8-Fiber, Dual Rated (OFNR/LSZH) | CommScope® | Propel ¦ SYSTIMAX ULL |  | Fiber trunk cable assembly
U3XQXQXTR |  | Base Product | Ultra Low Loss (ULL) OM4 MPO8 (Pinned) to MPO8 (Pinned), Fiber Trunk Cable Assembly, 16-Fiber, LZSH B2ca | CommScope® | Propel ¦ SYSTIMAX ULL |  | Fiber trunk cable assembly
U3VQPQXTK |  | Base Product | Ultra Low Loss (ULL) OM5 MPO8 (Non-Pinned) to MPO8 (Pinned), Fiber Trunk Cable Assembly, 72-Fiber, LZSH B2ca | CommScope® | Propel ¦ SYSTIMAX ULL |  | Fiber trunk cable assembly
U3VQXQXTR |  | Base Product | Ultra Low Loss (ULL) OM5 MPO8 (Pinned) to MPO8 (Pinned), Fiber Trunk Cable Assembly, 16-Fiber, LZSH B2ca | CommScope® | Propel ¦ SYSTIMAX ULL |  | Fiber trunk cable assembly
UGVQPUCTM |  | Base Product | Ultra Low Loss (ULL) OM5 MPO8 (Non-Pinned) to unconnectorized, Fiber Trunk Cable Assembly, 144-Fiber, Plenum | CommScope® | Propel ¦ SYSTIMAX ULL |  | Fiber trunk cable assembly
UGGQXQXTL |  | Base Product | Ultra Low Loss (ULL) Singlemode MPO8 (Pinned) to MPO8 (Pinned), Fiber Trunk Cable Assembly, 96-Fiber, Plenum | CommScope® | Propel ¦ SYSTIMAX ULL |  | Fiber trunk cable assembly
UJXQPUCTU |  | Base Product | Ultra Low Loss (ULL) OM4 MPO8 (Non-Pinned) to unconnectorized, Fiber Trunk Cable Assembly, 64-Fiber, Dual Rated (OFNR/LSZH) | CommScope® | Propel ¦ SYSTIMAX ULL |  | Fiber trunk cable assembly
U3VQPQXTL |  | Base Product | Ultra Low Loss (ULL) OM5 MPO8 (Non-Pinned) to MPO8 (Pinned), Fiber Trunk Cable Assembly, 96-Fiber, LZSH B2ca | CommScope® | Propel ¦ SYSTIMAX ULL |  | Fiber trunk cable assembly
UGGQXQXTM |  | Base Product | Ultra Low Loss (ULL) Singlemode MPO8 (Pinned) to MPO8 (Pinned), Fiber Trunk Cable Assembly, 144-Fiber, Plenum | CommScope® | Propel ¦ SYSTIMAX ULL |  | Fiber trunk cable assembly
U3XQXUCTL |  | Base Product | Ultra Low Loss (ULL) OM4 MPO8 (Pinned) to unconnectorized, Fiber Trunk Cable Assembly, 96-Fiber, LZSH B2ca | CommScope® | Propel ¦ SYSTIMAX ULL |  | Fiber trunk cable assembly
U3GQPUCTH |  | Base Product | Ultra Low Loss (ULL) Singlemode MPO8 (Non-Pinned) to unconnectorized, Fiber Trunk Cable Assembly, 48-Fiber, LZSH B2ca | CommScope® | Propel ¦ SYSTIMAX ULL |  | Fiber trunk cable assembly
U3VQXUCTK |  | Base Product | Ultra Low Loss (ULL) OM5 MPO8 (Pinned) to unconnectorized, Fiber Trunk Cable Assembly, 72-Fiber, LZSH B2ca | CommScope® | Propel ¦ SYSTIMAX ULL |  | Fiber trunk cable assembly
UJVQXQXTR |  | Base Product | Ultra Low Loss (ULL) OM5 MPO8 (Pinned) to MPO8 (Pinned), Fiber Trunk Cable Assembly, 16-Fiber, Dual Rated (OFNR/LSZH) | CommScope® | Propel ¦ SYSTIMAX ULL |  | Fiber trunk cable assembly
UJGQPQXTU |  | Base Product | Ultra Low Loss (ULL) Singlemode MPO8 (Non-Pinned) to MPO8 (Pinned), Fiber Trunk Cable Assembly, 64-Fiber, Dual Rated (OFNR/LSZH) | CommScope® | Propel ¦ SYSTIMAX ULL |  | Fiber trunk cable assembly
U3VQXUCTM |  | Base Product | Ultra Low Loss (ULL) OM5 MPO8 (Pinned) to unconnectorized, Fiber Trunk Cable Assembly, 144-Fiber, LZSH B2ca | CommScope® | Propel ¦ SYSTIMAX ULL |  | Fiber trunk cable assembly
UJVQXUCTF |  | Base Product | Ultra Low Loss (ULL) OM5 MPO8 (Pinned) to unconnectorized, Fiber Trunk Cable Assembly, 24-Fiber, Dual Rated (OFNR/LSZH) | CommScope® | Propel ¦ SYSTIMAX ULL |  | Fiber trunk cable assembly
U3VQPUCT8 |  | Base Product | Ultra Low Loss (ULL) OM5 MPO8 (Non-Pinned) to unconnectorized, Fiber Trunk Cable Assembly, 8-Fiber, LZSH B2ca | CommScope® | Propel ¦ SYSTIMAX ULL |  | Fiber trunk cable assembly
UGGQXUCT8 |  | Base Product | Ultra Low Loss (ULL) Singlemode MPO8 (Pinned) to unconnectorized, Fiber Trunk Cable Assembly, 8-Fiber, Plenum | CommScope® | Propel ¦ SYSTIMAX ULL |  | Fiber trunk cable assembly
U3XQXUCTU |  | Base Product | Ultra Low Loss (ULL) OM4 MPO8 (Pinned) to unconnectorized, Fiber Trunk Cable Assembly, 64-Fiber, LZSH B2ca | CommScope® | Propel ¦ SYSTIMAX ULL |  | Fiber trunk cable assembly
U3VQPUCTH |  | Base Product | Ultra Low Loss (ULL) OM5 MPO8 (Non-Pinned) to unconnectorized, Fiber Trunk Cable Assembly, 48-Fiber, LZSH B2ca | CommScope® | Propel ¦ SYSTIMAX ULL |  | Fiber trunk cable assembly
U3XQPQXT8 |  | Base Product | Ultra Low Loss (ULL) OM4 MPO8 (Non-Pinned) to MPO8 (Pinned), Fiber Trunk Cable Assembly, 8-Fiber, LZSH B2ca | CommScope® | Propel ¦ SYSTIMAX ULL |  | Fiber trunk cable assembly
URGQXLUF8 |  | Base Product | Ultra Low Loss (ULL) Singlemode MPO8 (Pinned) to LC/UPC Uniboot, Fiber Array Cable Assembly, 8-Fiber, Dual Rated (OFNR/LSZH) | CommScope® | Propel ¦ SYSTIMAX ULL |  | Fiber array cable assembly
UJXQXUCT8 |  | Base Product | Ultra Low Loss (ULL) OM4 MPO8 (Pinned) to unconnectorized, Fiber Trunk Cable Assembly, 8-Fiber, Dual Rated (OFNR/LSZH) | CommScope® | Propel ¦ SYSTIMAX ULL |  | Fiber trunk cable assembly
UGXQPUCTM |  | Base Product | Ultra Low Loss (ULL) OM4 MPO8 (Non-Pinned) to unconnectorized, Fiber Trunk Cable Assembly, 144-Fiber, Plenum | CommScope® | Propel ¦ SYSTIMAX ULL |  | Fiber trunk cable assembly
U3VQPUCTN |  | Base Product | Ultra Low Loss (ULL) OM5 MPO8 (Non-Pinned) to unconnectorized, Fiber Trunk Cable Assembly, 192-Fiber, LZSH B2ca | CommScope® | Propel ¦ SYSTIMAX ULL |  | Fiber trunk cable assembly
UGVQXUCTF |  | Base Product | Ultra Low Loss (ULL) OM5 MPO8 (Pinned) to unconnectorized, Fiber Trunk Cable Assembly, 24-Fiber, Plenum | CommScope® | Propel ¦ SYSTIMAX ULL |  | Fiber trunk cable assembly
UGVQXUCTH |  | Base Product | Ultra Low Loss (ULL) OM5 MPO8 (Pinned) to unconnectorized, Fiber Trunk Cable Assembly, 48-Fiber, Plenum | CommScope® | Propel ¦ SYSTIMAX ULL |  | Fiber trunk cable assembly
UGGQPQXTR |  | Base Product | Ultra Low Loss (ULL) Singlemode MPO8 (Non-Pinned) to MPO8 (Pinned), Fiber Trunk Cable Assembly, 16-Fiber, Plenum | CommScope® | Propel ¦ SYSTIMAX ULL |  | Fiber trunk cable assembly
UJGQXQXTH |  | Base Product | Ultra Low Loss (ULL) Singlemode MPO8 (Pinned) to MPO8 (Pinned), Fiber Trunk Cable Assembly, 48-Fiber, Dual Rated (OFNR/LSZH) | CommScope® | Propel ¦ SYSTIMAX ULL |  | Fiber trunk cable assembly
1-2055108-5 |  | Variant of 2055108 | Fiber Optic Patch Cord, Duplex, Multimode, SC/UPC to SC/UPC, aqua, 15 m | CommScope® |  | 205 | Fiber patch cord ¦ duplex
1-2055109-0 |  | Variant of 2055109 | Fiber Optic Patch Cord, Duplex, Multimode, LC/UPC to SC/UPC, aqua, 10 m | CommScope® |  | 205 | Fiber patch cord ¦ duplex
1-2055109-4 |  | Variant of 2055109 | Fiber Optic Patch Cord, Duplex, Multimode, LC/UPC to SC/UPC, aqua, 14 m | CommScope® |  | 205 | Fiber patch cord ¦ duplex
1-2105028-0 |  | Variant of 2105028 | Fiber Optic Patch Cord, OS2, LC/LC duplex, 1.8 mm LSZH & OFNR, 10 m, yellow | CommScope® |  | 210 | Fiber patch cord ¦ duplex
1-2105028-5 |  | Variant of 2105028 | Fiber Optic Patch Cord, OS2, LC/LC duplex, 1.8 mm LSZH & OFNR, 15 m, yellow | CommScope® |  | 210 | Fiber patch cord ¦ duplex
1690487 | FPM-07/7-AT012M-39/25 | Variant | Fiber Optic Patch Cord, Multi-fiber, Singlemode, 24 fibers, SC/UPC to SC/UPC, yellow, 12 m |  |  | FPM | Fiber distribution cable assembly
1686959 | FPM-07/7-AT014M-39/25 | Variant | Fiber Optic Patch Cord, Multi-fiber, Singlemode, 24 fibers, SC/UPC to SC/UPC, yellow, 14 m |  |  | FPM | Fiber distribution cable assembly
1712297 | FPM-07/0-M006.17M-46 | Variant | Fiber Optic Pigtail, Multi-fiber, Singlemode, 12 fibers, SC/UPC to stub, 6.17 m |  |  | FPM | Fiber pigtail ¦ multi-fiber
300001719337 | FPM-07/7-AT026M-25/25 | Variant | Fiber Optic Patch Cord, Multi-fiber, Singlemode, 24 fibers, SC/UPC to SC/UPC, yellow, 26 m |  |  | FPM | Fiber distribution cable assembly
300001756354 | FPM-07/7-AT025M-25/60 | Variant | Fiber Optic Patch Cord, OS2, SC/UPC-SC/UPC, 24F RBR, 2.0 mm subunits, 25 m, yellow, 25"/60" breakouts |  |  | FPM | Fiber distribution cable assembly