## Products
Part Number | Part Name | Part Indicator | Description | Portfolio | Product Brand | Product Series | Product Type | Government Requirements | Status
760257867 | N-024-MP-5K-F24AQ/D | Variant of N-MP | Fiber Indoor Cable, LazrSPEED® Low Smoke Zero Halogen Riser MPO Trunk Cable, 24 fiber, Gel-free, Multimode OM4, Dca Flame Rating, Feet jacket marking, Aqua jacket color | CommScope® |  | N-MP | Fiber indoor cable
760258409 | P-024-DZ-CM-FSULM/8W012/5G012 | Variant of P-DZ | Fiber indoor cable, LazrSPEED® Plenum Distribution, interlocking aluminum armored with plenum jacket, 24 fiber single-unit, Gel-free, Singlemode + Multimode OM5, Feet jacket marking, Lime green jacket color | CommScope® |  | P-DZ | Fiber indoor cable
810010370/DB | C-096-LN-8F-M12BK/14D/D-0500-DK02 | Variant of C-LN | Indoor/Outdoor Low Smoke Zero Halogen / 96F Microsheath Breakout Fiber Optic Cable - Black | CommScope® |  | C-LN | Fiber indoor/outdoor cable
810010368/DB | C-024-LN-8F-M12BK/14D/D-0500-DK02 | Variant of C-LN | Fiber Indoor/outdoor Cable, Low Smoke Zero Halogen / 24 fiber Microsheath, Tube Colours as per DIN/VDE 0888, Gel-free, Singlemode G.657.A1, Meters jacket marking, Black jacket color, Dca flame rating | CommScope® |  | C-LN | Fiber indoor/outdoor cable
2-1716354-4 | C-002-DN-8G-MSUYL/AY/D | Variant of C-DS | Fiber Indoor/Outdoor Drop Cable, FTTH, 2 fibers, Singlemode, G.657.A2, Gel-free, Meters jacket marking, Yellow jacket color, Dca Flame Rating | CommScope® |  | C-DN | Fiber indoor/outdoor cable
810010333/DB | C-012-LN-8F-M12BK/14D/D | Variant of C-LN | Fiber Indoor/Outdoor Cable, Low Smoke Zero Halogen, 12 fiber, Microsheath, Singlemode, G.657.A1, Gel-free, Meters jacket marking, Black jacket color, Dca flame rating | CommScope® |  | C-LN | Fiber indoor/outdoor cable
810010334/DB | C-024-LN-8F-M12BK/14D/D | Variant of C-LN | Fiber Indoor/Outdoor Cable, Low Smoke Zero Halogen, 24 fiber, Microsheath, Singlemode, G.657.A1, Gel-free, Meters jacket marking, Black jacket color, Dca flame rating | CommScope® |  | C-LN | Fiber indoor/outdoor cable
810010336/DB | C-072-LN-8F-M12BK/14D/D | Variant of C-LN | Fiber Indoor/Outdoor Cable, Low Smoke Zero Halogen, 72 fiber, Microsheath, Singlemode, G.657.A1, Gel-free, Meters jacket marking, Black jacket color, Dca flame rating | CommScope® |  | C-LN | Fiber indoor/outdoor cable
810010343/DB | C-096-LN-8F-M12BK/14D/D-DE00 | Variant of C-LN | Fiber Indoor/Outdoor Cable, Low Smoke Zero Halogen, 96 fiber, Microsheath, Singlemode, G.657.A1, Gel-free, Meters jacket marking, Black jacket color, Dca flame rating | CommScope® |  | C-LN | Fiber indoor/outdoor cable
760258685 | P-002-ZC-8G-F16BK | Variant of P-ZC | Fiber indoor cable, 1.6 mm diameter, Plenum rated, Zipcord 2-fiber, Singlemode G.657.A2, Feet jacket marking, Black jacket color | CommScope® |  | P-ZC | Fiber indoor cable
760252789 | L-048-LN-5G-M12LM/14D/GY/C | Variant of L-LN | Fiber indoor cable, Single Jacket All-Dielectric, Gel-Free, Stranded Microsheath Tube cable, 48 fiber, OM5, Green jacket color, Cca flame rating. Provides Rodent Resistance | CommScope® |  | L-LN | Fiber indoor cable
760252790 | L-096-LN-5G-M12LM/14D/GY/C | Variant of L-LN | Fiber indoor cable, Single Jacket All-Dielectric, 96 fiber, Gel-Free, Stranded Microsheath Tube, Multimode OM4, Meters jacket marking, Green jacket color, Cca Flame rating. Provides Rodent Resistance | CommScope® |  | L-LN | Fiber indoor cable
760258781 | Z-072-CZ-RB-F12BK/8W/99F | Variant of Z-CZ | Fiber Indoor/outdoor Cable, Interlocking Armored, Low Smoke Zero Halogen (LSZH), Riser-Rated, 72 fiber, Gel-Free, Central Tube Ribbon, Singlemode G.652.D and G.657.A1, Feet jacket marking, Black jacket color | CommScope® |  | Z-CZ | Fiber indoor/outdoor cable
760262276 | N-012-MP-8G1-F20YL/200/E | Variant of N-MP | Fiber Indoor Cable, Low Smoke Zero Halogen Riser Light Duty MPO Patchcord Cable, 12 fiber, gel-free, 200um singlemode G.657.A2, feet jacket marking, yellow cable jacket color, Eca CPR Classification | CommScope® |  | N-MP | Fiber indoor cable
760262275 | N-016-MP-8G1-F20YL/200/E | Variant of N-MP | Fiber Indoor Cable, Low Smoke Zero Halogen Riser Light Duty MPO Patchcord Cable, 16 fiber, gel-free, 200um singlemode G.657.A2, feet jacket marking, yellow cable jacket color, Eca CPR Classification | CommScope® |  | N-MP | Fiber indoor cable
760259649 | C-096-LA-5X-M12BK/22G/093 | Variant of C-LA | Fiber indoor/outdoor cable, loose tube gel-filled CST, 96 fiber, Multimode OM4, Meters jacket marking, Black jacket color | CommScope® |  | C-LA | Fiber indoor/outdoor cable
760259650 | C-144-LA-5X-M12BK/22G/093 | Variant of C-LA | Fiber indoor/outdoor cable, loose tube gel-filled CST, 144 fiber, Multimode OM4, Meters jacket marking, Black jacket color | CommScope® |  | C-LA | Fiber indoor/outdoor cable
760256771 | P-048-DS-8W-FMUVI | Variant of P-DS | Fiber indoor cable, TeraSPEED® Plenum Distribution, 48 fiber multi-unit with 12 fiber subunits, Singlemode G.652.D and G.657.A1, Gel-free, Feet jacket marking, Violet jacket color | CommScope® |  | P-DS | Fiber indoor cable
760250976 | N-576-CN-RR-F12YL/8G1/99L/200/C | Variant of N-CN | Fiber indoor cable, All-Dielectric, LSZH/Riser-Rated, Gel-Free, Central Tube 200µm Rollable Ribbon, 576 fiber, Singlemode G.657.A2/B2, Feet jacket marking, Yellow jacket color, Cca flame rating | CommScope® |  | N-CN | Fiber indoor cable
760245283 | Z-288-CN-RR-F12BK/8G1/99P/200/C | Variant of Z-CN | Fiber indoor/outdoor cable, All-Dielectric, LSZH Riser-Rated, Gel-Free, Central Tube Rollable Ribbon, 288 fiber, 200um Singlemode G.657.A2/B2, Feet jacket marking, Black jacket color, Cca flame rating | CommScope® |  | Z-CN | Fiber indoor/outdoor cable
760250981 | Z-1728-LN-RR-F12BK/8G1/99L/200/C | Variant of Z-LN | Fiber indoor/outdoor cable, All-Dielectric, LSZH, Riser-Rated, Gel-Free, Loose Tube Rollable Ribbon, 1728 fiber, Singlemode G.657.A2, Feet jacket marking, Black jacket color, Cca flame rating | CommScope® |  | Z-LN | Fiber indoor/outdoor cable
760256859 | C-144-LN-8F-M12BK/14D/D | Variant of C-LN | Fiber Indoor/Outdoor Cable, Low Smoke Zero Halogen, 144 fiber, Microsheath, Singlemode, G.657.A1, Gel-free, Meters jacket marking, Black jacket color, Dca flame rating | CommScope® |  | C-LN | Fiber indoor/outdoor cable
760257011 | P-012-DS-5K-FSUBL | Variant of P-DS | Fiber indoor cable, LazrSPEED® Plenum Distribution, 12 fiber single-unit, Multimode OM4, Feet jacket marking, Blue jacket color | CommScope® |  | P-DS | Fiber indoor cable
760257027 | R-024-DZ-8W-FSUWH | Variant of R-DZ | Fiber Indoor cable, TeraSPEED® Riser Distribution, interlocking aluminum armored with riser jacket, 24 fiber single-unit, Gel-free, Singlemode G.652.D and G.657.A1, Feet jacket marking, White jacket color | CommScope® |  | R-DZ | Fiber indoor cable
760255313 | L-004-DS-5Y-MSUAQ/09X/B2 | Variant of L-DS | Fiber indoor cable, Low Smoke Zero Halogen Indoor Distribution, 4 fiber single-unit, Multimode OM3, Meters jacket marking, Aqua jacket color | CommScope® |  | L-DS | Fiber indoor cable
760255314 | L-006-DS-5Y-MSUAQ/09X/B2 | Variant of L-DS | Fiber indoor cable, Low Smoke Zero Halogen Indoor Distribution, 6 fiber single-unit, Multimode OM3, Meters jacket marking, Aqua jacket color | CommScope® |  | L-DS | Fiber indoor cable
760255315 | L-008-DS-5Y-MSUAQ/09X/B2 | Variant of L-DS | Fiber indoor cable, Low Smoke Zero Halogen Indoor Distribution, 8 fiber single-unit, Multimode OM3, Meters jacket marking, Aqua jacket color | CommScope® |  | L-DS | Fiber indoor cable
760255316 | L-012-DS-5Y-MSUAQ/09X/B2 | Variant of L-DS | Fiber indoor cable, Low Smoke Zero Halogen Indoor Distribution, 12 fiber single-unit, Multimode OM3, Meters jacket marking, Aqua jacket color | CommScope® |  | L-DS | Fiber indoor cable
760255320 | L-006-DS-5X-MSUAQ/09X/B2 | Variant of L-DS | Fiber indoor cable, Low Smoke Zero Halogen Indoor Distribution, 6 fiber single-unit, Multimode OM4, Meters jacket marking, Aqua jacket color | CommScope® |  | L-DS | Fiber indoor cable
760255322 | L-012-DS-5X-MSUAQ/09X/B2 | Variant of L-DS | Fiber indoor cable, Low Smoke Zero Halogen Indoor Distribution, 12 fiber single-unit, Multimode OM4, Meters jacket marking, Aqua jacket color | CommScope® |  | L-DS | Fiber indoor cable
760255323 | L-024-DS-5X-MSUAQ/09X/B2 | Variant of L-DS | Fiber indoor cable, Low Smoke Zero Halogen Indoor Distribution, 24 fiber single-unit, Multimode OM4, Meters jacket marking, Aqua jacket color | CommScope® |  | L-DS | Fiber indoor cable
760255306 | L-002-DS-8Z-MSUYL/09X/B2 | Variant of L-DS | Fiber indoor cable, Low Smoke Zero Halogen Indoor Distribution, 2 fiber single-unit, singlemode, G.657.A1, Meters jacket marking, Yellow jacket color | CommScope® |  | L-DS | Fiber indoor cable
760255307 | L-004-DS-8Z-MSUYL/09X/B2 | Variant of L-DS | Fiber indoor cable, Low Smoke Zero Halogen Indoor Distribution, 4 fiber single-unit, singlemode, G.657.A1, Meters jacket marking, Yellow jacket color | CommScope® |  | L-DS | Fiber indoor cable
760255308 | L-006-DS-8Z-MSUYL/09X/B2 | Variant of L-DS | Fiber indoor cable, Low Smoke Zero Halogen Indoor Distribution, 6 fiber single-unit, Singlemode G.657.A1, Meters jacket marking, Yellow jacket color | CommScope® |  | L-DS | Fiber indoor cable
760255311 | L-024-DS-8Z-MSUYL/09X/B2 | Variant of L-DS | Fiber indoor cable, Low Smoke Zero Halogen Indoor Distribution, 24 fiber single-unit, Singlemode G.657.A1, Meters jacket marking, Yellow jacket color | CommScope® |  | L-DS | Fiber indoor cable
760256245 | C-144-LN-5K-M12BK/15D/B2 | Variant of C-LN | Fiber indoor/outdoor cable, LightScope® ZWP Low Smoke Zero Halogen, 144 fiber Microsheath, Multimode , Gel-free, Meters jacket marking, Black jacket color, B2ca flame rating | CommScope® |  | C-LN | Fiber indoor/outdoor cable
810010533/DB | C-006-LA-8W-M06BK/25D/B | Variant of Z-LA | Fiber indoor/outdoor cable, Single Jacket/Single Armor, Low Smoke Zero Halogen (LSZH), 6 fiber, Singlemode G.652.D and G.657.A1, Gel-Free, Stranded Loose Tube, Black jacket color, Meter jacket marking, B2ca flame rating | CommScope® |  | Z-LA | Fiber indoor/outdoor cable
810010534/DB | C-012-LA-8W-M12BK/25D/B | Variant of Z-LA | Fiber indoor/outdoor cable, Single Jacket/Single Armor, Low Smoke Zero Halogen (LSZH), 12 fiber, Singlemode G.652.D and G.657.A1, Gel-Free, Stranded Loose Tube, Black jacket color, Meter jacket marking, B2ca flame rating | CommScope® |  | Z-LA | Fiber indoor/outdoor cable
810010538/DB | C-072-LA-8W-M12BK/25D/B | Variant of Z-LA | Fiber indoor/outdoor cable, Single Jacket/Single Armor, Low Smoke Zero Halogen (LSZH), 72 fiber, Singlemode G.652.D and G.657.A1, Gel-Free, Stranded Loose Tube, Black jacket color, Meter jacket marking, B2ca flame rating | CommScope® |  | Z-LA | Fiber indoor/outdoor cable
810010542/DB | C-012-LA-8W-M12BK/25D/C | Variant of Z-LA | Fiber indoor/outdoor cable, Single Jacket/Single Armor, Low Smoke Zero Halogen (LSZH), 12 fiber, Singlemode G.652.D and G.657.A1, Gel-Free, Stranded Loose Tube, Black jacket color, Meter jacket marking, Cca flame rating | CommScope® |  | Z-LA | Fiber indoor/outdoor cable
810010544/DB | C-036-LA-8W-M12BK/25D/C | Variant of Z-LA | Fiber indoor/outdoor cable, Single Jacket/Single Armor, Low Smoke Zero Halogen (LSZH), 36 fiber, Singlemode G.652.D and G.657.A1, Gel-Free, Stranded Loose Tube, Black jacket color, Meter jacket marking, Cca flame rating | CommScope® |  | Z-LA | Fiber indoor/outdoor cable
810010546/DB | C-072-LA-8W-M12BK/25D/C | Variant of Z-LA | Fiber indoor/outdoor cable, Single Jacket/Single Armor, Low Smoke Zero Halogen (LSZH), 72 fiber, Singlemode G.652.D and G.657.A1, Gel-Free, Stranded Loose Tube, Black jacket color, Meter jacket marking, Cca flame rating | CommScope® |  | Z-LA | Fiber indoor/outdoor cable
810010547/DB | C-096-LA-8W-M12BK/25D/C | Variant of Z-LA | Fiber indoor/outdoor cable, Single Jacket/Single Armor, Low Smoke Zero Halogen (LSZH), 96 fiber, Singlemode G.652.D and G.657.A1, Gel-Free, Stranded Loose Tube, Black jacket color, Meter jacket marking, Cca flame rating | CommScope® |  | Z-LA | Fiber indoor/outdoor cable
810010548/DB | C-144-LA-8W-M12BK/25D/C | Variant of Z-LA | Fiber indoor/outdoor cable, Single Jacket/Single Armor, Low Smoke Zero Halogen (LSZH), 144 fiber, Singlemode G.652.D and G.657.A1, Gel-Free, Stranded Loose Tube, Black jacket color, Meter jacket marking, Cca flame rating | CommScope® |  | Z-LA | Fiber indoor/outdoor cable
810010480/DB | C-001-DN-8G-M01BR/09/AY/C-1000-UK00 | Variant of C-DN | Indoor/Outdoor Fiber Optic Drop cable, 1 Fiber G657 A2 0.9mm tight buffer. Breaking load Max 2000N. Suitable for installation under overhead power lines ≤11kV, vertical clearance ≥1.8m. | CommScope® |  |  | Fiber indoor/outdoor cable
810010479/DB | C-001-DN-8G-M01WH/09/AY/C-1000-UK00 | Variant of C-DN | Indoor/Outdoor Fiber Optic Drop cable, 1 Fiber G657 A2 0.9mm tight buffer. Breaking load Max 2000N. Suitable for installation under overhead power lines ≤11kV, vertical clearance ≥1.8m. | CommScope® |  |  | Fiber indoor/outdoor cable
810010526/DB | R-001-SP-8H-F29IV/WB/RNB | Variant of R-SP | All-Dielectric Indoor/Outdoor Riser Simplex Cable, 2.9mm, ITU-T G.657.B3 fiber, Reel in Box, 1000 FT | CommScope® |  | R-SP | Fiber indoor cable
760145334 | P-001-SP-5K-F16OR | Variant of P-ZC | Fiber indoor cable, LazrSPEED® 1.6 mm Plenum Simplex, Multimode OM4, Feet jacket marking, Orange jacket color | CommScope® |  | P-SP | Fiber indoor cable
760260747 | C-144-LN-8W-M12BK/25D/HTS/B2 | Variant of C-LN | Fiber indoor/outdoor cable, TeraSPEED® High Tensile Strength LSZH, 144 fiber, Stranded Loose Tube, 25D tubes, All-Dielectric Single Jacket, Singlemode G.652.D and G.657.A1,Gel-Free Meters jacket marking, B2ca flame rating. Provides Rodent Resistance | CommScope® |  | C-LN | Fiber indoor/outdoor cable
760145342 | P-001-SP-5K-F16GR | Variant of P-SP | Fiber indoor cable, LazrSPEED® 1.6 mm Plenum Simplex, Multimode OM4, Feet jacket marking, Green jacket color | CommScope® |  | P-SP | Fiber indoor cable
760145391 | P-001-SP-5K-F16BK | Variant of P-SP | Fiber indoor cable, LazrSPEED® 1.6 mm Plenum Simplex, Multimode OM4, Feet jacket marking, Black jacket color | CommScope® |  | P-SP | Fiber indoor cable
760145417 | P-001-SP-5K-F16VI | Variant of P-SP | Fiber indoor cable, LazrSPEED® 1.6 mm Plenum Simplex, Multimode OM4, Feet jacket marking, Violet jacket color | CommScope® |  | P-SP | Fiber indoor cable
760145425 | P-001-SP-5K-F16RS | Variant of P-SP | Fiber indoor cable, LazrSPEED® 1.6 mm Plenum Simplex, Multimode OM4, Feet jacket marking, Rose jacket color | CommScope® |  | P-SP | Fiber indoor cable
760146076 | P-001-SP-8W-F16OR | Variant of P-SP | Fiber indoor cable, TeraSPEED® 1.6 mm Plenum, 1 fiber, Singlemode G.652.D and G.657.A1, Feet jacket marking, Orange jacket color | CommScope® |  | P-SP | Fiber indoor cable
760146100 | P-001-SP-8W-F16SL | Variant of P-SP | Fiber indoor cable, TeraSPEED® 1.6 mm Plenum, 1 fiber, Singlemode G.652.D and G.657.A1, Feet jacket marking, Slate jacket color | CommScope® |  | P-SP | Fiber indoor cable
760146118 | P-001-SP-8W-F16WH | Variant of P-SP | Fiber indoor cable, TeraSPEED® 1.6 mm Plenum, 1 fiber, Singlemode G.652.D and G.657.A1, Feet jacket marking, White jacket color | CommScope® |  | P-SP | Fiber indoor cable
760146134 | P-001-SP-8W-F16BK | Variant of P-SP | Fiber indoor cable, TeraSPEED® 1.6 mm Plenum, 1 fiber, Singlemode G.652.D and G.657.A1, Feet jacket marking, Black jacket color | CommScope® |  | P-SP | Fiber indoor cable
760146142 | P-001-SP-8W-F16VI | Variant of P-SP | Fiber indoor cable, TeraSPEED® 1.6 mm Plenum, 1 fiber, Singlemode G.652.D and G.657.A1, Feet jacket marking, Violet jacket color | CommScope® |  | P-SP | Fiber indoor cable
760146167 | P-001-SP-8W-F16AQ | Variant of P-SP | Fiber indoor cable, TeraSPEED® 1.6 mm Plenum, 1 fiber, Singlemode G.652.D and G.657.A1, Feet jacket marking, Aqua jacket color | CommScope® |  | P-SP | Fiber indoor cable
760145532 | R-001-SP-5K-F16RS | Variant of P-SP | Fiber indoor cable, LazrSPEED® 1.6 mm Riser Simplex, Multimode OM4, Feet jacket marking, Rose jacket color | CommScope® |  | R-SP | Fiber indoor cable
760259525 | Z-3456-LN-RR-F16BK/8G1/93J/SC/200/B2 | Variant of Z-LN | Fiber indoor/outdoor unitized cable,LSZH/Riser Rollable Ribbon with 200um Fibers, 3456 fiber, Singlemode G.657.A2, Gel-free, Feet jacket marking, Black jacket color, B2ca flame rating | CommScope® |  | Z-LN | Fiber indoor/outdoor cable
760260499 | Z-3456-LN-RR-F16BK/8G1/99P/200/C | Variant of Z-LN | Fiber indoor/outdoor cable,Dual Rate LSZH/Riser Rollable Ribbon with 200um Fibers, 3456 fiber, Singlemode G.657.A2, Gel-free, Feet jacket marking, Black jacket color, Cca flame rating | CommScope® |  | Z-LN | Fiber indoor/outdoor cable
810010561/DB | R-001-SP-8H-F29IV/WB | Variant of R-SP | All-Dielectric Indoor/Outdoor Riser Simplex Cable, 2.9mm, ITU-T G.657.B3 fiber | CommScope® |  | R-SP | Fiber indoor cable
810110969/DB | C-072-LN-8W-M12BK/14D/D-DE00 | Variant of C-LN | Fiber Indoor/Outdoor Cable, Low Smoke Zero Halogen, 72 fiber, Microsheath, Singlemode, G.656.D, Gel-free, Meters jacket marking, Black jacket color, Dca flame rating | CommScope® |  | C-LN | Fiber indoor/outdoor cable
810110970/DB | C-096-LN-8W-M12BK/14D/D-DE00 | Variant of C-LN | Fiber Indoor/Outdoor Cable, Low Smoke Zero Halogen, 96 fiber, Microsheath, Singlemode, G.652.D, Gel-free, Meters jacket marking, Black jacket color, Dca flame rating | CommScope® |  | C-LN | Fiber indoor/outdoor cable
760259246 | P-012-DS-5K-FSUSL | Variant of P-DS | Fiber indoor cable, LazrSPEED® Plenum Distribution, 12 fiber single-unit, Multimode OM4, Feet jacket marking, Slate jacket color | CommScope® |  | P-DS | Fiber indoor cable
760258373 | L-024-LN-5G-M12LM/14D/GY/C | Variant of L-LN | Fiber indoor cable, Single Jacket All-Dielectric, Gel-Free, 24 fiber, Indoor Stranded Microsheath Tube, Multimode OM5, Meters jacket marking, Lime green jacket color, Cca flame rating. Provides Rodent Resistance | CommScope® |  | L-LN | Fiber indoor cable
760256244 | C-096-LN-5K-M12BK/15D/B2 | Variant of C-LN | Fiber indoor/outdoor cable, Low Smoke Zero Halogen, 96 fiber Microsheath, Multi mode OM4 , Gel-free, Meters jacket marking, Black jacket color, B2ca flame rating | CommScope® |  | C-LN | Fiber indoor/outdoor cable
760258916 | C-006-CN-5G-M06BK/28D/GY/D | Variant of C-CN | Indoor/Outdoor Low Smoke Zero Halogen, LazrSPEED® Central Loose Tube Fiber Optic Cable, 6-fiber, Multimode OM5, Gel-free, black. Provides Rodent Resistance. | CommScope® |  | C-CN | Fiber indoor/outdoor cable
760258917 | C-012-CN-5G-M12BK/28D/GY/D | Variant of C-CN | Indoor/Outdoor Low Smoke Zero Halogen, LazrSPEED® Central Loose Tube Fiber Optic Cable, 12-fiber, Multimode OM5, Gel-free, black. Provides Rodent Resistance. | CommScope® |  | C-CN | Fiber indoor/outdoor cable
760258918 | C-024-CN-5G-M24BK/40G/GY/D | Variant of C-CN | Indoor/Outdoor Low Smoke Zero Halogen, LazrSPEED® Central Loose Tube Fiber Optic Cable, 24-fiber, Multimode OM5, Gel-filled, black. Provides Rodent Ressitance | CommScope® |  | C-CN | Fiber indoor/outdoor cable
760256152 | C-096-LN-5G-M12BK/15D/B2 | Variant of C-LN | Fiber indoor/outdoor cable, LightScope® ZWP Low Smoke Zero Halogen, 96 fiber Microsheath, OM5 , Gel-free, Meters jacket marking, Black jacket color, B2ca flame rating | CommScope® |  | C-LN | Fiber indoor/outdoor cable
760259911 | C-004-L2-8W-M04BK/40G/GY/FS | Variant of C-L2 | Fiber Indoor/Outdoor cable, TeraSPEED®, 120 min Fire Survival, Low Smoke Zero Halogen (LSZH), 4 fiber, Gel-Filled, Central Loose Tube, Singlemode G.652.D and G.657.A1, Meters jacket marking, Black jacket color. Provides Rodent Resistance. | CommScope® |  | C-L2 | Fiber indoor/outdoor cable
760259912 | C-006-L2-8W-M06BK/40G/GY/FS | Variant of C-L2 | Fiber Indoor/Outdoor cable, TeraSPEED®, 120 min Fire Survival, Low Smoke Zero Halogen (LSZH), 6 fiber, Gel-Filled, Central Loose Tube, Singlemode G.652.D and G.657.A1, Meters jacket marking, Black jacket color. Provides Rodent Resistance. | CommScope® |  | C-L2 | Fiber indoor/outdoor cable
760259916 | C-024-L2-8W-M12BK/40G/GY/FS | Variant of C-L2 | Fiber Indoor/Outdoor cable, TeraSPEED®, 120 min Fire Survival, Low Smoke Zero Halogen (LSZH), 24 fiber, Gel-Filled, Central Loose Tube, Singlemode G.652.D and G.657.A1, Meters jacket marking, Black jacket color. Provides Rodent Resistance. | CommScope® |  | C-L2 | Fiber indoor/outdoor cable
760261142 | Z-048-LD-8W-F12BK/25D/HTS | Variant | TeraSPEED® Indoor/Outdoor, Double Jacket All-Dielectric, Tray Rated, Low Smoke Zero Halogen (LSZH), Gel-Free, High Tensile Strength, Provides Rodent Resistance, Stranded Loose Tube Cable | CommScope® |  | Z-LD | Fiber indoor/outdoor cable
810110783/DB | C-072-LA-5K-M12BK/25D/B | Variant of Z-LA | Fiber indoor/outdoor cable, Single Jacket/Single Armor, Low Smoke Zero Halogen (LSZH), 72 fiber, Multimode OM4, Gel-Free, Stranded Loose Tube, Black jacket color, Meter jacket marking, B2ca flame rating | CommScope® |  | Z-LA | Fiber indoor/outdoor cable
760259519 | R-864-LN-RR-F16YL/8G1/93J/SC/200 | Variant of N-LN | Fiber indoor cable, All-Dielectric, Riser-Rated, Gel-Free, Loose Tube Rollable 200µm Ribbon, 864 fiber, Singlemode G.657.A2, Feet jacket marking, Yellow jacket color | CommScope® |  |  | Fiber indoor cable
810010167/DB | C-006-DN-8F-M06BK/20G-PO01 | Variant of C-DN | Fiber indoor/outdoor cable, LightScope® ZWP Gel-filled loose tube, 6 fiber, Singlemode G.657.A1, Meters jacket marking, Black jacket color, Dca flame rating | CommScope® |  | C-DN | Fiber indoor/outdoor cable
810010165/DB | C-002-DN-8F-M02BK/20G-PO01 | Variant of C-DN | Fiber indoor/outdoor cable, LightScope® ZWP Gel-filled loose tube, 2 fiber, Singlemode G.657.A1, Meters jacket marking, Black jacket color, Dca flame rating | CommScope® |  | C-DN | Fiber indoor/outdoor cable
760254713 | C-024-CA-8W-X24BL/40G/GRP/D | Variant of C-CA | Fiber indoor/outdoor cable, 24-fiber, ULSZH, loose tube, Singlemode G.652.D, gel-filled, Custom jacket marking, Blue jacket color, Eca flame rating. Provides Rodent Resistance | CommScope® |  | C-CA | Fiber indoor/outdoor cable
1594812-5 | C-024-CA-8W-M24BK/40G/GRP/E | Variant of C-CA | Fiber Optic Cable, Indoor/outdoor, 24-fiber, OS2, ULSZH, loose tube, gel-filled. Provides Rodent Resistance. | CommScope® |  | C-CA | Fiber indoor/outdoor cable
760248053 | L-012-LN-5G-M12LM/14D/GY/C | Variant of L-LN | Fiber indoor cable, Single Jacket All-Dielectric, Gel-Free, 12 fiber, Indoor Stranded Microsheath Tube, Multimode OM5, Meters jacket marking, Lime green jacket color, Cca flame rating. Provides Rodent Resistance | CommScope® |  | L-LN | Fiber indoor cable
760254724 | C-008-CA-8W-M08BK/28G/GRP/D | Variant of C-CA | Indoor/Outdoor Low Smoke Zero Halogen, TeraSPEED® Central Loose Tube, GRP Armoured Fiber Optic Cable, 8-fiber, Singlemode OS2, Gel-free, black. Provides Rodent Resistance. | CommScope® |  | C-CA | Fiber indoor/outdoor cable
760254730 | C-012-CN-8W-M12BK/28G/AY/D | Variant of C-CN | Indoor/Outdoor Low Smoke Zero Halogen, TeraSPEED® Central Loose Tube Fiber Optic Cable, 12-fiber, Singlemode OS2, Gel-filled, black | CommScope® |  | C-CN | Fiber indoor/outdoor cable
760254731 | C-012-CN-8W-M12BK/28D/AY/D | Variant of C-CN | Indoor/Outdoor Low Smoke Zero Halogen, TeraSPEED® Central Loose Tube Fiber Optic Cable, 12-fiber, Singlemode OS2, Gel-free, black | CommScope® |  | C-CN | Fiber indoor/outdoor cable
760254735 | C-004-CN-8W-M04BK/28G/GY/E | Variant of C-CN | Indoor/Outdoor Low Smoke Zero Halogen, TeraSPEED® Central Loose Tube Fiber Optic Cable, 4-fiber, Singlemode OS2, Gel-filled, black. Provides Rodent Resistance. | CommScope® |  | C-CN | Fiber indoor/outdoor cable
760254747 | C-024-CN-8W-M24BK/40G/GY/D | Variant of C-CN | Indoor/Outdoor Low Smoke Zero Halogen, TeraSPEED® Central Loose Tube Fiber Optic Cable, 24-fiber, Singlemode OS2, Gel-filled, black. Provides Rodent Resistance. | CommScope® |  | C-CN | Fiber indoor/outdoor cable
760254756 | C-024-LA-8W-M12BK/28G/GRP/E | Variant of C-LA | Indoor/Outdoor Low Smoke Zero Halogen, TeraSPEED® GRP Armoured, Stranded Loose Tube Fiber Optic Cable, 24-fiber, Singlemode OS2, Gel-filled, black. Provides Rodent Resistance. | CommScope® |  | C-LA | Fiber indoor/outdoor cable
760254766 | C-004-CN-5K-M04BK/28D/GY/D | Variant of C-CN | Indoor/Outdoor Low Smoke Zero Halogen, LazrSPEED® Central Loose Tube Fiber Optic Cable, 4-fiber, Multimode OM4, Gel-free, black. Provides Rodent Resistance. | CommScope® |  | C-CN | Fiber indoor/outdoor cable
760254775 | C-012-CN-5K-M12BK/28G/GY/E | Variant of C-CN | Indoor/Outdoor Low Smoke Zero Halogen, LazrSPEED® Central Loose Tube Fiber Optic Cable, 12-fiber, Multimode OM4, Gel-filled, black. Provides Rodent Resistance. | CommScope® |  | C-CN | Fiber indoor/outdoor cable
760254778 | C-024-CN-5K-M24BK/40G/AY/E | Variant of C-CN | Indoor/Outdoor Low Smoke Zero Halogen, LazrSPEED® Central Loose Tube Fiber Optic Cable, 24-fiber, Multimode OM3, Gel-filled, black | CommScope® |  | C-CN | Fiber indoor/outdoor cable
760254779 | C-004-CN-5L-M04BK/28D/GY/D | Variant of C-CN | Indoor/Outdoor Low Smoke Zero Halogen, LazrSPEED® Central Loose Tube Fiber Optic Cable, 4-fiber, Multimode OM3, Gel-free, black. Provides Rodent Resistance. | CommScope® |  | C-CN | Fiber indoor/outdoor cable
760254782 | C-006-CN-5L-M06BK/28G/GY/E | Variant of C-CN | Indoor/Outdoor Low Smoke Zero Halogen, LazrSPEED® Central Loose Tube Fiber Optic Cable, Multimode OM3, 6-fiber, black. Provides Rodent Resistance. | CommScope® |  | C-CN | Fiber indoor/outdoor cable
760254784 | C-008-CN-5L-M08BK/28D/GY/D | Variant of C-CN | Indoor/Outdoor Low Smoke Zero Halogen, LazrSPEED® Central Loose Tube Fiber Optic Cable, 8-fiber, Multimode OM3, Gel-free black. Provides Rodent Resistance. | CommScope® |  | C-CN | Fiber indoor/outdoor cable
760254785 | C-012-CN-5L-M12BK/28D/GY/D | Variant of C-CN | Indoor/Outdoor Low Smoke Zero Halogen, LazrSPEED® Central Loose Tube Fiber Optic Cable, 12-fiber, Multimode OM3, Gel-free, black. Provides Rodent Resistance. | CommScope® |  | C-CN | Fiber indoor/outdoor cable
760254788 | C-012-CN-5K-M12BK/28G/AY/D | Variant of C-CN | Indoor/Outdoor Low Smoke Zero Halogen, LazrSPEED® Central Loose Tube Fiber Optic Cable, 12-fiber, Multimode OM4, Gel-filled, black black jacket color, Dca Flame Rating, Meters jacket marking, 1000 meters | CommScope® |  | C-CN | Fiber indoor/outdoor cable
760254789 | C-024-CN-5L-M24BK/40G/AY/E | Variant of C-CN | Indoor/Outdoor Low Smoke Zero Halogen, LazrSPEED® Central Loose Tube Fiber Optic Cable, 24-fiber, Multimode OM3, Gel-filled, black | CommScope® |  | C-CN | Fiber indoor/outdoor cable
760254790 | C-024-CN-5K-M24BK/40G/GY/D | Variant of C-CN | Indoor/Outdoor Low Smoke Zero Halogen, LazrSPEED® Central Loose Tube Fiber Optic Cable, 24-fiber, Multimode OM4, Gel-filled, black. Provides Rodent Ressitance | CommScope® |  | C-CN | Fiber indoor/outdoor cable
760254791 | C-024-CN-5L-M24BK/40G/GY/D | Variant of C-CN | Indoor/Outdoor Low Smoke Zero Halogen, LazrSPEED® Central Loose Tube Fiber Optic Cable, 24-fiber, Multimode OM3, Gel-filled, black. Provides Rodent Resistance | CommScope® |  | C-CN | Fiber indoor/outdoor cable
2-1716217-2 | C-008-L2-5L-M08BK/40G/GY/FS/B | Variant of C-L2 | Fiber Indoor/Outdoor cable, TeraSPEED®, 120 min Fire Survival, Low Smoke Zero Halogen (LSZH), Gel-Filled, Central Loose Tube, Singlemode OM3, Meters jacket marking, Black jacket color. Provides Rodent Resistance. | CommScope® |  | C-L2 | Fiber indoor/outdoor cable
760255098 | P-006-DS-5K-FSUVI | Variant of P-DS | Fiber indoor cable, LazrSPEED® Plenum Distribution Cable, 6 fiber single-unit, Multimode OM4, Feet jacket marking | CommScope® |  | P-DS | Fiber indoor cable
810010114/DB | C-001-DN-8G1-M01BK/34D/D-UK00 | Variant of C-DN | Indoor/Outdoor Fiber Optic Drop cable, 1 Fiber G657 A2 0.9mm tight buffer. Breaking load Max 2000N. Suitable for installation under overhead power lines ≤11kV, vertical clearance ≥1.8m. | CommScope® |  |  | Fiber indoor/outdoor cable
2-599691-4 | C-024-CA-8W-M24BK/40G/GY | Variant of C-CA | Fiber indoor/outdoor Cable, Armored LSZH, G.652.D and G.657.A1, 24 fiber, loose tube, gel-filled | CommScope® |  | C-CA | Fiber indoor/outdoor cable
760254801 | C-012-DS-8W-MSUBK/GY/C | Variant of C-DS | Indoor/Outdoor Low Smoke Zero Halogen, TeraSPEED® Tight Buffered Office DistributionFiber Fiber Optic Cable, 12 fiber, Singlemode OS2, black. Provides Rodent Resistance. | CommScope® |  | C-DS | Fiber indoor/outdoor cable
760254802 | C-004-DS-8W-MSUBK/GY/C | Variant of C-DS | Indoor/Outdoor Low Smoke Zero Halogen, TeraSPEED® Tight Buffered Office DistributionFiber Fiber Optic Cable, 4 fiber, Singlemode OS2, black. Provides Rodent Resistance. | CommScope® |  | C-DS | Fiber indoor/outdoor cable
760254804 | C-016-DS-8W-MSUBK/GY/C | Variant of C-DS | Indoor/Outdoor Low Smoke Zero Halogen, TeraSPEED® Tight Buffered Office DistributionFiber Fiber Optic Cable, 16 fiber, Singlemode OS2, black. Provides Rodent Resistance. | CommScope® |  | C-DS | Fiber indoor/outdoor cable |  | Discontinued
760254811 | C-006-DS-5K-M06BK/GY/C | Variant of C-DS | Indoor/Outdoor Low Smoke Zero Halogen, LazrSPEED® Tight Buffered Office DistributionFiber Fiber Optic Cable, 6 fiber, Multimode OM4, black. Provides Rodent Resistance. | CommScope® |  | C-DS | Fiber indoor/outdoor cable
760254813 | C-012-DS-5K-MSUBK/GY/C | Variant of C-DS | Indoor/Outdoor Low Smoke Zero Halogen, LazrSPEED® Tight Buffered Office DistributionFiber Fiber Optic Cable, 12 fiber, Multimode OM4, black. Provides Rodent Resistance. | CommScope® |  | C-DS | Fiber indoor/outdoor cable
760254814 | C-024-DS-5K-MSUBK/GY/C | Variant of C-DS | Indoor/Outdoor Low Smoke Zero Halogen, LazrSPEED® Tight Buffered Office DistributionFiber Fiber Optic Cable, 24 fiber, Multimode OM4, black. Provides Rodent Resistance. | CommScope® |  | C-DS | Fiber indoor/outdoor cable
760254817 | C-006-DS-5L-M06BK/GY/C | Variant of C-DS | Indoor/Outdoor Low Smoke Zero Halogen, LazrSPEED® Tight Buffered Office DistributionFiber Fiber Optic Cable, 6 fiber, Multimode OM3, black. Provides Rodent Resistance. | CommScope® |  | C-DS | Fiber indoor/outdoor cable
760254818 | C-008-DS-5L-MSUBK/GY/C | Variant of C-DS | Indoor/Outdoor Low Smoke Zero Halogen, LazrSPEED® Tight Buffered Office DistributionFiber Fiber Optic Cable, 8 fiber, Multimode OM3, black. Provides Rodent Resistance. | CommScope® |  | C-DS | Fiber indoor/outdoor cable
760254819 | C-012-DS-5L-MSUBK/GY/C | Variant of C-DS | Indoor/Outdoor Low Smoke Zero Halogen, LazrSPEED® Tight Buffered Office DistributionFiber Fiber Optic Cable, 12 fiber, Multimode OM3, black. Provides Rodent Resistance. | CommScope® |  | C-DS | Fiber indoor/outdoor cable
760255257 | P-002-DS-5X-MSUAQ/093 | Variant of P-DS | Fiber indoor cable, Plenum Distribution, 2 fiber single-unit, Multimode OM4, Meters jacket marking, Aqua jacket color | CommScope® |  | P-DS | Fiber indoor cable
760255258 | P-004-DS-5X-MSUAQ/093 | Variant of P-DS | Fiber indoor cable, Plenum Distribution, 4 fiber single-unit, Multimode OM4, Meters jacket marking, Aqua jacket color | CommScope® |  | P-DS | Fiber indoor cable
760255261 | P-002-DS-5C-MSULM/093 | Variant of P-DS | Fiber indoor cable, Plenum Distribution, 2 fiber single-unit, Multimode OM5, Meters jacket marking, Lime green jacket color | CommScope® |  | P-DS | Fiber indoor cable
760255262 | P-004-DS-5C-MSULM/093 | Variant of P-DS | Fiber indoor cable, Plenum Distribution, 4 fiber single-unit, Multimode OM5, Meters jacket marking, Lime green jacket color | CommScope® |  | P-DS | Fiber indoor cable
760255324 | C-012-DN-8M-M12BK/20G/09G-IN00 | Variant of C-DN | G652.D compliant fiber drop cable for Indoor/Outdoor use , Gel-filled loose tube, 12 fiber, Meter jacket marking, Black | CommScope® |  | C-DN | Fiber indoor/outdoor cable
760255361 | C-024-LA-8W-M12BK/20G/GRP/D | Variant of C-LA | Indoor/outdoor fiber cable, TeraSPEED® Single Jacket/Single GRP Armor, Gel-filled, Stranded Loose Tube, Singlemode OS2, black Provides Rodent Resistance. | CommScope® |  | C-LA | Fiber indoor/outdoor cable
810010209/DB | C-006-LN-8F-M06BK/14D/AY/D-0500-DK02 | Variant of C-LN | Fiber Indoor/outdoor Cable, Low Smoke Zero Halogen / 6 fiber Microsheath, Tube Colours as per DIN/VDE 0888, Gel-free, Singlemode G.657.A1, Meters jacket marking, Black jacket color, Dca flame rating | CommScope® |  | C-LN | Fiber indoor/outdoor cable
760250123 | N-096-DS-5X-MMUAQ/093 | Variant of N-DS | Fiber indoor cable, Low Smoke Zero Halogen Distribution, 96 fiber multi-unit, Multimode OM4, Meters jacket marking, Aqua jacket color | CommScope® |  | N-DS | Fiber indoor cable
810009919/DB | C-004-DN-8G-M04WH/15G/V6/D | Variant of C-DN | Fiber Drop Cable, Façade, Duct and Aerial, FTTH, 4 fibers, Singlemode, G.657.A2, Gel-filled, Meters jacket marking, White jacket, Dca Flame Rating | CommScope® |  | C-DN | Fiber indoor/outdoor cable
810009955/DB | N-012-DS-8W-MSUYL/B2 | Variant of N-DS | Fiber indoor cable, LightScope® Low Smoke Zero Halogen Riser Distribution, 12 fiber single-unit, Singlemode G.652.D and G.657.A1, Yellow jacket color, B2ca flame rating | CommScope® |  | N-DS | Fiber indoor cable
2-1716218-2 | C-006-L2-5K-M06BK/40G/GY/FS/B | Variant of C-L2 | Fiber Indoor/Outdoor cable, LazrSPEED®, 120 min Fire Survival, Low Smoke Zero Halogen (LSZH), 6 fiber, Gel-Filled, Central Loose Tube Cable, Multimode OM4, Meter jacket marking, Black jacket color. Provides Rodent Resistance. | CommScope® |  | C-L2 | Fiber indoor/outdoor cable
760250071 | C-072-LA-5L-M12BK/25G/GY/FS | Variant of C-LA | Fiber indoor/outdoor cable, LazrSPEED®, Single Jacket/Single Armor, 90 min Fire Survival, Low Smoke Zero Halogen (LSZH), 72 fiber, Gel-Filled, Stranded Loose Tube, Multimode OM3, Black jacket color, Meters cable marking | CommScope® |  | C-LA | Fiber indoor/outdoor cable
2-1716216-4 | C-024-L2-8W-M24BK/40G/GY/FS/B | Variant of C-L2 | Fiber Indoor/Outdoor cable, TeraSPEED®, 120 min Fire Survival, Low Smoke Zero Halogen (LSZH), 24 fiber, Gel-Filled, Central Loose Tube, Singlemode G.652.D and G.657.A1, Feet jacket marking, Black jacket color. Provides Rodent Resistance. | CommScope® |  | C-L2 | Fiber indoor/outdoor cable
760250068 | C-024-LA-5L-M12BK/25G/GY/FS | Variant of C-LA | Fiber indoor/outdoor cable, LazrSPEED®, Single Jacket/Single Armor, 90 min Fire Survival, Low Smoke Zero Halogen (LSZH), 24 fiber, Gel-Filled, Stranded Loose Tube, Multimode OM3, Black jacket color, Meters cable marking | CommScope® |  | C-LA | Fiber indoor/outdoor cable
760245380 | C-072-LA-8W-M12BK/25G/GY/FS/B | Variant of C-LA | Fiber indoor/outdoor cable, TeraSPEED®, Single Jacket/Single Armor, 90 min Fire Survival, Low Smoke Zero Halogen (LSZH), 72 fiber, Singlemode G.652.D and G.657.A1, Gel-Filled, Stranded Loose Tube, Black jacket color, Meters cable marking | CommScope® |  | C-LA | Fiber indoor/outdoor cable
760245382 | C-036-LA-8W-M12BK/25G/GY/FS/B | Variant of C-LA | Fiber indoor/outdoor cable, TeraSPEED®, Single Jacket/Single Armor, 90 min Fire Survival, Low Smoke Zero Halogen (LSZH), 36 fiber, Singlemode G.652.D and G.657.A1, Gel-Filled, Stranded Loose Tube, Black jacket color, Meters cable marking | CommScope® |  | C-LA | Fiber indoor/outdoor cable
760250075 | C-036-LA-5K-M12BK/25G/GY/FS | Variant of C-LA | Fiber indoor/outdoor cable, LazrSPEED®, Single Jacket/Single Armor, 90 min Fire Survival, Low Smoke Zero Halogen (LSZH), 36 fiber, Multimode OM4, Gel-Filled, Stranded Loose Tube, Black jacket color, Meters cable marking | CommScope® |  | C-LA | Fiber indoor/outdoor cable
760250076 | C-048-LA-5K-M12BK/25G/GY/FS | Variant of C-LA | Fiber indoor/outdoor cable, LazrSPEED®, Single Jacket/Single Armor, 90 min Fire Survival, Low Smoke Zero Halogen (LSZH), 48 fiber, Multimode OM4, Gel-Filled, Stranded Loose Tube, Black jacket color, Meters cable marking | CommScope® |  | C-LA | Fiber indoor/outdoor cable
760250077 | C-072-LA-5K-M12BK/25G/GY/FS | Variant of C-LA | Fiber indoor/outdoor cable, LazrSPEED®, Single Jacket/Single Armor, 90 min Fire Survival, Low Smoke Zero Halogen (LSZH), 72 fiber, Multimode OM4, Gel-Filled, Stranded Loose Tube, Black jacket color, Meters cable marking | CommScope® |  | C-LA | Fiber indoor/outdoor cable
760120501 | R-036-LZ-8W-F12BK/25D | Variant of R-LZ | Fiber indoor/outdoor cable, TeraSPEED® Riser Rated, Singlemode G.652.D and G.657.A1, Gel-Free, 36 fiber, Stranded Loose Tube with Aluminum Interlocking Armor containing a Riser Rated Outer Jacket, Black jacket color, Feet cable marking | CommScope® |  | R-LZ | Fiber indoor/outdoor cable
810009862/DB | C-012-DN-8W-M12YL/28G/AY/E | Variant of C-DN | Fiber indoor/outdoor cable, LightScope® ZWP, gel-filled, loose tube, 12 fiber, Singlemode G.652.D and G.657.A1, Meters jacket marking, Yellow jacket color, Eca flame rating | CommScope® |  | C-DN | Fiber indoor/outdoor cable |  | Discontinued
810009855/DB | C-012-CN-8W-M12YL/28D/AY/D | Variant of C-CN | Fiber Indoor/Outdoor Cable, LightScope® ZWP, 12-fiber, Singlemode G.652.D and G.657.A1, dry loose tube, gel-free, yellow jacket color, Dca Flame Rating, Meters jacket marking | CommScope® |  | C-CN | Fiber indoor/outdoor cable |  | Discontinued
810009851/DB | C-006-CN-8W-M06YL/28D/GY/D | Variant of C-CN | Fiber indoor/outdoor cable, LightScope® ZWP, dry loose tube, 6 fiber, Singlemode G.652.D and G.657.A1, Gel-free, Yellow jacket color, Dca flame rating. Provides Rodent Resistance | CommScope® |  | C-CN | Fiber indoor/outdoor cable |  | Discontinued
760243305 | C-024-LN-5L-M12BK/20G/E | Variant of C-LN | Fiber indoor/outdoor cable, LazrSPEED®, Mini Single Jacket, All-Dielectric, Low Smoke Zero Halogen (LSZH), 24 fiber, Gel-Filled, Stranded Loose Tube, Multimode OM3, Meters jacket marking, Black jacket color, Eca flame rating | CommScope® |  | C-LN | Fiber indoor/outdoor cable
760243314 | C-144-LN-5L-M12BK/20G/E | Variant of C-LN | Fiber indoor/outdoor cable, LazrSPEED®, Mini Single Jacket, All-Dielectric, Low Smoke Zero Halogen (LSZH), 144 fiber, Gel-Filled, Stranded Loose Tube, Multimode OM3, Meters jacket marking, Black jacket color, Eca flame rating | CommScope® |  | C-LN | Fiber indoor/outdoor cable
760243313 | C-144-LN-5K-M12BK/20G/E | Variant of C-LN | Fiber indoor/outdoor cable, LazrSPEED®, Mini Single Jacket, All-Dielectric, Low Smoke Zero Halogen (LSZH), 144 fiber, Multimode OM4, Gel-Filled, Stranded Loose Tube, Meters jacket marking, Black jacket color, Eca flame rating | CommScope® |  | C-LN | Fiber indoor/outdoor cable
760243301 | C-004-LN-5L-M04BK/20G/D | Variant of C-LN | Fiber indoor/outdoor cable, LazrSPEED®, Mini Single Jacket, All-Dielectric, Low Smoke Zero Halogen (LSZH), 4 fiber, Gel-Filled, Stranded Loose Tube, Multimode OM3, Meters jacket marking, Black jacket color, Dca flame rating | CommScope® |  | C-LN | Fiber indoor/outdoor cable
760243308 | C-048-LN-5L-M12BK/20G/E | Variant of C-LN | Fiber indoor/outdoor cable, LazrSPEED®, Mini Single Jacket, All-Dielectric, Low Smoke Zero Halogen (LSZH), Gel-Filled, 48 fiber, Stranded Loose Tube, Multimode OM3, Meters jacket marking, Black jacket color, Eca flame rating | CommScope® |  | C-LN | Fiber indoor/outdoor cable
760243310 | C-072-LN-5L-M12BK/20G/E | Variant of C-LN | Fiber indoor/outdoor cable, LazrSPEED®, Mini Single Jacket, All-Dielectric, Low Smoke Zero Halogen (LSZH), 72 fiber, Gel-Filled, Stranded Loose Tube, Multimode OM3, Meters jacket marking, Black jacket color, Eca flame rating | CommScope® |  | C-LN | Fiber indoor/outdoor cable
760243311 | C-096-LN-5L-M12BK/20G/E | Variant of C-LN | Fiber indoor/outdoor cable, LazrSPEED®, Mini Single Jacket, All-Dielectric, Low Smoke Zero Halogen (LSZH), 96 fiber, Gel-Filled, Stranded Loose Tube, Multimode OM3, Meters jacket marking, Black jacket color, Eca flame rating | CommScope® |  | C-LN | Fiber indoor/outdoor cable
760243288 | C-024-LA-5L-M12BK/20G/C | Variant of C-LA | Fiber indoor/outdoor cable, LazrSPEED®, Single Jacket/Single Armor, Low Smoke Zero Halogen (LSZH), 24 fiber, Gel Filled , Stranded Loose Tube, Multimode OM3, Black jacket color, Meters jacket marking, Cca flame rating | CommScope® |  | C-LA | Fiber indoor/outdoor cable
760248836 | P-006-DS-5K-FSUBK | Variant of P-DS | Fiber indoor cable, LazrSPEED® Plenum Distribution Cable, 6 fiber single-unit, Multimode OM4, Feet jacket marking, Black jacket color | CommScope® |  | P-DS | Fiber indoor cable
760248837 | P-006-DS-5K-FSURD | Variant of P-DS | Fiber indoor cable, LazrSPEED® Plenum Distribution Cable, 6 fiber single-unit, Multimode OM4, Feet jacket marking, Red jacket color | CommScope® |  | P-DS | Fiber indoor cable
760243292 | C-048-LA-5L-M12BK/20G/C | Variant of C-LA | Fiber indoor/outdoor cable, LazrSPEED®, Single Jacket/Single Armor, Low Smoke Zero Halogen (LSZH), 48 fiber, Gel Filled , Stranded Loose Tube, Multimode OM3, Black jacket color, Meters jacket marking, Cca flame rating | CommScope® |  | C-LA | Fiber indoor/outdoor cable
760243326 | C-024-LN-5L-M12BK/20G/HTS/D | Variant of C-LN | Fiber indoor/outdoor cable, LazrSPEED® High Tensile Strength (LSZH) Mini All-Dielectric Single Jacket, 24 fiber, Gel-Filled, Stranded Loose Tube, Multimode OM3, Meters jacket marking, Black jacket color, Dca flame rating. Provides Rodent Resistance | CommScope® |  | C-LN | Fiber indoor/outdoor cable
760248965 | R-024-DS-8W-FSURD | Variant of R-DS | Fiber indoor cable, TeraSPEED® Riser Distribution, Singlemode G.652.D and G.657.A1, 24 fiber single-unit, Feet jacket marking, Red jacket color | CommScope® |  | R-DS | Fiber indoor cable
760248966 | R-024-DS-8W-FSUBL | Variant of R-DS | Fiber indoor cable, TeraSPEED® Riser Distribution, Singlemode G.652.D and G.657.A1, 24 fiber single-unit, Feet jacket marking, Blue jacket color | CommScope® |  | R-DS | Fiber indoor cable
760243325 | C-024-LN-5K-M12BK/20G/HTS/D | Variant of C-LN | Fiber indoor/outdoor cable, LazrSPEED® High Tensile Strength (LSZH) Mini All-Dielectric Single Jacket, 24 fiber, Multimode OM4, Gel-Filled, Stranded Loose Tube, Meters jacket marking, Black jacket color, Dca flame rating. Provides Rodent Resistance | CommScope® |  | C-LN | Fiber indoor/outdoor cable
2-1716001-4 | C-024-CN-8W-M24YL/40G/GY/D | Variant of C-CN | Fiber Indoor/Outdoor Cable, 24-fiber, singlemode G.652.D and G.657.A1, Gel-filled, yellow jacket color, Dca Flame Rating, Meters jacket marking, 2000 meters | CommScope® |  | C-CN | Fiber indoor/outdoor cable
2-1716001-2 | C-024-CN-5K-M24AQ/40G/GY/D | Variant of C-CN | Fiber Indoor/Outdoor Cable, 24-fiber, multimode OM4, Gel-filled, aqua jacket color, Dca Flame Rating, Meters jacket marking, 2000 meter | CommScope® |  | C-CN | Fiber indoor/outdoor cable |  | Discontinued
760243293 | C-072-LA-5L-M12BK/20G/C | Variant of C-LA | Fiber indoor/outdoor cable, LazrSPEED®, Single Jacket/Single Armor, Low Smoke Zero Halogen (LSZH), 72 fiber, Gel Filled , Stranded Loose Tube, Multimode OM3, Black jacket color, Meters jacket marking, Cca flame rating | CommScope® |  | C-LA | Fiber indoor/outdoor cable
760243295 | C-096-LA-5L-M12BK/20G/C | Variant of C-LA | Fiber indoor/outdoor cable, LazrSPEED®, Mini Single Jacket/Single Armor, Riser/LSZH rated, 96 fiber, Gel-Filled, Stranded Loose Tube, Multimode OM3, Meters jacket marking, Black jacket color, Cca flame rating | CommScope® |  | C-LA | Fiber indoor/outdoor cable
760243294 | C-096-LA-5K-M12BK/20G/C | Variant of C-LA | Fiber indoor/outdoor cable, LazrSPEED®, Single Jacket/Single Armor, Low Smoke Zero Halogen (LSZH), 96 fiber, Multimode OM4, Gel Filled , Stranded Loose Tube, Black jacket color, Meters jacket marking, Cca flame rating | CommScope® |  | C-LA | Fiber indoor/outdoor cable
760243309 | C-060-LN-8W-M12BK/20G/E | Variant of C-LN | Fiber indoor/outdoor cable, TeraSPEED®, Mini Single Jacket, All-Dielectric, Low Smoke Zero Halogen (LSZH), 60 fiber, Singlemode G.652.D and G.657.A1, Gel-Filled, Stranded Loose Tube, Black jacket color, Meters cable marking, Eca flame rating | CommScope® |  | C-LN | Fiber indoor/outdoor cable
760243328 | C-036-LN-5K-M12BK/20G/HTS/D | Variant of C-LN | Fiber indoor/outdoor cable, LazrSPEED® High Tensile Strength (LSZH) Mini All-Dielectric Single Jacket, 36 fiber, Multimode OM4, Gel-Filled, Stranded Loose Tube, Meters jacket marking, Black jacket color, Dca flame rating. Provides Rodent Resistance | CommScope® |  | C-LN | Fiber indoor/outdoor cable
760243334 | C-144-LN-5K-M12BK/20G/HTS/D | Variant of C-LN | Fiber indoor/outdoor cable, LazrSPEED® High Tensile Strength (LSZH) Mini All-Dielectric Single Jacket, 144 fiber, Multimode OM4, Gel-Filled, Stranded Loose Tube, Meters jacket marking, Black jacket color, Dca flame rating. Provides Rodent Resistance | CommScope® |  | C-LN | Fiber indoor/outdoor cable
760245923 | C-006-LN-8W-M06BK/20G/HTS/D | Variant of C-LN | Fiber indoor/outdoor cable, TeraSPEED® High Tensile Strength (LSZH) Mini All-Dielectric Single Jacket, 6 fiber, Singlemode G.652.D and G.657.A1, Gel-Filled, Stranded Loose Tube, Meters jacket marking, Dca flame rating. Provides Rodent Resistance | CommScope® |  | C-LN | Fiber indoor/outdoor cable
760243324 | C-012-LN-8W-M12BK/20G/HTS/D | Variant of C-LN | Fiber indoor/outdoor cable, TeraSPEED® High Tensile Strength (LSZH) Mini All-Dielectric Single Jacket, 12 fiber, Singlemode G.652.D and G.657.A1, Gel-Filled, Stranded Loose Tube, Meters jacket marking, Dca flame rating. Provides Rodent Resistance | CommScope® |  | C-LN | Fiber indoor/outdoor cable
760243333 | C-096-LN-8W-M12BK/20G/HTS/D | Variant of C-LN | Fiber indoor/outdoor cable, TeraSPEED® High Tensile Strength (LSZH), 96 fiber, Mini All-Dielectric Single Jacket, Singlemode G.652.D and G.657.A1, Gel-Filled, Stranded Loose Tube, Meters jacket marking, Dca flame rating. Provides Rodent Resistance | CommScope® |  | C-LN | Fiber indoor/outdoor cable
760248867 | N-002-DS-5G-FSULM/B2 | Variant of N-DS | Fiber indoor cable, LazrSPEED® Low Smoke Zero Halogen Riser Distribution, 2 fiber single-unit, Multimode OM5, Feet jacket marking, Lime green jacket color, B2ca flame rating | CommScope® |  | N-DS | Fiber indoor cable
760248863 | N-002-DS-5K-FSUAQ/B2 | Variant of N-DS | Fiber indoor cable, LazrSPEED® Low Smoke Zero Halogen Riser Distribution, 2 fiber single-unit, Multimode OM4, Feet jacket marking, Aqua jacket color, B2ca flame rating | CommScope® |  | N-DS | Fiber indoor cable
760248859 | N-002-DS-5L-FSUAQ/B2 | Variant of N-DS | Fiber indoor cable, LazrSPEED® Low Smoke Zero Halogen Riser Distribution, 2 fiber single-unit, Multimode OM3, Feet jacket marking, Aqua jacket color, B2ca flame rating | CommScope® |  | N-DS | Fiber indoor cable
760248868 | N-006-DS-5G-FSULM/B2 | Variant of N-DS | Fiber indoor cable, LazrSPEED® Low Smoke Zero Halogen Riser Distribution, 6 fiber single-unit, Multimode OM5, Feet jacket marking, Lime green jacket color, B2ca flame rating | CommScope® |  | N-DS | Fiber indoor cable
760248872 | N-006-DS-8W-FSUYL/B2 | Variant of N-DS | Fiber indoor cable, TeraSPEED® Low Smoke Zero Halogen Riser Distribution, 6 fiber single-unit, Singlemode G.652.D and G.657.A1, Feet jacket marking, Yellow jacket color, B2ca flame rating | CommScope® |  | N-DS | Fiber indoor cable
760248869 | N-008-DS-5G-FSULM/B2 | Variant of N-DS | Fiber indoor cable, LazrSPEED® Low Smoke Zero Halogen Riser Distribution, 8 fiber single-unit, Multimode OM5, Feet jacket marking, Lime green jacket color, B2ca flame rating | CommScope® |  | N-DS | Fiber indoor cable
760248865 | N-008-DS-5K-FSUAQ/B2 | Variant of N-DS | Fiber indoor cable, LazrSPEED® Low Smoke Zero Halogen Riser Distribution, 8 fiber single-unit, Multimode OM4, Feet jacket marking, Aqua jacket color, B2ca flame rating | CommScope® |  | N-DS | Fiber indoor cable
760248873 | N-008-DS-8W-FSUYL/B2 | Variant of N-DS | Fiber indoor cable, TeraSPEED® Low Smoke Zero Halogen Riser Distribution, 8 fiber single-unit, Singlemode G.652.D and G.657.A1, Feet jacket marking, Yellow jacket color, B2ca flame rating | CommScope® |  | N-DS | Fiber indoor cable
760248870 | N-012-DS-5G-FSULM/B2 | Variant of N-DS | Fiber indoor cable, LazrSPEED® Low Smoke Zero Halogen Riser Distribution, 12 fiber single-unit, Multimode OM5, Feet jacket marking, Lime green jacket color, B2ca flame rating | CommScope® |  | N-DS | Fiber indoor cable
760248866 | N-012-DS-5K-FSUAQ/B2 | Variant of N-DS | Fiber indoor cable, LazrSPEED® Low Smoke Zero Halogen Riser Distribution, 12 fiber single-unit, Multimode OM4, Feet jacket marking, Aqua jacket color, B2ca flame rating | CommScope® |  | N-DS | Fiber indoor cable
760248862 | N-012-DS-5L-FSUAQ/B2 | Variant of N-DS | Fiber indoor cable, LazrSPEED® Low Smoke Zero Halogen Riser Distribution, 12 fiber single-unit, Multimode OM3, Feet jacket marking, Aqua jacket color, B2ca flame rating | CommScope® |  | N-DS | Fiber indoor cable
760249006 | P-024-MP-8G1-F12YL/20T | Variant of P-MP | Fiber indoor cable, Plenum for MPO Trunks, 24 fiber with 12 fiber subunits, Singlemode G.657.A2, Feet jacket marking, Yellow jacket color, Light Duty | CommScope® |  | P-MP | Fiber indoor cable
760245926 | C-036-LN-5L-M12BK/20G/HTS/D | Variant of C-LN | Fiber indoor/outdoor cable, LazrSPEED® High Tensile Strength (LSZH) Mini All-Dielectric Single Jacket, 36 fiber, Gel-Filled, Stranded Loose Tube, Multimode OM3, Meters jacket marking, Black jacket color, Dca flame rating. Provides Rodent Resistance | CommScope® |  | C-LN | Fiber indoor/outdoor cable
760243282 | C-008-LA-5K-M08BK/20G/B | Variant of C-LA | Fiber indoor/outdoor cable, LazrSPEED®, Single Jacket/Single Armor, Low Smoke Zero Halogen (LSZH), 8 fiber, Multimode OM4, Gel Filled , Stranded Loose Tube, Meters jacket marking, Black jacket color, B2ca flame rating | CommScope® |  | C-LA | Fiber indoor/outdoor cable
760243283 | C-008-LA-5L-M08BK/20G/B | Variant of C-LA | Fiber indoor/outdoor cable, LazrSPEED®, Mini Single Jacket/Single Armor, Riser/LSZH rated, 8 fiber, Gel-Filled, Stranded Loose Tube, Multimode OM3, Meters jacket marking, Black jacket color, B2ca flame rating | CommScope® |  | C-LA | Fiber indoor/outdoor cable
760243289 | C-036-LA-5L-M12BK/20G/C | Variant of C-LA | Fiber indoor/outdoor cable, LazrSPEED®, Mini Single Jacket/Single Armor, Riser/LSZH rated, Gel-Filled, Stranded Loose Tube, 36 fiber, Multimode OM3, Meters jacket marking, Black jacket color, Cca flame rating | CommScope® |  | C-LA | Fiber indoor/outdoor cable
760243297 | C-144-LA-5L-M12BK/20G/C | Variant of C-LA | Fiber indoor/outdoor cable, LazrSPEED®, Mini Single Jacket/Single Armor, Riser/LSZH rated, 144 fiber, Gel-Filled, Stranded Loose Tube, Multimode OM3, Meters jacket marking, Black jacket color, Cca flame rating | CommScope® |  | C-LA | Fiber indoor/outdoor cable
760245925 | C-008-LN-5K-M08BK/20G/HTS/D | Variant of C-LN | Fiber indoor/outdoor cable, LazrSPEED® High Tensile Strength (LSZH) Mini All-Dielectric Single Jacket, 8 fiber, Multimode OM4, Gel-Filled, Stranded Loose Tube, Meters jacket marking, Black jacket color, Dca flame rating. Provides Rodent Resistance | CommScope® |  | C-LN | Fiber indoor/outdoor cable
760243317 | C-004-LN-5L-M04BK/20G/HTS/D | Variant of C-LN | Fiber indoor/outdoor cable, LazrSPEED® High Tensile Strength (LSZH) Mini All-Dielectric Single Jacket, Gel-Filled, Stranded Loose Tube, 4 fiber, Multimode OM3, Meters jacket marking, Black jacket color, Dca flame rating. Provides Rodent Resistance | CommScope® |  | C-LN | Fiber indoor/outdoor cable
760243284 | C-008-LA-8W-M08BK/20G/B | Variant of C-LA | Fiber indoor/outdoor cable, TeraSPEED®, Single Jacket/Single Armor, Low Smoke Zero Halogen (LSZH), 8 fiber, Singlemode G.652.D and G.657.A1, Gel Filled , Stranded Loose Tube, Meters jacket marking, Black jacket color, B2ca flame rating | CommScope® |  | C-LA | Fiber indoor/outdoor cable
760243315 | C-002-LN-8W-M02BK/20G/HTS/D | Variant of C-LN | Fiber indoor/outdoor cable, TeraSPEED® High Tensile Strength (LSZH) Mini All-Dielectric Single Jacket, 2 fiber, Singlemode G.652.D and G.657.A1, Gel-Filled, Stranded Loose Tube, Meters jacket marking, Dca flame rating. Provides Rodent Resistance | CommScope® |  | C-LN | Fiber indoor/outdoor cable
760245924 | C-008-LN-8W-M08BK/20G/HTS/D | Variant of C-LN | Fiber indoor/outdoor cable, TeraSPEED® High Tensile Strength (LSZH), 8 fiber, Mini All-Dielectric Single Jacket, Singlemode G.652.D and G.657.A1, Gel-Filled, Stranded Loose Tube, Meters jacket marking, Dca flame rating. Provides Rodent Resistance | CommScope® |  | C-LN | Fiber indoor/outdoor cable
760249089 | N-012-DS-5K-FSUGR/D | Variant of N-DS | Fiber indoor cable, LazrSPEED® Low Smoke Zero Halogen Riser Distribution, 12 fiber single-unit, Multimode OM4, Feet jacket marking, Green jacket color, Dca flame rating | CommScope® |  | N-DS | Fiber indoor cable
760249101 | N-006-DS-5K-FSUGR/D | Variant of N-DS | Fiber indoor cable, LazrSPEED® Low Smoke Zero Halogen Riser Distribution, 6 fiber single-unit, Multimode OM4, Feet jacket marking, Green jacket color, Dca flame rating | CommScope® |  | N-DS | Fiber indoor cable
760249029 | P-008-DS-5X-MSUAQ/093 | Variant of P-DS | Fiber indoor cable, Plenum Distribution, 8 fiber single-unit, Multimode OM4, Meters jacket marking, Aqua jacket color | CommScope® |  | P-DS | Fiber indoor cable
760249759 | P-008-DS-8Z-MSUYL/093 | Variant of P-DS | Fiber indoor cable, Plenum Distribution, 8 fiber single-unit, Singlemode G.657.A1, Meters jacket marking, Yellow jacket color | CommScope® |  | P-DS | Fiber indoor cable
760249758 | P-006-DS-8Z-MSUYL/093 | Variant of P-DS | Fiber indoor cable, Plenum Distribution, 6 fiber single-unit, Singlemode G.657.A1, Meters jacket marking, Yellow jacket color | CommScope® |  | P-DS | Fiber indoor cable
760251671 | P-006-DS-5Y-MSUAQ/093 | Variant of P-DS | Fiber indoor cable, Plenum Distribution, 6 fiber single-unit, Multimode OM3, Meters jacket marking, Aqua jacket color | CommScope® |  | P-DS | Fiber indoor cable
760251952 | C-004-CA-8Z-M04BK/28G/093 | Variant of C-CA | Fiber indoor/outdoor cable LSZH, Gel-filled Central Tube, CST, 4 fiber, Singlemode G.652.D and G.657.A1, Meters jacket marking, Black jacket color | CommScope® |  | C-CA | Fiber indoor/outdoor cable
760253574 | P-008-DS-5C-MSULM/093 | Variant of P-DS | Fiber indoor cable, Plenum Distribution, 8 fiber single-unit, Multimode OM5, Meters jacket marking, Lime green jacket color | CommScope® |  | P-DS | Fiber indoor cable
760244230 | C-008-DN-8G-M08BK/20G/D | Variant of C-DN | Fiber indoor/outdoor cable, Gel-filled loose tube, 8 fiber, Singlemode G.657.A2, Meters jacket marking, Black jacket color, Dca flame rating | CommScope® |  | C-DN | Fiber indoor/outdoor cable
760253605 | L-006-DS-5C-MSULM/093/B1 | Variant of L-DS | Fiber indoor cable, Low Smoke Zero Halogen Indoor Distribution, 6 fiber single-unit, Multimode OM5, Meters jacket marking, Lime green jacket color | CommScope® |  | L-DS | Fiber indoor cable
760253606 | L-008-DS-5C-MSULM/093/B1 | Variant of L-DS | Fiber indoor cable, Low Smoke Zero Halogen Indoor Distribution, 8 fiber single-unit, Multimode OM5, Meters jacket marking, Lime green jacket color | CommScope® |  | L-DS | Fiber indoor cable
760253608 | L-024-DS-5C-MSULM/093/B1 | Variant of L-DS | Fiber indoor cable, Low Smoke Zero Halogen Indoor Distribution, 24 fiber single-unit, Multimode OM5, Meters jacket marking, Lime green jacket color | CommScope® |  | L-DS | Fiber indoor cable
760253609 | C-004-DS-8Z-MSUYL/093/B1 | Variant of C-DS | Fiber Indoor/Outdoor cable, Low Smoke Zero Halogen, Distribution, Gel-Free, 4 fiber single-unit, Singlemode G.657.A1, Meters jacket marking, Yellow jacket color | CommScope® |  | C-DS | Fiber indoor/outdoor cable |  | Discontinued
760253611 | L-008-DS-8Z-MSUYL/093/B1 | Variant of L-DS | Fiber indoor cable, Low Smoke Zero Halogen Indoor Distribution, 8 fiber single-unit, Singlemode G.657.A1, Meters jacket marking, Yellow jacket color | CommScope® |  | L-DS | Fiber indoor cable
760253613 | C-024-DS-8Z-MSUYL/093/B1 | Variant of C-DS | Fiber Indoor/Outdoor cable, Low Smoke Zero Halogen, Distribution, Gel-Free, 24 fiber single-unit, Singlemode G.657.A1, Meters jacket marking, Yellow jacket color | CommScope® |  | C-DS | Fiber indoor/outdoor cable |  | Discontinued
760253595 | L-006-DS-5Y-MSUAQ/093/B1 | Variant of L-DS | Fiber indoor cable, Low Smoke Zero Halogen Indoor Distribution, 6 fiber single-unit, Multimode OM3, Meters jacket marking, Aqua jacket color | CommScope® |  | L-DS | Fiber indoor cable
760253596 | L-008-DS-5Y-MSUAQ/093/B1 | Variant of L-DS | Fiber indoor cable, Low Smoke Zero Halogen Indoor Distribution, 8 fiber single-unit, Multimode OM3, Meters jacket marking, Aqua jacket color | CommScope® |  | L-DS | Fiber indoor cable
760253601 | L-008-DS-5X-MSUAQ/093/B1 | Variant of L-DS | Fiber indoor cable, Low Smoke Zero Halogen Indoor Distribution, 8 fiber single-unit, Multimode OM4, Meters jacket marking, Aqua jacket color | CommScope® |  | L-DS | Fiber indoor cable
760253602 | C-012-DS-5X-MSUAQ/093/B1 | Variant of C-DS | Fiber Indoor/Outdoor cable, Low Smoke Zero Halogen, Distribution, Gel-Free, 12 fiber single-unit, Multimode OM4, Meters jacket marking, Aqua jacket color | CommScope® |  | C-DS | Fiber indoor/outdoor cable |  | Discontinued
760253355 | C-012-DN-5K-M12BK/20G/D | Variant of C-DN | Fiber indoor/outdoor cable, LazrSPEED 550, Gel-filled loose tube, 12 fiber, Multimode OM4, Meters jacket marking, Black jacket color, Dca flame rating | CommScope® |  | C-DN | Fiber indoor/outdoor cable
810010113/DB | C-001-DN-8G1-M01BK/30D/D-UK00 | Variant of C-DN | Indoor/Outdoor Fiber Optic Drop cable, 1 Fiber G657 A2 0.9mm tight buffer. Breaking load Max 2000N. Suitable for installation under overhead power lines ≤11kV, vertical clearance ≥1.8m. | CommScope® |  |  | Fiber indoor/outdoor cable
760249369 | N-002-DS-8Z-MSUYL/093 | Variant of N-DS | Fiber indoor cable, Low Smoke Zero Halogen Distribution, 2 fiber single-unit, Singlemode G.657.A1, Meters jacket marking, Yellow jacket color | CommScope® |  | N-DS | Fiber indoor cable
760249855 | Z-024-DS-8W-FSUBK | Variant of Z-DS | Fiber Indoor/Outdoor cable, TeraSPEED® Low Smoke Zero Halogen Riser Distribution, 24 fiber single-unit, Gel-free, Singlemode G.652.D and G.657.A1, Feet jacket marking, Black jacket color | CommScope® |  | Z-DS | Fiber indoor/outdoor cable
760249715 | C-024-CN-5Y-M24BK/28G/093 | Variant of Z-CN | Fiber indoor/outdoor cable, Gel-filled Central Tube, 24 fiber, Multimode OM3, Meters jacket marking, Black jacket color | CommScope® |  | Z-CN | Fiber indoor/outdoor cable
760249711 | C-012-CN-8Z-M12BK/28G/093 | Variant of Z-CN | Fiber indoor/outdoor cable, Gel-filled Central Tube, 12 fiber, Singlemode G.652.D and G.657.A1, Meters jacket marking, Black jacket color | CommScope® |  | Z-CN | Fiber indoor/outdoor cable
760249716 | C-006-CN-5X-M06BK/28G/093 | Variant of Z-CN | Fiber indoor/outdoor cable, Gel-filled Central Tube, 6 fiber, Multimode OM4, Meters jacket marking, Black jacket color | CommScope® |  | Z-CN | Fiber indoor/outdoor cable
760249712 | C-024-CN-8Z-M24BK/28G/093 | Variant of Z-CN | Fiber indoor/outdoor cable, Gel-filled Central Tube, 24 fiber, Singlemode G.652.D and G.657.A1, Meters jacket marking, Black jacket color | CommScope® |  | Z-CN | Fiber indoor/outdoor cable
760250036 | P-002-DS-5G-FSURD | Variant of P-DS | Fiber indoor cable, LazrSPEED® Plenum Distribution Cable, 2 fiber single-unit, Multimode OM5, Feet jacket marking, Red jacket color | CommScope® |  | P-DS | Fiber indoor cable
760249740 | C-048-LN-8Z-M12BK/21G/093 | Variant of C-LN | Fiber indoor/outdoor cable, Loose Tube Gel-filled, 48 fiber, Singlemode G.652.D and G.657.A1, Meters jacket marking, Black jacket color | CommScope® |  | C-LN | Fiber indoor/outdoor cable
760249743 | C-072-LN-5Y-M12BK/21G/093 | Variant of C-LN | Fiber indoor/outdoor cable, Loose Tube Gel-filled, 72 fiber, Multimode OM3, Meters jacket marking, Black jacket color | CommScope® |  | C-LN | Fiber indoor/outdoor cable
760249749 | C-072-LA-5Y-M12BK/22G/093 | Variant of C-LA | Fiber indoor/outdoor cable, loose tube gel-filled CST, 72 fiber, Multimode OM3, Meters jacket marking, Black jacket color | CommScope® |  | C-LA | Fiber indoor/outdoor cable
760249741 | C-072-LN-8Z-M12BK/21G/093 | Variant of C-LN | Fiber indoor/outdoor cable, Loose Tube Gel-filled, 72 fiber, Singlemode G.652.D and G.657.A1, Meters jacket marking, Black jacket color | CommScope® |  | C-LN | Fiber indoor/outdoor cable
760249747 | C-072-LA-8Z-M12BK/22G/093 | Variant of C-LA | Fiber indoor/outdoor cable, loose tube gel-filled CST, 72 fiber, Singlemode G.652.D and G.657.A1, Meters jacket marking, Black jacket color | CommScope® |  | C-LA | Fiber indoor/outdoor cable
760249751 | C-072-LA-5X-M12BK/22G/093 | Variant of C-LA | Fiber indoor/outdoor cable, loose tube gel-filled CST, 72 fiber, Multimode OM4, Meters jacket marking, Black jacket color | CommScope® |  | C-LA | Fiber indoor/outdoor cable
810010102/DB | L-024-RD-8W-MSU24YL | Variant of L-RD | Fiber indoor cable, Retractable, Stranded LSZH, 24 Fiber, Singlemode G.652.D and G.657.A1, Meters jacket marking, Yellow jacket color | CommScope® |  | L-RD | Fiber indoor cable
760251949 | C-004-CN-5X-M04BK/28G/093 | Variant of Z-CN | Fiber indoor/outdoor cable, Gel-filled Central Tube, 4 fiber, Multimode OM4, Meters jacket marking, Black jacket color | CommScope® |  | Z-CN | Fiber indoor/outdoor cable
760252906 | C-012-LN-5L-M12BK/25D/E | Variant of Z-LN | Fiber indoor/outdoor cable, LazrSPEED®, Single Jacket All-Dielectric, Low Smoke Zero Halogen (LSZH), Gel-Free, Stranded Loose Tube, 12 fiber, Multimode OM3, Black jacket color, Meters cable marking, Eca flame rating | CommScope® |  | C-LN | Fiber indoor/outdoor cable
2-1716218-4 | C-006-L2-8W-M06BK/40G/GY/FS/B | Variant of C-L2 | Fiber Indoor/Outdoor cable, TeraSPEED®, 120 min Fire Survival, Low Smoke Zero Halogen (LSZH), Gel-Filled, Central Loose Tube, Singlemode G.652.D and G.657.A1, Meters jacket marking, Black jacket color. Provides Rodent Resistance. | CommScope® |  | C-L2 | Fiber indoor/outdoor cable
760251600 | P-006-DS-5K-FSUYL | Variant of P-DS | Fiber indoor cable, LazrSPEED® Plenum Distribution Cable, 6 fiber single-unit, Multimode OM4, Feet jacket marking, Yellow jacket color | CommScope® |  | P-DS | Fiber indoor cable
760251607 | L-144-LN-5K-M12AQ/14D/GY/C | Variant of L-LN | Fiber indoor cable, Single Jacket All-Dielectric, 144 fiber, Gel-Free, Stranded Microsheath Tube, Multimode OM4, Meters jacket marking, Aqua jacket color, Cca Flame rating. Provides Rodent Resistance | CommScope® |  | L-LN | Fiber indoor cable
760251722 | P-004-DZ-5K-FSUAQ | Variant of P-DZ | Fiber indoor cable, LazrSPEED® Plenum Distribution, interlocking aluminum armored with plenum jacket, 4 fiber single-unit, Gel-free, Multimode OM4, Feet jacket marking, Aqua jacket color | CommScope® |  | P-DZ | Fiber indoor cable
760251512 | P-024-MP-RR-F12YL/8G1/99N | Variant of P-MP | Indoor Plenum Rollable Ribbon Backbone Cable | CommScope® |  | P-MP | Fiber indoor cable
760251513 | P-048-MP-RR-F12YL/8G1/99N | Variant of P-MP | Indoor Plenum Rollable Ribbon Backbone Cable | CommScope® |  | P-MP | Fiber indoor cable
760251515 | N-012-MP-RR-F12YL/8G1/99N/C | Variant of N-MP | Fiber indoor cable, LSZH Riser Rollable Ribbon Dual Rated Backbone, 12 fiber, Singlemode G.657.A2/B2, Feet jacket marking, Yellow jacket color, Cca flame rating | CommScope® |  | N-MP | Fiber indoor cable
760251516 | N-024-MP-RR-F12YL/8G1/99N/C | Variant of N-MP | Fiber indoor cable, LSZH Riser Rollable Ribbon Dual Rated Backbone, 24 fiber, Singlemode G.657.A2/B2, Feet jacket marking, Yellow jacket color, Cca flame rating | CommScope® |  | N-MP | Fiber indoor cable
760251517 | N-048-MP-RR-F12YL/8G1/99N/C | Variant of N-MP | Fiber indoor cable, LSZH Riser Rollable Ribbon Dual Rated Backbone, 48 fiber, Singlemode G.657.A2/B2, Feet jacket marking, Yellow jacket color, Cca flame rating | CommScope® |  | N-MP | Fiber indoor cable
760251520 | N-144-MP-RR-F12YL/8G1/99N/C | Variant of N-MP | Fiber indoor cable, LSZH Riser Rollable Ribbon Dual Rated Backbone, 144 fiber, Singlemode G.657.A2/B2, Feet jacket marking, Yellow jacket color, Cca flame rating | CommScope® |  | N-MP | Fiber indoor cable
760251608 | L-096-LN-5K-M12AQ/14D/GY/C | Variant of L-LN | Fiber indoor cable, Single Jacket All-Dielectric, 96 fiber, Gel-Free, Stranded Microsheath Tube, Multimode OM4, Meters jacket marking, Aqua jacket color, Cca Flame rating. Provides Rodent Resistance | CommScope® |  | L-LN | Fiber indoor cable
810009757/DB | C-024-RD-8F-M24BK-08D/D | Variant of C-RD | Fiber indoor/outdoor Retractable Façade Distribution Cable, 24 fibers, Singlemode, G.657.A1, Gel-free, Meters jacket marking, Black jacket color | CommScope® |  | C-RD | Fiber indoor/outdoor cable
810009789/DB | C-012-LN-8F-M12BK/14D/AY/D | Variant of C-LN | Fiber Indoor/Outdoor Cable, Low Smoke Zero Halogen, 12 fiber, Microsheath, Singlemode, G.657.A1, Gel-free, Meters jacket marking, Black jacket color, Dca flame rating | CommScope® |  | C-LN | Fiber indoor/outdoor cable
810009790/DB | C-024-LN-8F-M12BK/14D/AY/D | Variant of C-LN | Fiber Indoor/Outdoor Cable, Low Smoke Zero Halogen, 24 fiber, Microsheath, Singlemode, G.657.A1, Gel-free, Meters jacket marking, Black jacket color, Dca flame rating | CommScope® |  | C-LN | Fiber indoor/outdoor cable
810009792/DB | C-072-LN-8F-M12BK/14D/AY/D | Variant of C-LN | Fiber Indoor/Outdoor Cable, Low Smoke Zero Halogen, 72 fiber, Microsheath, Singlemode, G.657.A1, Gel-free, Meters jacket marking, Black jacket color, Dca flame rating | CommScope® |  | C-LN | Fiber indoor/outdoor cable
810009811/DB | L-096-LN-8F-M12YL/14D/GY/C | Variant of L-LN | Fiber indoor cable, Single Jacket All-Dielectric, 96 fiber, Gel-Free, Stranded Microsheath Tube, Singlemode, G.657.A1, Meters jacket marking, Yellow jacket color, Cca Flame rating. Provides Rodent Resistance | CommScope® |  | L-LN | Fiber indoor cable
810009796/DB | N-004-DS-8W-MSUYL/B2 | Variant of N-DS | Fiber indoor cable, TeraSPEED® Low Smoke Zero Halogen Riser Distribution Cable, 4 fiber single-unit, Gel-free, Singlemode G.652.D and G.657.A1, Meters jacket marking, Yellow jacket color, B2ca flame rating | CommScope® |  | N-DS | Fiber indoor cable
810009777/DB | Z-024-LN-8W-M12BK/25D/E | Variant of Z-LN | Fiber indoor/outdoor cable, TeraSPEED®, Single Jacket All-Dielectric, Low Smoke Zero Halogen (LSZH), Singlemode G.652.D and G.657.A1, 24 fiber, Gel-Free, Stranded Loose Tube, Feet jacket marking, Black jacket color, Eca flame rating | CommScope® |  | Z-LN | Fiber indoor/outdoor cable
810009780/DB | Z-096-LN-8W-M12BK/25D/E | Variant of Z-LN | Fiber indoor/outdoor cable, TeraSPEED®, Single Jacket All-Dielectric, Low Smoke Zero Halogen (LSZH), Singlemode G.652.D and G.657.A1, 96 fiber, Gel-Free, Stranded Loose Tube, Meters jacket marking, Black jacket color, Eca flame rating | CommScope® |  | Z-LN | Fiber indoor/outdoor cable
810009782/DB | Z-006-LA-8W-M06BK/25D/C | Variant of Z-LA | Fiber indoor/outdoor cable, TeraSPEED®, Single Jacket/Single Armor, Low Smoke Zero Halogen (LSZH), Singlemode G.652.D and G.657.A1, 6 fiber, Gel-Free, Stranded Loose Tube, Meters jacket marking, Black jacket color, Cca flame rating | CommScope® |  | Z-LA | Fiber indoor/outdoor cable
810009783/DB | Z-012-LA-8W-M12BK/25D/C | Variant of Z-LA | Fiber indoor/outdoor cable, TeraSPEED®, Single Jacket/Single Armor, Low Smoke Zero Halogen (LSZH), Singlemode G.652.D and G.657.A1, 12 fiber, Gel-Free, Stranded Loose Tube, Meters jacket marking, Black jacket color, Cca flame rating | CommScope® |  | Z-LA | Fiber indoor/outdoor cable
810009785/DB | Z-036-LA-8W-M12BK/25D/C | Variant of Z-LA | Fiber indoor/outdoor cable, TeraSPEED®, Single Jacket/Single Armor, Low Smoke Zero Halogen (LSZH), Singlemode G.652.D and G.657.A1, 36 fiber, Gel-Free, Stranded Loose Tube, Meters jacket marking, Black jacket color, Cca flame rating | CommScope® |  | Z-LA | Fiber indoor/outdoor cable
810009786/DB | Z-048-LA-8W-M12BK/25D/C | Variant of Z-LA | Fiber indoor/outdoor cable, TeraSPEED®, Single Jacket/Single Armor, Low Smoke Zero Halogen (LSZH), Singlemode G.652.D and G.657.A1, 48 fiber, Gel-Free, Stranded Loose Tube, Meters jacket marking, Black jacket color, Cca flame rating | CommScope® |  | Z-LA | Fiber indoor/outdoor cable
810009787/DB | Z-072-LA-8W-M12BK/25D/C | Variant of Z-LA | Fiber indoor/outdoor cable, TeraSPEED®, Single Jacket/Single Armor, Low Smoke Zero Halogen (LSZH), Singlemode G.652.D and G.657.A1, 72 fiber, Gel-Free, Stranded Loose Tube, Meters jacket marking, Black jacket color, Cca flame rating | CommScope® |  | Z-LA | Fiber indoor/outdoor cable
810009788/DB | Z-144-LA-8W-M12BK/25D/C | Variant of Z-LA | Fiber indoor/outdoor cable, TeraSPEED®, Single Jacket/Single Armor, Low Smoke Zero Halogen (LSZH), Singlemode G.652.D and G.657.A1, 144 fiber, Gel-Free, Stranded Loose Tube, Meters jacket marking, Black jacket color, Cca flame rating | CommScope® |  | Z-LA | Fiber indoor/outdoor cable
810009800/DB | N-072-DS-8W-MMUYL | Variant of N-DS | Fiber indoor cable, TeraSPEED® Low Smoke Zero Halogen Riser Distribution, 72 fiber multi-unit with 12 fiber subunits, Gel-free, Singlemode G.652.D and G.657.A1, Meters jacket marking, Yellow jacket color | CommScope® |  | N-DS | Fiber indoor cable
810009799/DB | N-048-DS-8W-MMUYL/C | Variant of N-DS | Fiber indoor cable, TeraSPEED® Low Smoke Zero Halogen Riser Distribution, 48 fiber multi-unit with 12 fiber subunits, Gel-free, Singlemode G.652.D and G.657.A1, Meters jacket marking, Yellow jacket color, Cca flame rating | CommScope® |  | N-DS | Fiber indoor cable
810009824/DB | C-001-DN-8G-M01WH/20G/V6/D | Variant of C-DN | Fiber drop cable, FTTH, 1 fiber, Singlemode G.657.A2, Gel-filled, Meters jacket marking, White jacket color, Dca flame rating | CommScope® |  | C-DN | Fiber indoor/outdoor cable
810009826/DB | C-001-DN-8G-M01WH/15G/V6/D | Variant of C-DN | Fiber Drop Cable, Façade, Duct and Aerial, FTTH, 4 fibers, Singlemode, G.657.A2, Gel-filled, Meters jacket marking, White jacket color, Dca Flame Rating | CommScope® |  | C-DN | Fiber indoor/outdoor cable
760249761 | P-024-DS-8Z-MSUYL/093 | Variant of P-DS | Fiber indoor cable, Plenum Distribution, 24 fiber single-unit, Singlemode G.657.A1, Meters jacket marking, Yellow jacket color | CommScope® |  | P-DS | Fiber indoor cable
760249031 | P-024-DS-5X-MSUAQ/093 | Variant of P-DS | Fiber indoor cable, Plenum Distribution, 24 fiber single-unit, Multimode OM4, Meters jacket marking, Aqua jacket color | CommScope® |  | P-DS | Fiber indoor cable
810009845/DB | C-024-LA-8W-M12YL/25G/GRP/E | Variant of C-LA | Fiber Indoor/Outdoor Cable, 24-fiber, Singlemode OS2, ULSZH, loose tube, gel-filled, Singlemode G.652.D and G.657.A1, Meters jacket marking, Yellow jacket color, Eca Flame rating | CommScope® |  | C-LA | Fiber indoor/outdoor cable |  | Discontinued
810009841/DB | C-004-CA-8W-M04YL/28G/GRP/D | Variant of C-CA | Fiber indoor/outdoor drop cable, 4-fiber, ULSZH, loose tube, gel-filled, Singlemode G.652.D and G.657.A1, Meters jacket marking, Yellow jacket color | CommScope® |  | C-CA | Fiber indoor/outdoor cable
810009852/DB | C-006-CN-8W-M06NS/28D/YL/D | Variant of C-CN | Fiber indoor/outdoor cable, LightScope® ZWP, dry loose tube, 6 fiber, Singlemode G.652.D and G.657.A1, Gel-free, Yellow jacket color, Dca flame rating | CommScope® |  | C-CN | Fiber indoor/outdoor cable |  | Discontinued
810009866/DB | C-004-DA-8W-M04BK/28G/GY | Variant of C-DA | Fiber indoor/outdoor cable, 4 Fiber, Single Jacket Armor, LSZH, Gel-Filled, Central Loose Tube Cable, Singlemode G.652.D, Meters jacket marking, Black jacket color | CommScope® |  | C-DA | Fiber indoor/outdoor cable
810009867/DB | C-008-CA-8W-M08BK/28G/GY | Variant of C-DA | Fiber indoor/outdoor cable, 8 Fiber, Single Jacket Armor, LSZH, Gel-Filled, Central Loose Tube, Singlemode G.652.D and G.657.A1, Meters jacket marking, Black jacket color | CommScope® |  | C-DA | Fiber indoor/outdoor cable
810009868/DB | C-012-DA-8W-M12BK/28G/GY | Variant of C-DA | Fiber indoor/outdoor cable, 12 Fiber, Single Jacket Armor, LSZH, Gel-Filled, Central Loose Tube, Singlemode G.652.D and G.657.A1, Meters jacket marking, Black jacket color | CommScope® |  | C-DA | Fiber indoor/outdoor cable
810009869/DB | C-024-CA-8W-M24BK/40G/GY | Variant of C-DA | Fiber indoor/outdoor cable, 24 fiber, Single Jacket Armor, LSZH, Gel-Filled, Central Loose Tube, Singlemode G.652.D and G.657.A1, Meters jacket marking, Black jacket color | CommScope® |  | C-DA | Fiber indoor/outdoor cable
810009861/DB | C-008-DN-8W-M08YL/28G/AY/E | Variant of C-DN | Fiber indoor/outdoor cable, LightScope® ZWP , Gel-filled loose tube, 8 fiber, Singlemode G.652.D, Meters jacket marking, Yellow jacket color, Eca flame rating | CommScope® |  | C-DN | Fiber indoor/outdoor cable |  | Discontinued
810009795/DB | C-004-CN-8F-M04BK/20G | Variant of C-CN | Fiber indoor/outdoor drop cable, LightScope® ZWP, 4 fiber Gel-filled central loose tube, Singlemode G.657.A1, Meters jacket marking, Black jacket color | CommScope® |  | C-CN | Fiber indoor/outdoor cable
810009758/DB | C-024-RD-8F-M24WH-08D/D | Variant of C-RD | Fiber indoor/outdoor cable, LightScope® ZWP Outdoor Retractable Façade Distribution, 24 fiber, Singlemode G.657.A1, Gel-free, White jacket color | CommScope® |  | C-RD | Fiber indoor/outdoor cable
810009760/DB | C-004-LN-8W-M04BK/20G/D | Variant of C-LN | Fiber indoor/outdoor cable, LightScope® ZWP, Mini Single Jacket, All-Dielectric, Low Smoke Zero Halogen (LSZH), Singlemode G.652.D and G.657.A1, 4 fiber, Gel-Filled, Stranded Loose Tube, Meters jacket marking, Black jacket color, Dca flame rating | CommScope® |  | C-LN | Fiber indoor/outdoor cable
760250125 | N-048-DS-8Z-MMUYL/093 | Variant of N-DS | Fiber indoor cable, Low Smoke Zero Halogen Distribution, 48 fiber multi-unit, Singlemode G.657.A1, Meters jacket marking, Yellow jacket color | CommScope® |  | N-DS | Fiber indoor cable
760250122 | N-048-DS-5Y-MMUAQ/093 | Variant of N-DS | Fiber indoor cable, Low Smoke Zero Halogen Distribution, 48 fiber multi-unit, Multimode OM3, Meters jacket marking, Aqua jacket color | CommScope® |  | N-DS | Fiber indoor cable
760250119 | N-048-DS-5X-MMUAQ/093 | Variant of N-DS | Fiber indoor cable, Low Smoke Zero Halogen Distribution, 48 fiber multi-unit, Multimode OM4, Meters jacket marking, Aqua jacket color | CommScope® |  | N-DS | Fiber indoor cable
760250120 | N-072-DS-8Z-MMUYL/093 | Variant of N-DS | Fiber indoor cable, Low Smoke Zero Halogen Distribution, 72 fiber multi-unit, Singlemode G.657.A1, Meters jacket marking, Yellow jacket color | CommScope® |  | N-DS | Fiber indoor cable
760242532 | C-006-LN-5K-M06BK/20G/D | Variant of C-LN | Fiber indoor/outdoor cable, LazrSPEED®, Mini Single Jacket, All-Dielectric, Low Smoke Zero Halogen (LSZH), 6 fiber, Multimode OM4, Gel-Filled, Stranded Loose Tube, Meters jacket marking, Black jacket color, Dca flame rating | CommScope® |  | C-LN | Fiber indoor/outdoor cable
2-599615-2 | C-006-CN-5K-M06AQ/28D/GY/D | Variant of C-CN | Fiber Optic Cable, 6-fiber, OM4, 2000 m, aqua. Provides Rodent Resistance. | CommScope® |  | C-CN | Fiber indoor/outdoor cable |  | Discontinued
2-599616-2 | C-008-CN-5K-M08AQ/28D/GY/D | Variant of C-CN | Fiber Indoor/Outdoor Cable, 8-fiber, multimode OM4, gel-free, aqua jacket color, Dca Flame Rating, Meters jacket marking, 2000 meters | CommScope® |  | C-CN | Fiber indoor/outdoor cable |  | Discontinued
760246294 | Z-576-CN-RR-F12BK/8G1/99G/C | Variant of Z-CN | Fiber indoor/outdoor cable, All-Dielectric, LSZH Riser-Rated, Gel-Free, Central Tube Rollable Ribbon, 576 fiber, Singlemode G.657.A2/B2, Feet jacket marking, Black jacket color, Cca flame rating | CommScope® |  | Z-CN | Fiber indoor/outdoor cable
760246293 | Z-432-CN-RR-F12BK/8G1/99G/C | Variant of Z-CN | Fiber indoor/outdoor cable, All-Dielectric, LSZH Riser-Rated, Gel-Free, Central Tube Rollable Ribbon, 432 fiber, Singlemode G.657.A2/B2, Feet jacket marking, Black jacket color, Cca flame rating | CommScope® |  | Z-CN | Fiber indoor/outdoor cable
760246289 | P-144-CN-RR-F12YL/8G1/99E | Variant of P-CN | Fiber indoor cable, Plenum All-Dielectric Central Tube Rollable Ribbon, 144 fiber, Singlemode G.657.A2/B2, Feet jacket marking, Yellow jacket color | CommScope® |  | P-CN | Fiber indoor cable
760246292 | N-576-CN-RR-F12YL/8G1/99G/C | Variant of N-CN | Fiber indoor/outdoor cable, All-Dielectric, LSZH/Riser-Rated, Gel-Free, Central Tube Rollable Ribbon, 576 fiber, Singlemode G.657.A2, Feet jacket marking, Yellow jacket color, Cca flame rating | CommScope® |  | N-CN | Fiber indoor cable
760243281 | C-006-LA-5L-M06BK/20G/B | Variant of C-LA | Fiber indoor/outdoor cable, LazrSPEED®, Single Jacket/Single Armor, Low Smoke Zero Halogen (LSZH), Gel Filled, 6 fiber, Stranded Loose Tube, Multimode OM3, Meters jacket marking, Black jacket color, B2ca flame rating | CommScope® |  | C-LA | Fiber indoor/outdoor cable
2-599614-2 | C-004-CN-5K-M04AQ/28D/GY/D | Variant of C-CN | Fiber Indoor/Outdoor Cable, 4-fiber, multimode OM4, Gel-free, aqua jacket color, Dca Flame Rating, Meters jacket marking, 2000 meters | CommScope® |  | C-CN | Fiber indoor/outdoor cable
760249244 | C-144-LN-8F-MSPBK/14D/AY/D | Variant of C-LN | Fiber Indoor/Outdoor Cable, Low Smoke Zero Halogen, 144 fiber, Microsheath, Singlemode, G.657.A1, Gel-free, Meters jacket marking, Black jacket color, Dca flame rating | CommScope® |  | C-LN | Fiber indoor/outdoor cable
760251479 | C-072-LN-5K-M12BK/14D/AY/D | Variant of C-LN | Fiber Indoor/Outdoor Cable, Low Smoke Zero Halogen, 72 fiber, Microsheath, OM4, Gel-free, Meters jacket marking, Black jacket color, Dca flame rating | CommScope® |  | C-LN | Fiber indoor/outdoor cable
5-1594824-6 | C-144-LA-8W-M12YL/25G/GRP/D | Variant of C-LA | TeraSPEED® Single Jacket/Single GRP Armor, Gel, Indoor/Outdoor Stranded Loose Tube cable. Provides Rodent Resistance. | CommScope® |  | C-LA | Fiber indoor/outdoor cable |  | Discontinued
760248049 | C-024-RD-8F-M24BK-08D | Variant of C-RD | Fiber indoor/outdoor Retractable Façade Distribution Cable, 24 fibers, Singlemode, G.657.A1, Gel-free, Meters jacket marking, Black jacket color | CommScope® |  | C-RD | Fiber indoor/outdoor cable
6-2160736-3 | C-001-DN-8G-M01BK/20G/V6/D | Variant of C-DN | Drop Cable FTTH | CommScope® |  | C-DN | Fiber indoor/outdoor cable
760243202 | C-001-DN-8G-M01BK/15G/V6/D | Variant of C-DN | Fiber Drop Cable, Façade, Duct and Aerial, FTTH, 1 fiber, Singlemode, G.657.A2, Gel-filled, Meters jacket marking, Black jacket color, Dca Flame Rating | CommScope® |  | C-DN | Fiber indoor/outdoor cable
4-1594937-6 | C-024-DS-8G-MSUYL/GY/C | Variant of C-DS | Fiber Indoor/outdoor Cable, 24-fiber, office distribution, ULSZH, Gel-free, Singlemode G.657.A2, Meters jacket marking, Yellow jacket color, Cca flame rating. Provides Rodent Resistance. | CommScope® |  | C-DS | Fiber indoor/outdoor cable
760249099 | C-096-LN-8F-M12BK/14D/AY/D | Variant of C-LN | Fiber Indoor/Outdoor Cable, Low Smoke Zero Halogen, 96 fiber, Microsheath, Singlemode, G.657.A1, Gel-free, Meters jacket marking, Black jacket color, Dca flame rating | CommScope® |  | C-LN | Fiber indoor/outdoor cable
760249358 | N-004-DS-5Y-MSUAQ/093 | Variant of N-DS | Fiber indoor cable, Low Smoke Zero Halogen Distribution, 4 fiber single-unit, Multimode OM3, Meters jacket marking, Aqua jacket color | CommScope® |  | N-DS | Fiber indoor cable
760249359 | N-006-DS-5Y-MSUAQ/093 | Variant of N-DS | Fiber indoor cable, Low Smoke Zero Halogen Distribution, 6 fiber single-unit, Multimode OM3, Meters jacket marking, Aqua jacket color | CommScope® |  | N-DS | Fiber indoor cable
760249365 | N-006-DS-5X-MSUAQ/093 | Variant of N-DS | Fiber indoor cable, Low Smoke Zero Halogen Distribution, 6 fiber single-unit, Multimode OM4 bend insensitive, Meters jacket marking, Aqua jacket color | CommScope® |  | N-DS | Fiber indoor cable
760249366 | N-008-DS-5X-MSUAQ/093 | Variant of N-DS | Fiber indoor cable, Low Smoke Zero Halogen Distribution, 8 fiber single-unit, Multimode OM4, Meters jacket marking, Aqua jacket color | CommScope® |  | N-DS | Fiber indoor cable
760249372 | N-008-DS-8Z-MSUYL/093 | Variant of N-DS | Fiber indoor cable, Low Smoke Zero Halogen Distribution, 8 fiber single-unit, Singlemode G.657.A1, Meters jacket marking, Yellow jacket color | CommScope® |  | N-DS | Fiber indoor cable
760249362 | N-024-DS-5Y-MSUAQ/093 | Variant of N-DS | Fiber indoor cable, Low Smoke Zero Halogen Distribution, 24 fiber single-unit, Multimode OM3, Meters jacket marking, Aqua jacket color | CommScope® |  | N-DS | Fiber indoor cable
760249436 | Z-024-CZ-RB-F12BK/8W/99F | Variant of Z-CZ | Fiber Indoor/outdoor Cable, Interlocking Armored, Low Smoke Zero Halogen (LSZH), Riser-Rated, 24 fiber, Gel-Free, Central Tube Ribbon, Singlemode G.652.D and G.657.A1, Feet jacket marking, Black jacket color | CommScope® |  | Z-CZ | Fiber indoor/outdoor cable
760249438 | Z-096-CZ-RB-F12BK/8W/99F | Variant of Z-CZ | Fiber Indoor/outdoor Cable, Interlocking Armored, Low Smoke Zero Halogen (LSZH), Riser-Rated, 96 fiber, Gel-Free, Central Tube Ribbon, Singlemode G.652.D and G.657.A1, Feet jacket marking, Black jacket color | CommScope® |  | Z-CZ | Fiber indoor/outdoor cable
760249439 | Z-144-CZ-RB-F12BK/8W/99F | Variant of Z-CZ | Fiber Indoor/outdoor Cable, Interlocking Armored, Low Smoke Zero Halogen (LSZH), Riser-Rated, 144 fiber, Gel-Free, Central Tube Ribbon, Singlemode G.652.D and G.657.A1, Feet jacket marking, Black jacket color | CommScope® |  | Z-CZ | Fiber indoor/outdoor cable
760249098 | C-072-LN-8F-M12BK/14D/AY/D | Variant of C-LN | Fiber Indoor/Outdoor Cable, Low Smoke Zero Halogen, 72 fiber, Microsheath, Singlemode, G.657.A1, Gel-free, Meters jacket marking, Black jacket color, Dca flame rating | CommScope® |  | C-LN | Fiber indoor/outdoor cable
760249097 | C-048-LN-8F-M12BK/14D/AY/D | Variant of C-LN | Fiber Indoor/Outdoor Cable, Low Smoke Zero Halogen, 48 fiber, Microsheath, Singlemode, G.657.A1, Gel-free, Meters jacket marking, Black jacket color, Dca flame rating | CommScope® |  | C-LN | Fiber indoor/outdoor cable
760249240 | C-024-LN-8F-MSPBK/14D/AY/D | Variant of C-LN | Fiber Indoor/outdoor Cable, Low Smoke Zero Halogen / 24 fiber Microsheath, Tube Colours as per DIN/VDE 0888, Gel-free, Singlemode G.657.A1, Meters jacket marking, Black jacket color, Dca flame rating | CommScope® |  | C-LN | Fiber indoor/outdoor cable
760249261 | C-012-LN-8F-M12BK/14D/AY/D | Variant of C-LN | Fiber Indoor/Outdoor Cable, Low Smoke Zero Halogen, 12 fiber, Microsheath, Singlemode, G.657.A1, Gel-free, Meters jacket marking, Black jacket color, Dca flame rating | CommScope® |  | C-LN | Fiber indoor/outdoor cable
760249558 | P-008-DS-8W-FSUBR | Variant of P-DS | Fiber indoor cable, TeraSPEED® Plenum Distribution, 8 fiber single-unit, Singlemode G.652.D and G.657.A1, Feet jacket marking, Brown jacket color | CommScope® |  | P-DS | Fiber indoor cable
810009818/DB | C-144-LN-8F-M12BK/14D/AY/D | Variant of C-LN | Fiber indoor/outdoor cable, LightScope® ZWP Low Smoke Zero Halogen, 144 fiber Microsheath, Singlemode G.657.A1, Gel-free, Meters jacket marking, Black jacket color, Dca flame rating | CommScope® |  | C-LN | Fiber indoor/outdoor cable
810009770/DB | C-096-LN-8W-M12BK/20G/HTS/D | Variant of C-LN | Fiber indoor/outdoor cable, LightScope® ZWP High Tensile Strength, LSZH, Singlemode G.652.D and G.657.A1, 96 fiber, Mini All-Dielectric Single Jacket, Gel-Filled, Stranded Loose Tube, Black jacket color, Dca flame rating, Provides Rodent Resistance | CommScope® |  | C-LN | Fiber indoor/outdoor cable
810009762/DB | C-004-LN-8W-M04BK/20G/HTS/D | Variant of C-LN | Fiber indoor/outdoor cable, LightScope® ZWP High Tensile Strength, LSZH, Singlemode G.652.D and G.657.A1, 4 fiber, Mini All-Dielectric Single Jacket, Gel-Filled, Stranded Loose Tube, Black jacket color, Dca flame rating, Provides Rodent Resistance | CommScope® |  | C-LN | Fiber indoor/outdoor cable
810009859/DB | C-012-CN-8W-M12BK/28G/GY/E | Variant of C-CN | Fiber indoor/outdoor cable, LightScope® ZWP , Gel-Filled loose tube, 12 fiber, Singlemode G.652.D, Meters jacket marking, Yellow jacket color, Eca flame rating. Provides Rodent Resistance | CommScope® |  | C-CN | Fiber indoor/outdoor cable |  | Discontinued
810009865/DB | C-024-CN-8W-M24YL/40G/GY/D | Variant of C-CN | Fiber indoor/outdoor cable, LightScope® ZWP, gel-filled, loose tube, 24 fiber, yellow, Singlemode G.652.D and G.657.A1, Yellow jacket color, Dca flame rating. Provides Rodent Resistance | CommScope® |  | C-CN | Fiber indoor/outdoor cable |  | Discontinued
810009765/DB | C-012-LN-8W-M12BK/20G/HTS/D | Variant of C-LN | Fiber indoor/outdoor cable, LightScope® ZWP High Tensile Strength, LSZH, Singlemode G.652.D and G.657.A1, 12 fiber, Mini All-Dielectric Single Jacket, Gel-Filled, Stranded Loose Tube, Black jacket color, Dca flame rating, Provides Rodent Resistance | CommScope® |  | C-LN | Fiber indoor/outdoor cable
810009816/DB | C-072-LN-8F-M12BK/14D/AY/D | Variant of C-LN | Fiber indoor/outdoor cable, LightScope® ZWP Low Smoke Zero Halogen, 72 fiber Microsheath, Singlemode G.657.A1, Gel-free, Meters jacket marking, Black jacket color, Dca flame rating | CommScope® |  | C-LN | Fiber indoor/outdoor cable
810009813/DB | C-012-LN-8F-M12BK/14D/AY/D | Variant of C-LN | Fiber indoor/outdoor cable, LightScope® ZWP Indoor/Outdoor Low Smoke Zero Halogen, 12 fiber Microsheath, Singlemode G.657.A1, Gel-free, Meters jacket marking, Black jacket color, Dca flame rating | CommScope® |  | C-LN | Fiber indoor/outdoor cable
810009857/DB | C-004-CN-8W-M04YL/28G/GY/E | Variant of C-CN | Fiber indoor/outdoor cable, LightScope® ZWP, Gel-Filled, loose tube, 4 fiber, Singlemode G.652.D, Meters jacket marking, Yellow jacket color, Eca flame rating. Provides Rodent Resistance | CommScope® |  | C-CN | Fiber indoor/outdoor cable |  | Discontinued
810009853/DB | C-008-CN-8W-M08YL/28D/D | Variant of C-CN | Fiber indoor/outdoor cable, LightScope® ZWP, dry loose tube, 8 fiber, Singlemode G.652.D and G.657.A1, Gel-free, Yellow jacket color, Dca flame rating | CommScope® |  | C-CN | Fiber indoor/outdoor cable |  | Discontinued
810009854/DB | C-012-CN-8W-M12YL/28D/GY/D | Variant of C-CN | Fiber Indoor/Outdoor Cable, LightScope® ZWP, 12-fiber, Singlemode G.652.D and G.657.A1, dry loose tube, gel-free, yellow jacket color, Dca Flame Rating, Meters jacket marking | CommScope® |  | C-CN | Fiber indoor/outdoor cable |  | Discontinued
760250070 | C-048-LA-5L-M12BK/25G/GY/FS | Variant of C-LA | Fiber indoor/outdoor cable, LazrSPEED®, Single Jacket/Single Armor, 90 min Fire Survival, Low Smoke Zero Halogen (LSZH), 48 fiber, Gel-Filled, Stranded Loose Tube, Multimode OM3, Black jacket color, Meters cable marking | CommScope® |  | C-LA | Fiber indoor/outdoor cable
810009884/DB | C-001-DN-8G-M01BK/20G/V6/D | Variant of C-DN | Fiber drop cable, FTTH, 1 fiber, Singlemode G.657.A2, Gel-filled, Meters jacket marking, Black jacket color, Dca flame rating | CommScope® |  | C-DN | Fiber indoor/outdoor cable
760251943 | C-004-CN-8Z-M04BK/28G/093 | Variant of Z-CN | Fiber indoor/outdoor cable, Gel-filled Central Tube, 4 fiber, Singlemode G.652.D and G.657.A1, Meters jacket marking, Black jacket color | CommScope® |  | Z-CN | Fiber indoor/outdoor cable
760251944 | C-008-CN-8Z-M08BK/28G/093 | Variant of Z-CN | Fiber indoor/outdoor cable, Gel-filled Central Tube, 8 fiber, Singlemode G.652.D and G.657.A1, Meters jacket marking, Black jacket color | CommScope® |  | Z-CN | Fiber indoor/outdoor cable
760243034 | N-006-DS-5K-FSURS/D | Variant of N-DS | Fiber indoor cable, LazrSPEED® Low Smoke Zero Halogen Riser Distribution, 6 fiber single-unit, Multimode OM4, Feet jacket marking, Rose jacket color, Dca flame rating | CommScope® |  | N-DS | Fiber indoor cable
760252634 | C-012-DS-8M-MSURS | Variant of C-DS | Fiber indoor/outdoor cable, LSZH Riser Distribution, 12 fiber single-unit, Singlemode G.652.D, Meters jacket marking, Rose jacket color | CommScope® |  | C-DS | Fiber indoor/outdoor cable
760252636 | C-012-DS-8M-MSUBL | Variant of C-DS | Fiber indoor/outdoor cable, LSZH Riser Distribution, 12 fiber single-unit, Singlemode G.652.D, Meters jacket marking, Blue jacket color | CommScope® |  | C-DS | Fiber indoor/outdoor cable
760252637 | C-006-DS-5X-MSURS | Variant of C-DS | Fiber indoor/outdoor cable, LSZH Riser Distribution, 6 fiber single-unit, Multimode OM4 bend insensitive, Meters jacket marking, Rose jacket color | CommScope® |  | C-DS | Fiber indoor/outdoor cable
760252640 | C-012-DS-5X-MSUBL | Variant of C-DS | Fiber indoor/outdoor cable, LSZH Riser Distribution, 12 fiber single-unit, Multimode OM4 bend insensitive, Meters jacket marking, Blue jacket color | CommScope® |  | C-DS | Fiber indoor/outdoor cable
760252643 | C-006-DS-5X-MSUVI | Variant of C-DS | Fiber indoor/outdoor cable, LSZH Riser Distribution, 6 fiber single-unit, Multimode OM4 bend insensitive, Meters jacket marking, Violet jacket color | CommScope® |  | C-DS | Fiber indoor/outdoor cable
760252903 | C-048-LN-5L-M12BK/25D/E | Variant of Z-LN | Fiber indoor/outdoor cable, LazrSPEED®, Single Jacket All-Dielectric, Low Smoke Zero Halogen (LSZH), 48 fiber, Gel-Free, Stranded Loose Tube, Multimode OM3, Black jacket color, Meters cable marking, Eca flame rating | CommScope® |  | Z-LN | Fiber indoor/outdoor cable
760252902 | C-060-LN-5L-M12BK/25D/E | Variant of Z-LN | Fiber indoor/outdoor cable, LazrSPEED®, Single Jacket All-Dielectric, Low Smoke Zero Halogen (LSZH), 60 fiber, Gel-Free, Stranded Loose Tube, Multimode OM3, Black jacket color, Meters cable marking, Eca flame rating | CommScope® |  | Z-LN | Fiber indoor/outdoor cable
760252900 | C-096-LN-5L-M12BK/25D/E | Variant of Z-LN | Fiber indoor/outdoor cable, LazrSPEED®, Single Jacket All-Dielectric, Low Smoke Zero Halogen (LSZH), 96 fiber, Gel-Free, Stranded Loose Tube, Multimode OM3, Black jacket color, Meters cable marking, Eca flame rating | CommScope® |  | C-LN | Fiber indoor/outdoor cable
760252899 | C-144-LN-5L-M12BK/25D/E | Variant of Z-LN | Fiber indoor/outdoor cable, LazrSPEED®, Single Jacket All-Dielectric, Low Smoke Zero Halogen (LSZH), Gel-Free, Stranded Loose Tube, 144 fiber, Multimode OM3, Black jacket color, Meters cable marking, Eca flame rating | CommScope® |  | C-LN | Fiber indoor/outdoor cable
760252945 | C-024-LN-5K-M12BK/25D/E | Variant of Z-LN | Fiber indoor/outdoor cable, LazrSPEED®, Single Jacket All-Dielectric, Low Smoke Zero Halogen (LSZH), 24 fiber, Multimode OM4, Gel-Free, Stranded Loose Tube, Black jacket color, Meters cable marking, Eca flame rating | CommScope® |  | C-LN | Fiber indoor/outdoor cable
760252944 | C-036-LN-5K-M12BK/25D/E | Variant of Z-LN | Fiber indoor/outdoor cable, LazrSPEED®, Single Jacket All-Dielectric, Low Smoke Zero Halogen (LSZH), 36 fiber, Multimode OM4, Gel-Free, Stranded Loose Tube, Black jacket color, Meters cable marking, Eca flame rating | CommScope® |  | C-LN | Fiber indoor/outdoor cable
760252943 | C-048-LN-5K-M12BK/25D/E | Variant of Z-LN | Fiber indoor/outdoor cable, LazrSPEED®, Single Jacket All-Dielectric, Low Smoke Zero Halogen (LSZH), 48 fiber, Multimode OM4, Gel-Free, Stranded Loose Tube, Black jacket color, Meters cable marking, Eca flame rating | CommScope® |  | C-LN | Fiber indoor/outdoor cable
760252941 | C-072-LN-5K-M12BK/25D/E | Variant of Z-LN | Fiber indoor/outdoor cable, LazrSPEED®, Single Jacket All-Dielectric, Low Smoke Zero Halogen (LSZH), 72 fiber, Multimode OM4, Gel-Free, Stranded Loose Tube, Black jacket color, Meters cable marking, Eca flame rating | CommScope® |  | C-LN | Fiber indoor/outdoor cable
760252940 | C-096-LN-5K-M12BK/25D/E | Variant of Z-LN | Fiber indoor/outdoor cable, LazrSPEED®, Single Jacket All-Dielectric, Low Smoke Zero Halogen (LSZH), 96 fiber, Multimode OM4, Gel-Free, Stranded Loose Tube, Black jacket color, Meters cable marking, Eca flame rating | CommScope® |  | C-LN | Fiber indoor/outdoor cable
760252939 | C-144-LN-5K-M12BK/25D/E | Variant of Z-LN | Fiber indoor/outdoor cable, LazrSPEED®, Single Jacket All-Dielectric, Low Smoke Zero Halogen (LSZH), 144 fiber, Multimode OM4, Gel-Free, Stranded Loose Tube, Meters jacket marking, Black jacket color, Eca flame rating | CommScope® |  | C-LN | Fiber indoor/outdoor cable
760252950 | C-012-LN-5K-M12BK/25D/LTS/E | Variant of Z-LN | Fiber indoor/outdoor cable, LazrSPEED®, Single Jacket All-Dielectric, Low Smoke Zero Halogen (LSZH), 12 fiber, Multimode OM4, Gel-Free, Stranded Loose Tube, Meters jacket marking, Black jacket color, Eca flame rating | CommScope® |  | C-LN | Fiber indoor/outdoor cable
760252949 | C-024-LN-5K-M12BK/25D/LTS/E | Variant of Z-LN | Fiber indoor/outdoor cable, LazrSPEED®, Single Jacket All-Dielectric, Low Smoke Zero Halogen (LSZH), 24 fiber, Multimode OM4, Gel-Free, Stranded Loose Tube, Black jacket color, Meters cable marking, Eca flame rating | CommScope® |  | C-LN | Fiber indoor/outdoor cable
760252953 | C-024-LN-5G-M12BK/25D/E | Variant of Z-LN | Fiber indoor/outdoor cable, LazrSPEED®, Single Jacket All-Dielectric, Low Smoke Zero Halogen (LSZH), 24 fiber, Multimode OM5, Gel-Free, Stranded Loose Tube, Black jacket color, Meters cable marking, Eca flame rating | CommScope® |  | C-LN | Fiber indoor/outdoor cable
760252952 | C-036-LN-5G-M12BK/25D/E | Variant of Z-LN | Fiber indoor/outdoor cable, LazrSPEED®, Single Jacket All-Dielectric, Low Smoke Zero Halogen (LSZH), 36 fiber, Multimode OM5, Gel-Free, Stranded Loose Tube, Black jacket color, Meters cable marking, Eca flame rating | CommScope® |  | C-LN | Fiber indoor/outdoor cable
760252951 | C-048-LN-5G-M12BK/25D/E | Variant of Z-LN | Fiber indoor/outdoor cable, LazrSPEED®, Single Jacket All-Dielectric, Low Smoke Zero Halogen (LSZH), 48 fiber, Multimode OM5, Gel-Free, Stranded Loose Tube, Black jacket color, Meters cable marking, Eca flame rating | CommScope® |  | C-LN | Fiber indoor/outdoor cable
760252957 | C-024-LN-5G-M12BK/25D/LTS/E | Variant of Z-LN | Fiber indoor/outdoor cable, LazrSPEED®, Single Jacket All-Dielectric, Low Smoke Zero Halogen (LSZH), 24 fiber, Multimode OM5, Gel-Free, Stranded Loose Tube, Black jacket color, Meters cable marking, Eca flame rating | CommScope® |  | Z-LN | Fiber indoor/outdoor cable
760252955 | C-048-LN-5G-M12BK/25D/LTS/E | Variant of Z-LN | Fiber indoor/outdoor cable, LazrSPEED®, Single Jacket All-Dielectric, Low Smoke Zero Halogen (LSZH), 48 fiber, Multimode OM5, Gel-Free, Stranded Loose Tube, Black jacket color, Meters cable marking, Eca flame rating | CommScope® |  | C-LN | Fiber indoor/outdoor cable
760251947 | C-008-CN-5Y-M08BK/28G/093 | Variant of Z-CN | Fiber indoor/outdoor cable, Gel-filled Central Tube, 8 fiber, Multimode OM3, Meters jacket marking, Black jacket color | CommScope® |  | Z-CN | Fiber indoor/outdoor cable
760251968 | C-024-LA-8Z-M06BK/21G/093 | Variant of C-LA | Fiber indoor/outdoor cable, loose tube gel-filled CST, 24 fiber, Singlemode G.652.D and G.657.A1, Meters jacket marking, Black jacket color | CommScope® |  | C-LA | Fiber indoor/outdoor cable
760251969 | C-036-LA-8Z-M12BK/22G/093 | Variant of C-LA | Fiber indoor/outdoor cable, loose tube gel-filled CST, 36 fiber, Singlemode G.652.D and G.657.A1, Meters jacket marking, Black jacket color | CommScope® |  | C-LA | Fiber indoor/outdoor cable
760252784 | R-004-DS-5K-FSURD | Variant of R-DS | Fiber indoor cable, LazrSPEED® Riser Distribution, 4-Fiber Single-Unit, Multimode OM4, Meters jacket marking, Red jacket color | CommScope® |  | R-DS | Fiber indoor cable
760246310 | N-288-CN-RR-F12YL/8G1/99L/200/C | Variant of N-CN | Fiber indoor cable, All-Dielectric, LSZH/Riser-Rated, Gel-Free, Central Tube 200µm Rollable Ribbon, 288 fiber, Singlemode G.657.A2/B2, Feet jacket marking, Yellow jacket color, Cca flame rating | CommScope® |  | N-CN | Fiber indoor cable
760252668 | C-060-LN-8W-M12BK/25D/E | Variant of Z-LN | Fiber indoor/outdoor cable, TeraSPEED®, Single Jacket All-Dielectric, Low Smoke Zero Halogen (LSZH), 60 fiber, Singlemode G.652.D and G.657.A1, Gel-Free, Stranded Loose Tube, Black jacket color, Meters cable marking, Eca flame rating | CommScope® |  | C-LN | Fiber indoor/outdoor cable
760252669 | C-048-LN-8W-M12BK/25D/E | Variant of Z-LN | Fiber indoor/outdoor cable, TeraSPEED®, Single Jacket All-Dielectric, Low Smoke Zero Halogen (LSZH), 48 fiber, Singlemode G.652.D and G.657.A1, Gel-Free, Stranded Loose Tube, Black jacket color, Meters cable marking, Eca flame rating | CommScope® |  | C-LN | Fiber indoor/outdoor cable
760252670 | C-036-LN-8W-M12BK/25D/E | Variant of Z-LN | Fiber indoor/outdoor cable, TeraSPEED®, Single Jacket All-Dielectric, Low Smoke Zero Halogen (LSZH), 36 fiber, Singlemode G.652.D and G.657.A1, Gel-Free, Stranded Loose Tube, Black jacket color, Meters cable marking, Eca flame rating | CommScope® |  | C-LN | Fiber indoor/outdoor cable
760252671 | C-024-LN-8W-M12BK/25D/E | Variant of Z-LN | Fiber indoor/outdoor cable, TeraSPEED®, Single Jacket All-Dielectric, Low Smoke Zero Halogen (LSZH), 24 fiber, Singlemode G.652.D and G.657.A1, Gel-Free, Stranded Loose Tube, Black jacket color, Meters cable marking, Eca flame rating | CommScope® |  | C-LN | Fiber indoor/outdoor cable
760252673 | C-048-LN-8W-M12BK/25D/LTS/E | Variant of Z-LN | Fiber indoor/outdoor cable, TeraSPEED®, Single Jacket All-Dielectric, Low Smoke Zero Halogen (LSZH), 48 fiber, Singlemode G.652.D and G.657.A1, Gel-Free, Stranded Loose Tube, Black jacket color, Meters cable marking, Eca flame rating | CommScope® |  | Z-LN | Fiber indoor/outdoor cable
760252674 | C-036-LN-8W-M12BK/25D/LTS/E | Variant of Z-LN | Fiber indoor/outdoor cable, TeraSPEED®, Single Jacket All-Dielectric, Low Smoke Zero Halogen (LSZH), 36 fiber, Singlemode G.652.D and G.657.A1, Gel-Free, Stranded Loose Tube, Black jacket color, Meters cable marking, Eca flame rating | CommScope® |  | C-LN | Fiber indoor/outdoor cable
810010029/DB | C-072-LN-8W-M12BK/25D/E | Variant of Z-LN | Fiber indoor/outdoor cable, LightScope® ZWP, Single Jacket All-Dielectric, LSZH, 144 fiber, Gel-Free, Stranded Loose Tube, Singlemode G.652.D and G.657.A1, Meters jacket marking, Black jacket color, Eca flame rating | CommScope® |  | C-LN | Fiber indoor/outdoor cable
810010028/DB | C-096-LN-8W-M12BK/25D/E | Variant of Z-LN | Fiber indoor/outdoor cable, LightScope® ZWP, Single Jacket All-Dielectric, LSZH, 96 fiber, Gel-Free, Stranded Loose Tube, Singlemode G.652.D and G.657.A1, Meters jacket marking, Black jacket color, Eca flame rating | CommScope® |  | C-LN | Fiber indoor/outdoor cable
810010027/DB | C-144-LN-8W-M12BK/25D/E | Variant of Z-LN | Fiber indoor/outdoor cable, LightScope® ZWP, Single Jacket All-Dielectric, LSZH, 144 fiber, Gel-Free, Stranded Loose Tube, Singlemode G.652.D and G.657.A1, Meters jacket marking, Black jacket color, Eca flame rating | CommScope® |  | C-LN | Fiber indoor/outdoor cable
810010035/DB | C-048-LN-8W-M12BK/25D/LTS/E | Variant of Z-LN | Fiber indoor/outdoor cable, LightScope® ZWP Single Jacket All-Dielectric, LSZH, 48 fiber, Gel-Free, Stranded Loose Tube, Singlemode G.652.D and G.657.A1, Meters jacket marking, Black jacket color, Eca flame rating | CommScope® |  | Z-LN | Fiber indoor/outdoor cable
2-1716025-4 | C-072-LA-8W-M12YL/25G/GRP | Variant of C-LA | Fiber Optic Cable, 72-fiber, OS2, yellow. Provides Rodent Resistance. | CommScope® |  | C-LA | Fiber indoor/outdoor cable |  | Discontinued
760235254 | C-004-DN-8F-M08BK/20G/GY/AY/D | Variant of C-DN | Fiber indoor/outdoor cable, Gel-filled loose tube, 4 fiber, Singlemode G.657.A1, Meters jacket marking, Black jacket color, Dca flame rating | CommScope® |  | C-DN | Fiber indoor/outdoor cable
760254545 | L-004-DS-8Z-MSUYL/093/B1 | Variant of L-DS | Fiber indoor cable, Low Smoke Zero Halogen Indoor Distribution, 4 fiber single-unit, singlemode, G.657.A1, Meters jacket marking, Yellow jacket color | CommScope® |  | L-DS | Fiber indoor cable
760254546 | L-012-DS-8Z-MSUYL/093/B1 | Variant of L-DS | Fiber indoor cable, Low Smoke Zero Halogen Indoor Distribution, 12 fiber single-unit, Singlemode G.657.A1, Meters jacket marking, Yellow jacket color | CommScope® |  | L-DS | Fiber indoor cable
760254547 | L-024-DS-8Z-MSUYL/093/B1 | Variant of L-DS | Fiber indoor cable, Low Smoke Zero Halogen Indoor Distribution, 24 fiber single-unit, Singlemode G.657.A1, Meters jacket marking, Yellow jacket color | CommScope® |  | L-DS | Fiber indoor cable
760254497 | C-006-LN-8W-F06BK/25D/B2 | Variant of C-LN | Fiber indoor/outdoor cable, TeraSPEED® Single Jacket All-Dielectric, 6 fiber, LSZH, Gel-Free, Stranded Loose Tube Cable, Singlemode G.652.D and G.657.A1, Feet jacket marking, Black jacket color, B2ca flame rating | CommScope® |  | C-LN | Fiber indoor/outdoor cable
760254500 | C-048-LN-8W-F12BK/25D/C | Variant of C-LN | Fiber indoor/outdoor cable, TeraSPEED® Single Jacket All-Dielectric, LSZH, 48 fiber, Gel-Free, Stranded Loose Tube, Singlemode G.652.D and G.657.A1, Feet jacket marking, Black jacket color, Cca flame rating | CommScope® |  | C-LN | Fiber indoor/outdoor cable |  | Discontinued
8-1859419-4 | R-008-DS-8M-MSUYL/093 | Variant of R-DS | Indoor Fiber Optic Cable, 8-fiber, G.652.D, OFNR | CommScope® |  | R-DS | Fiber indoor cable |  | Discontinued
760253926 | P-006-DS-5K-FSUBL | Variant of P-DS | Fiber indoor cable, LazrSPEED® Plenum Distribution, 6 fiber single-unit, Multimode OM4, Feet jacket marking, Blue jacket color | CommScope® |  | P-DS | Fiber indoor cable
760253927 | P-006-DS-5K-FSUSL | Variant of P-DS | Fiber indoor cable, LazrSPEED® Plenum Distribution, 6 fiber single-unit, Multimode OM4, Feet jacket marking, Slate jacket color | CommScope® |  | P-DS | Fiber indoor cable
760253909 | R-024-DS-8G-FSUYL | Variant of R-DS | Fiber indoor cable, Riser Distribution, 24 fiber single-unit, Singlemode G.657.A2, Feet jacket marking, Yellow jacket color | CommScope® |  | R-DS | Fiber indoor cable
2-1716211-2 | C-012-L2-5K-M12BK/40G/GY/FS/B | Variant of C-L2 | LazrSPEED® Indoor/Outdoor, 120 min Fire Survival, Low Smoke Zero Halogen (LSZH), Gel-Filled, Central Loose Tube cable. Provides Rodent Resistance. | CommScope® |  | C-L2 | Fiber indoor/outdoor cable
760253993 | C-012-DS-8M-MSUYL | Variant of C-DS | Fiber indoor/outdoor cable, LSZH Riser Distribution, 12 fiber single-unit, Singlemode G.652.D, Meters jacket marking, Yellow jacket color | CommScope® |  | C-DS | Fiber indoor/outdoor cable
2-599616-4 | C-008-CN-8W-M08YL/28D/GY/D | Variant of C-CN | Fiber Optic Cable, 8-fiber, OS2, loose tube, dry, 4000 m, yellow. Provides Rodent Resistance. | CommScope® |  | C-CN | Fiber indoor/outdoor cable |  | Discontinued
760254040 | P-002-DS-8W-FSUBR | Variant of P-DS | Fiber indoor cable, TeraSPEED® Plenum Distribution, 2 fiber single-unit, Singlemode G.652.D and G.657.A1, Feet jacket marking, Brown jacket color | CommScope® |  | P-DS | Fiber indoor cable
760254209 | C-012-DS-5X-MSUAQ | Variant of C-DS | Fiber indoor/outdoor cable, LSZH Riser Distribution, 12 fiber single-unit, Multimode OM4 bend insensitive, Meters jacket marking, Aqua jacket color | CommScope® |  | C-DS | Fiber indoor/outdoor cable
760254208 | C-006-DS-5X-MSUAQ | Variant of C-DS | Fiber indoor/outdoor cable, LSZH Riser Distribution, 6 fiber single-unit, Multimode OM4 bend insensitive, Meters jacket marking, Aqua jacket color | CommScope® |  | C-DS | Fiber indoor/outdoor cable
760251964 | C-024-LN-5Y-M06BK/18G/093 | Variant of C-LN | Fiber indoor/outdoor cable Loose Tube Gel-filled, 24 fiber, Multimode OM3, Meters jacket marking, Black jacket color | CommScope® |  | C-LN | Fiber indoor/outdoor cable
2-1716000-3 | C-024-CN-5L-M24AQ/40G/AY/E | Variant of C-CN | Fiber Optic Cable, 24-fiber, OM3, Aqua | CommScope® |  | C-CN | Fiber indoor/outdoor cable |  | Discontinued
810010033/DB | C-024-LN-8W-M12BK/25D/E | Variant of Z-LN | Fiber indoor/outdoor cable, LightScope® ZWP Single Jacket All-Dielectric, LSZH, 24 fiber, Gel-Free, Stranded Loose Tube, Singlemode G.652.D and G.657.A1, Meters jacket marking, Black jacket color, Eca flame rating | CommScope® |  | C-LN | Fiber indoor/outdoor cable
810010032/DB | C-036-LN-8W-M12BK/25D/E | Variant of Z-LN | Fiber indoor/outdoor cable, Single Jacket All-Dielectric, LSZH, 36 fiber, Gel-Free, Stranded Loose Tube, Singlemode G.652.D and G.657.A1, Meters jacket marking, Black jacket color, Eca flame rating | CommScope® |  | C-LN | Fiber indoor/outdoor cable
810010110/DB | C-024-LN-8F-M12BK/14D/AY/D-0500-DK02 | Variant of C-LN | Fiber Indoor/outdoor Cable, Low Smoke Zero Halogen / 24 fiber Microsheath, Tube Colours as per DIN/VDE 0888, Gel-free, Singlemode G.657.A1, Meters jacket marking, Black jacket color, Dca flame rating | CommScope® |  | C-LN | Fiber indoor/outdoor cable
810010111/DB | C-048-LN-8F-M12BK/14D/AY/D-0500-DK02 | Variant of C-LN | Fiber Indoor/outdoor Cable, Low Smoke Zero Halogen / 48 fiber Microsheath, Tube Colours as per DIN/VDE 0888, Gel-free, Singlemode G.657.A1, Meters jacket marking, Black jacket color, Dca flame rating | CommScope® |  | C-LN | Fiber indoor/outdoor cable
760244295 | C-012-CN-8W-M12BK/28D/GY/D | Variant of C-CN | Fiber indoor/outdoor cable, 12-fiber, Singlemode G.652.D and G.657.A1, Gel-free, Meters jacket marking, Black jacket color, Dca flame rating, 2000 m. Provides Rodent Resistance | CommScope® |  | C-CN | Fiber indoor/outdoor cable
3-1427437-5 |  | Variant of Z-CN | Indoor/Outdoor Fiber Optic Cable, 6-fiber, multimode, OM4, LSZH, loose tube, gel-filled, 3KM length | CommScope® |  | Z-CN | Fiber indoor/outdoor cable |  | Discontinued
8-1427439-5 |  | Variant of Z-CN | Indoor/Outdoor Fiber Optic Cable, 12-fiber, multimode, OM4, LSZH, loose tube, gel-filled, cut length | CommScope® |  | Z-CN | Fiber indoor/outdoor cable |  | Discontinued
760251946 | C-004-CN-5Y-M04BK/28G/093 | Variant of Z-CN | Fiber indoor/outdoor cable, Gel-filled Central Tube, 4 fiber, Multimode OM3, Meters jacket marking, Black jacket color | CommScope® |  | Z-CN | Fiber indoor/outdoor cable
760255664 | P-012-LN-5G-F12BK/25D | Variant of P-LN | Fiber indoor/outdoor cable, LazrSPEED®, Single Jacket All-Dielectric, Plenum Rated, , 12 fiber multimode OM5, Gel-Free, Stranded Loose Tube, PVDF jacket, Black jacket color, Feet cable marking | CommScope® |  | P-LN | Fiber indoor/outdoor cable
760255703 | C-012-DN-8M-M12BK/20G/09H-IN00 | Variant of C-DN | G652.D compliant fiber drop cable for Indoor/Outdoor use , Gel-filled loose tube, 12 fiber, Meter jacket marking, Black | CommScope® |  | C-DN | Fiber indoor/outdoor cable
760251973 | C-036-LA-5Y-M12BK/22G/093 | Variant of C-LA | Fiber indoor/outdoor cable, loose tube gel-filled CST, 36 fiber, Multimode OM3, Meters jacket marking, Black jacket color | CommScope® |  | C-LA | Fiber indoor/outdoor cable
760251974 | C-024-LA-5X-M06BK/21G/093 | Variant of C-LA | Fiber indoor/outdoor cable, loose tube gel-filled CST, 24 fiber, Multimode OM4, Meters jacket marking, Black jacket color | CommScope® |  | C-LA | Fiber indoor/outdoor cable
760251971 | C-144-LA-8Z-M12BK/22G/093 | Variant of C-LA | Fiber indoor/outdoor cable, loose tube gel-filled CST, 144 fiber, Singlemode G.652.D and G.657.A1, Meters jacket marking, Black jacket color | CommScope® |  | C-LA | Fiber indoor/outdoor cable
760251967 | C-036-LN-5X-M12BK/21G/093 | Variant of C-LN | Fiber indoor/outdoor cable, Loose Tube Gel-filled, 36 fiber, Multimode OM4, Meters jacket marking, Black jacket color | CommScope® |  | C-LN | Fiber indoor/outdoor cable
760251965 | C-036-LN-5Y-M12BK/21G/093 | Variant of C-LN | Fiber indoor/outdoor cable Loose Tube Gel-filled, 36 fiber, Multimode OM3, Meters jacket marking, Black jacket color | CommScope® |  | C-LN | Fiber indoor/outdoor cable
760251961 | C-036-LN-8Z-M12BK/21G/093 | Variant of C-LN | Fiber indoor/outdoor cable, Loose Tube Gel-filled, 36 fiber, Singlemode G.652.D and G.657.A1, Meters jacket marking, Black jacket color | CommScope® |  | C-LN | Fiber indoor/outdoor cable
760256411 | Z-024-MP-RR-F12BK/8G1/99N/C | Variant of N-MP | Fiber indoor/outdoor cable, OFNR/LSZH Riser Rollable Ribbon Dual Rated Backbone, 24 fiber, Singlemode G.657.A2/B2, Feet jacket marking, Black jacket color, Cca flame rating | CommScope® |  | N-MP | Fiber indoor/outdoor cable
760256412 | Z-048-MP-RR-F12BK/8G1/99N/C | Variant of N-MP | Fiber indoor/Outdoor cable, OFNR/LSZH Riser Rollable Ribbon Dual Rated Backbone, 48 fiber, Singlemode G.657.A2/B2, Feet jacket marking, Black jacket color, Cca flame rating | CommScope® |  | N-MP | Fiber indoor/outdoor cable
760255335 | L-002-DS-5Y-MSUAQ/093/B1 | Variant of L-DS | Fiber indoor cable, Low Smoke Zero Halogen Indoor Distribution, 2 fiber single-unit, Multimode OM3, Meters jacket marking, Aqua jacket color | CommScope® |  | L-DS | Fiber indoor cable
760255336 | L-002-DS-5X-MSUAQ/093/B1 | Variant of L-DS | Fiber indoor cable, Low Smoke Zero Halogen Indoor Distribution, 2 fiber single-unit, Multimode OM4, Meters jacket marking, Aqua jacket color | CommScope® |  | L-DS | Fiber indoor cable
760255337 | L-002-DS-5C-MSULM/093/B1 | Variant of L-DS | Fiber indoor cable, Low Smoke Zero Halogen Indoor Distribution, 2 fiber single-unit, Multimode OM5, Meters jacket marking, Lime green jacket color | CommScope® |  | L-DS | Fiber indoor cable
760255522 | R-012-DZ-5K-FSUWH | Variant of R-DZ | Fiber indoor cable, LazrSPEED® Riser Distribution Interlocking Aluminum Armored with Riser Jacket 12-Fiber Single-Unit, Gel-free, Multimode OM4, Feet jacket marking, white jacket over armor | CommScope® |  | R-DZ | Fiber indoor cable
760255523 | R-024-DZ-5K-FSUWH | Variant of R-DZ | Fiber indoor cable, LazrSPEED® Riser Distribution Interlocking Aluminum Armored with Riser Jacket 24-Fiber Single-Unit, Gel-free, Multimode OM4, Feet jacket marking, white jacket over armor | CommScope® |  | R-DZ | Fiber indoor cable
810010189/DB | C-001-DN-8F-M01BK/20G-PO01 | Variant of C-DN | Fiber indoor/outdoor cable, LightScope® ZWP Gel-filled loose tube, 1 fiber, Singlemode G.657.A1, Meters jacket marking, Black jacket color, Dca flame rating | CommScope® |  | C-DN | Fiber indoor/outdoor cable
810010141/DB | C-002-DN-8G-M02BK/15G/V6/D | Variant of C-DN | Fiber Drop Cable, Façade, Duct and Aerial, FTTH, 4 fibers, Singlemode, G.657.A2, Gel-filled, Meters jacket marking, White jacket, Dca Flame Rating | CommScope® |  | C-DN | Fiber indoor/outdoor cable
760222109 | P-024-DS-5K-FSUGR | Variant of P-DS | Fiber indoor cable, LazrSPEED® Plenum Distribution Cable, 24 fiber single-unit, Multimode OM4, Feet jacket marking, Green jacket color | CommScope® |  | P-DS | Fiber indoor cable
2-599691-3 | C-024-CA-5L-M24BK/28G/GY | Variant of C-CA | Fiber indoor/outdoor Cable, Armored LSZH, OM3, 24 fiber, loose tube, gel-filled | CommScope® |  | C-CA | Fiber indoor/outdoor cable
1-1427439-4 |  | Variant of C-LN | Indoor/Outdoor Fiber Optic Cable, 12-fiber, singlemode, OS2, LSZH, loose tube, gel-filled, 1000 m | CommScope® |  | C-LN | Fiber indoor/outdoor cable |  | Discontinued
1-1427442-3 |  | Variant of C-LN | Indoor/Outdoor Fiber Optic Cable, 48-fiber, loose tube, LSZH, OM3, 1000 m | CommScope® |  | C-LN | Fiber indoor/outdoor cable |  | Discontinued
760257846 | N-004-DS-5C-MSULM/093 | Variant of N-DS | Fiber indoor cable, Low Smoke Zero Halogen Distribution, 4 fiber single-unit, Multimode OM5, Meters jacket marking, Lime green jacket color | CommScope® |  | N-DS | Fiber indoor cable
760257849 | N-012-DS-5C-MSULM/093 | Variant of N-DS | Fiber indoor cable, Low Smoke Zero Halogen Distribution, 12 fiber single-unit, Multimode OM5, Meters jacket marking, Lime green jacket color | CommScope® |  | N-DS | Fiber indoor cable
760257850 | N-024-DS-5C-MSULM/093 | Variant of N-DS | Fiber indoor cable, Low Smoke Zero Halogen Distribution, 24 fiber single-unit, Multimode OM5, Meters jacket marking, Lime green jacket color | CommScope® |  | N-DS | Fiber indoor cable
760257832 | C-002-CN-5C-M02BK/28G/093 | Variant of Z-CN | Fiber indoor/outdoor cable, Gel-filled Central Tube, 2 fiber, Multimode OM5, Meters jacket marking, Black jacket color | CommScope® |  | C-CN | Fiber indoor/outdoor cable
760257833 | C-004-CN-5C-M04BK/28G/093 | Variant of Z-CN | Fiber indoor/outdoor cable, Gel-filled Central Tube, 4 fiber, Multimode OM5, Meters jacket marking, Black jacket color | CommScope® |  | C-CN | Fiber indoor/outdoor cable
760257834 | C-006-CN-5C-M06BK/28G/093 | Variant of Z-CN | Fiber indoor/outdoor cable, Gel-filled Central Tube, 6 fiber, Multimode OM5, Meters jacket marking, Black jacket color | CommScope® |  | C-CN | Fiber indoor/outdoor cable
760257835 | C-008-CN-5C-M08BK/28G/093 | Variant of Z-CN | Fiber indoor/outdoor cable, Gel-filled Central Tube, 8 fiber, Multimode OM5, Meters jacket marking, Black jacket color | CommScope® |  | C-CN | Fiber indoor/outdoor cable
760257836 | C-012-CN-5C-M12BK/28G/093 | Variant of Z-CN | Fiber indoor/outdoor cable, Gel-filled Central Tube, 12 fiber, Multimode OM5, Meters jacket marking, Black jacket color | CommScope® |  | C-CN | Fiber indoor/outdoor cable
760246164 | Z-864-CN-RR-F12BK/8G1/99G/C | Variant of Z-CN | Fiber indoor/outdoor cable, All-Dielectric, LSZH, Riser-Rated, Gel-Free, Central Tube Rollable Ribbon, 864 fiber, Singlemode G.657.A2/B2, Feet jacket marking, Black jacket color, Cca flame rating | CommScope® |  | Z-CN | Fiber indoor/outdoor cable
760255155 | C-144-LA-8W-M12NS/25G/GRP/D | Variant of C-LA | TeraSPEED® Single Jacket/Single GRP Armor, Gel, Indoor/Outdoor Stranded Loose Tube cable. Provides Rodent Resistance. | CommScope® |  | C-LA | Fiber indoor/outdoor cable
2-599687-4 |  | Variant of C-DA | Fiber indoor/outdoor cable, 12 Fiber, Single Jacket Armor, LSZH, Gel-Filled, Central Loose Tube, Singlemode G.652.D and G.657.A1, Meters jacket marking, Black jacket color | CommScope® |  | C-DA | Fiber indoor/outdoor cable
760256743 | C-144-LA-8W-M12YL/25G/GRP/D | Variant of C-LA | TeraSPEED® Single Jacket/Single GRP Armor, Gel, Indoor/Outdoor Stranded Loose Tube cable. Provides Rodent Resistance. Tube Colours Red, Green, 10 x Natural | CommScope® |  | C-LA | Fiber indoor/outdoor cable
760256744 | C-144-LA-8W-M12YL/25G/GRP/D | Variant of C-LA | TeraSPEED® Single Jacket/Single GRP Armor, Gel, Indoor/Outdoor Stranded Loose Tube cable. Provides Rodent Resistance. Tube Colours Red, Blue, 10 x Green | CommScope® |  | C-LA | Fiber indoor/outdoor cable
N-CN |  | Base Product | Fiber Optic Cable, Indoor Zero Halogen, Dual listed, Central Tube All-Dielectric | CommScope® |  | N-CN | Fiber indoor cable
N-SP |  | Base Product | Fiber Optic Cable, Indoor Zero Halogen, Dual listed, Simplex Zip Cord | CommScope® |  | N-SP | Fiber indoor cable
R-DZ |  | Base Product | Fiber Optic Cable, Indoor Riser, Distribution Cable, Aluminum Interlocking Armor | CommScope® |  | R-DZ | Fiber indoor cable
P-DS |  | Base Product | Fiber Optic Cable, Indoor Plenum, Distribution Cable | CommScope® |  | P-DS | Fiber indoor cable
P-CN |  | Base Product | Fiber Optic Cable, Indoor Plenum, Central Tube All-Dielectric | CommScope® |  | P-CN | Fiber indoor cable
P-MP |  | Base Product | Fiber Optic Cable, Indoor Plenum, Loose Tube Cordage | CommScope® |  | P-MP | Fiber indoor cable
L-ZT |  | Base Product | Fiber Optic Cable, Indoor Zero Halogen, CPR-only flame rated, Duplex Zip Cord | CommScope® |  | L-ZT | Fiber indoor cable
P-ZC |  | Base Product | Fiber Optic Cable, Indoor Plenum, Duplex Zip Cord | CommScope® |  | P-ZC | Fiber indoor cable
N-LN |  | Base Product | Fiber Optic Cable, Indoor Zero Halogen, Dual listed, Stranded Loose Tube All-Dielectric |  |  | N-LN | Fiber indoor cable
C-CN |  | Base Product | Fiber Optic Cable, Indoor/outdoor Low Smoke Zero Halogen, Central Tube All-Dielectric | CommScope® |  | C-CN | Fiber indoor/outdoor cable
C-DS |  | Base Product | Fiber Optic Cable, Indoor/outdoor Low Smoke Zero Halogen, CPR-only flame rated, Distribution Cable | CommScope® |  | C-DS | Fiber indoor/outdoor cable
C-LA |  | Base Product | Fiber Optic Cable, Indoor/outdoor Low Smoke Zero Halogen, CPR-only flame rated, Stranded Loose Tube CST Armored Cable | CommScope® |  | C-LA | Fiber indoor/outdoor cable
Z-LN |  | Base Product | Fiber Optic Cable, Indoor/Outdoor Zero Halogen, Dual listed, Stranded Loose Tube All-Dielectric | CommScope® |  | Z-LN | Fiber indoor/outdoor cable
Z-LA |  | Base Product | Fiber Optic Cable, Indoor/Outdoor Zero Halogen, Dual listed, Stranded Loose Tube CST Armored | CommScope® |  | Z-LA | Fiber indoor/outdoor cable
C-DA |  | Base Product | Fiber Optic Cable, Indoor/outdoor Low Smoke Zero Halogen, CPR-only flame rated, Drop Armored | CommScope® |  | C-DA | Fiber indoor/outdoor cable
C-DN |  | Base Product | Fiber Optic Cable, Indoor/outdoor Low Smoke Zero Halogen, CPR-only flame rated, Drop Dielectric | CommScope® |  | C-DN | Fiber indoor/outdoor cable
R-DN |  | Base Product | Fiber Optic Cable, Indoor/Outdoor Riser, Drop Dielectric | CommScope® |  | R-DN | Fiber indoor/outdoor cable
P-LN |  | Base Product | Fiber Optic Cable, Indoor/Outdoor Plenum, Stranded Loose Tube All-Dielectric | CommScope® |  | P-LN | Fiber indoor/outdoor cable
R-LZ |  | Base Product | Fiber Optic Cable, Indoor/Outdoor Riser, Stranded Loose Tube, Aluminum Interlocking Armor | CommScope® |  | R-LZ | Fiber indoor/outdoor cable
Z-CN |  | Base Product | Fiber Optic Cable, Indoor/Outdoor Zero Halogen, Dual listed, Central Tube All-Dielectric | CommScope® |  | Z-CN | Fiber indoor/outdoor cable
Z-DS |  | Base Product | Fiber Optic Cable, Indoor/Outdoor Zero Halogen, Dual listed, Distribution Cable | CommScope® |  | Z-DS | Fiber indoor/outdoor cable
Z-DZ |  | Base Product | Fiber Optic Cable, Indoor/Outdoor Zero Halogen, Dual listed, Distribution Cable, Aluminum Interlocking Armor | CommScope® |  | Z-DZ | Fiber indoor/outdoor cable
Z-LZ |  | Base Product | Fiber Optic Cable, Indoor/Outdoor Zero Halogen, Dual listed, Stranded Loose Tube, Aluminum Interlocking Armor | CommScope® |  | Z-LZ | Fiber indoor/outdoor cable
760241353 | D-576-LN-RR-F12NS/8W/99H | Variant of D-LN | Fiber OSP cable, Non-Armored, All-Dielectric, Gel-Free, Stranded Loose Tube Rollable Ribbon, 576 fiber, Singlemode G.652.D and G.657.A1, Feet jacket marking, Black jacket color | CommScope® |  | D-LN | Fiber OSP cable
760241354 | D-864-LN-RR-F12NS/8W/99H | Variant of D-LN | Fiber OSP cable, Non-Armored, All-Dielectric, Gel-Free, Stranded Loose Tube Rollable Ribbon, 864 fiber, Singlemode G.652.D and G.657.A1, Feet jacket marking, Black jacket color | CommScope® |  | D-LN | Fiber OSP cable
760241346 | Z-288-CN-RR-F12BK/8W/99G/C | Variant of Z-CN | Fiber indoor/outdoor cable, All-Dielectric, LSZH Riser-Rated, Gel-Free, Central Tube Rollable Ribbon, 288 fiber, Singlemode G.652.D and G.657.A1, Feet jacket marking, Black jacket color, Cca flame rating | CommScope® |  | Z-CN | Fiber indoor/outdoor cable
760241355 | D-1440-LN-RR-F12NS/8W/99H | Variant of D-LN | Fiber OSP cable, Non-Armored, All-Dielectric, Gel-Free, Stranded Loose Tube Rollable Ribbon, 1440 fiber, Singlemode G.652.D and G.657.A1, Feet jacket marking, Black jacket color | CommScope® |  | D-LN | Fiber OSP cable
760241356 | D-432-LA-RR-F12NS/8W/99H | Variant of D-LA | Fiber OSP cable, Outdoor Steel Armored, Gel-Free, Stranded Loose Tube Rollable Ribbon, 432 fiber, Singlemode G.652.D and G.657.A1, Feet jacket marking, Black jacket color | CommScope® |  | D-LA | Fiber OSP cable
760241347 | Z-432-CN-RR-F12BK/8W/99G/C | Variant of Z-CN | Fiber indoor/outdoor cable, All-Dielectric, LSZH Riser-Rated, Gel-Free, Central Tube Rollable Ribbon, 432 fiber, Singlemode G.652.D and G.657.A1, Feet jacket marking, Black jacket color, Cca flame rating | CommScope® |  | Z-CN | Fiber indoor/outdoor cable
760241349 | Z-864-CN-RR-F12BK/8W/99G/C | Variant of Z-CN | Fiber indoor/outdoor cable, All-Dielectric, LSZH Riser-Rated, Gel-Free, Central Tube Rollable Ribbon, 864 fiber, Singlemode G.652.D and G.657.A1, Feet jacket marking, Black jacket color, Cca flame rating | CommScope® |  | Z-CN | Fiber indoor/outdoor cable
760241359 | D-1440-LA-RR-F12NS/8W/99H | Variant of D-LA | Fiber OSP cable, Outdoor Steel Armored, Gel-Free, Stranded Loose Tube Rollable Ribbon, 1440 fiber, Singlemode G.652.D and G.657.A1, Feet jacket marking, Black jacket color | CommScope® |  | D-LA | Fiber OSP cable
760241757 | N-004-DS-5K-FSUAQ/B2 | Variant of N-DS | Fiber indoor cable, LazrSPEED® Low Smoke Zero Halogen Riser Distribution, 4 fiber single-unit, Gel-free, Multimode OM4, Feet jacket marking, Aqua jacket color, B2ca flame rating | CommScope® |  | N-DS | Fiber indoor cable
760241767 | N-024-DS-5L-FSUAQ/B2 | Variant of N-DS | Fiber indoor cable, LazrSPEED® Low Smoke Zero Halogen Riser Distribution, 24 fiber single-unit, Gel-free, Multimode OM3, Feet jacket marking, Aqua jacket color, B2ca flame rating | CommScope® |  | N-DS | Fiber indoor cable
760241769 | N-024-DS-5K-FSUAQ/B2 | Variant of N-DS | Fiber indoor cable, LazrSPEED® Low Smoke Zero Halogen Riser Distribution, 24 fiber single-unit, Gel-free, Multimode OM4, Feet jacket marking, Aqua jacket color, B2ca flame rating | CommScope® |  | N-DS | Fiber indoor cable
760241771 | N-024-DS-5G-FSULM/B2 | Variant of N-DS | Fiber indoor cable, LazrSPEED® Low Smoke Zero Halogen Riser Distribution Cable, 24 fiber single-unit, Gel-free, Multimode OM5, Feet jacket marking, Lime green jacket color, B2ca flame rating | CommScope® |  | N-DS | Fiber indoor cable
760241988 | Z-216-CN-RR-F12BK/8F/99G/C | Variant of Z-CN | Fiber indoor/outdoor cable, All-Dielectric, LSZH Riser-Rated, Gel-Free, Central Tube Rollable Ribbon, 216 fiber, Singlemode G.652.D and G.657.A1, Feet jacket marking, Black jacket color, Cca flame rating | CommScope® |  | Z-CN | Fiber indoor/outdoor cable
760241825 | P-036-OZ-5L-FMUBK | Variant of P-OZ | Fiber indoor/outdoor cable, LazrSPEED® Plenum Distribution, interlocking aluminum armored with plenum jacket, 36 fiber multi-unit with 12 fiber subunits, Multimode OM3, Gel-free, Feet jacket marking, Black jacket color | CommScope® |  | P-OZ | Fiber indoor/outdoor cable
760241991 | Z-576-CN-RR-F12BK/8F/99G/C | Variant of Z-CN | Fiber indoor/outdoor cable, All-Dielectric, LSZH Riser-Rated, Gel-Free, Central Tube Rollable Ribbon, 576 fiber, Singlemode G.652.D and G.657.A1, Feet jacket marking, Black jacket color, Cca flame rating | CommScope® |  | Z-CN | Fiber indoor/outdoor cable
760242106 | R-096-LN-5K-F12BK/25D | Variant of R-LN | Fiber Indoor/Outdoor cable, LazrSPEED®, Single Jacket All-Dielectric, Riser Rated, 96 fiber, Gel-Free, Stranded Loose Tube, Multimode OM4, Feet jacket marking, Black jacket color | CommScope® |  | R-LN | Fiber indoor/outdoor cable
760242258 | Z-144-LA-CM-F12BK/25D/8W096/5K048/C | Variant of Z-LA | Fiber indoor/outdoor cable, TeraSPEED®/LazrSPEED®, Single Jacket/Single Armor, Low Smoke Zero Halogen (LSZH), 144 fiber, Multimode/Singlemode, Gel-Free, Stranded Loose Tube, Black jacket color, Feet jacket marking, Cca flame rating | CommScope® |  | Z-LA | Fiber indoor/outdoor cable
760242259 | Z-096-LA-CM-F12BK/25D/8W072/5K024/C | Variant of Z-LA | Fiber indoor/outdoor cable, TeraSPEED®/LazrSPEED®, Single Jacket/Single Armor, Low Smoke Zero Halogen (LSZH), 96 fiber, Multimode/Singlemode, Gel-Free, Stranded Loose Tube, Black jacket color, Feet jacket marking, Cca flame rating | CommScope® |  | Z-LA | Fiber indoor/outdoor cable
760242567 | C-002-LN-8W-M02BK/25D/B2 | Variant of C-LN | Fiber indoor/outdoor cable, TeraSPEED®, Single Jacket All-Dielectric, Low Smoke Zero Halogen (LSZH), 2 fiber, Singlemode G.652.D and G.657.A1, Gel-Free, Stranded Loose Tube, Meters jacket marking, Black jacket color, B2ca flame rating | CommScope® |  | C-LN | Fiber indoor/outdoor cable
760242570 | C-008-LN-8W-M08BK/25D/B2 | Variant of C-LN | Fiber indoor/outdoor cable, TeraSPEED®, Single Jacket All-Dielectric, Low Smoke Zero Halogen (LSZH), 8 fiber, Singlemode G.652.D and G.657.A1, Gel-Free, Stranded Loose Tube, Meters jacket marking, Black jacket color, B2ca flame rating | CommScope® |  | C-LN | Fiber indoor/outdoor cable
760242571 | C-012-LN-8W-M12BK/25D/B2 | Variant of C-LN | Fiber indoor/outdoor cable, TeraSPEED®, Single Jacket All-Dielectric, Low Smoke Zero Halogen (LSZH), 12 fiber, Singlemode G.652.D and G.657.A1, Gel-Free, Stranded Loose Tube, Meters jacket marking, Black jacket color, B2ca flame rating | CommScope® |  | C-LN | Fiber indoor/outdoor cable |  | Discontinued
760242572 | C-024-LN-8W-M12BK/25D/C | Variant of C-LN | Fiber indoor/outdoor cable, TeraSPEED®, Single Jacket All-Dielectric, Low Smoke Zero Halogen (LSZH), 24 fiber, Singlemode G.652.D and G.657.A1, Gel-Free, Stranded Loose Tube, Meters jacket marking, Black jacket color, Cca flame rating | CommScope® |  | C-LN | Fiber indoor/outdoor cable
8-1592143-9 | C-008-DS-5L-MSUTQ/GY/C | Variant of C-DS | Indoor/outdoor Fiber Optic Cable, 8-fiber, office distribution, multimode, OM3, ULSZH, aqua. Provides Rodent Resistance. | CommScope® |  | C-DS | Fiber indoor/outdoor cable
8-1592139-5 | C-004-DS-5L-MSUBK/GY/C | Variant of C-DS | Indoor/outdoor Fiber Optic Cable, 4-fiber, office distribution, multimode, OM3, ULSZH, black. Provides Rodent Resistance. | CommScope® |  | C-DS | Fiber indoor/outdoor cable
8-1592141-9 | C-006-DS-5L-M06AQ/GY/C | Variant of C-DS | Indoor/outdoor Fiber Optic Cable, 6-fiber, office distribution, multimode, OM3, ULSZH, aqua. Provides Rodent Resistance. | CommScope® |  | C-DS | Fiber indoor/outdoor cable
810009132/DB | R-001-DN-8G-F01WH-SP18 | Variant of R-DN | Fiber Indoor/Outdoor Drop Cable, All-Dielectric, 1 fiber, Tight Buffer construction, Riser, Singlemode, G.657.A2, 1 Fiber, Gel-free, Feet marking, White jacket color | CommScope® |  | R-DN | Fiber indoor/outdoor cable
810009278/DB | P-144-LZ-8W-F12BK/25D | Variant of P-LZ | TeraSPEED® Indoor/Outdoor, Plenum Rated, Gel-Free, Stranded Loose Tube Cable with Aluminum Interlocking Armor containing a Plenum Rated Outer Jacket, Build America Buy America (BABA) | CommScope® |  | P-LZ | Fiber indoor/outdoor cable
810009223/DB | R-001-DN-8G-F01BK/SP18/RNB | Variant of R-DN | Fiber drop cable, Self-Supporting All-Dielectric, 1 fiber Tight Buffer construction, riser, all-dielectric, Gel-free, Singlemode G.657.A2, Feet jacket marking, Black jacket color | CommScope® |  | R-DN | Fiber indoor/outdoor cable
810009268/DB | R-001-DN-8G-F49WH/SP29/RNB | Variant of R-DN | Fiber indoor/outdoor drop cable, All-Dielectric, 1 fiber Tight Buffer construction, riser, drop all-dielectric, Singlemode G.657.A2, Gel-free, Feet jacket marking, White jacket color | CommScope® |  | R-DN | Fiber indoor/outdoor cable
810009509/DB | D-432-CN-RR-F12NS/8W/99G | Variant of D-CN | Fiber OSP cable, Non-Armored, All-Dielectric, Arid-Core, Dry Central Tube Rollable Ribbon, 432 fiber, Singlemode G.652.D and G.657.A1, Gel-free, Feet jacket marking, Black jacket color | CommScope® |  | D-CN | Fiber OSP cable
810009668/DB | C-024-LN-8W-M12BK/20G/E | Variant of C-LN | Fiber indoor/outdoor cable, LightScope® ZWP, Mini Single Jacket, All-Dielectric, Low Smoke Zero Halogen (LSZH), Singlemode G.652.D and G.657.A1, 24 fiber, Gel-Filled, Stranded Loose Tube, Feet jacket marking, Black jacket color, Eca flame rating | CommScope® |  | C-LN | Fiber indoor/outdoor cable
810009659/DB | C-012-LA-8W-M12BK/20G/B | Variant of C-LA | Fiber indoor/outdoor cable, LightScope® ZWP Single Jacket/Single Armor, 12 fiber, LSZH, Gel-filled, Stranded Loose Tube, Singlemode G.652.D and G.657.A1, Meters jacket marking, Black jacket color, B2ca flame rating | CommScope® |  | C-LA | Fiber indoor/outdoor cable
810009660/DB | C-024-LA-8W-M12BK/20G/C | Variant of C-LA | Fiber indoor/outdoor cable, LightScope® ZWP Single Jacket/Single Armor, LSZH, 24 fiber, Gel-filled , Stranded Loose Tube, Singlemode G.652.D and G.657.A1, Meters jacket marking, Black jacket color, Cca flame rating | CommScope® |  | C-LA | Fiber indoor/outdoor cable
810009672/DB | C-144-LN-8W-M12BK/20G/E | Variant of C-LN | Fiber indoor/outdoor cable, LightScope® ZWP, Mini Single Jacket, All-Dielectric, Low Smoke Zero Halogen (LSZH), Singlemode G.652.D and G.657.A1, 144 fiber, Gel-Filled, Stranded Loose Tube, Feet jacket marking, Black jacket color, Eca flame rating | CommScope® |  | C-LN | Fiber indoor/outdoor cable
810009661/DB | C-048-LA-8W-M12BK/20G/C | Variant of C-LA | Fiber indoor/outdoor cable, LightSCOPE® Indoor/Outdoor, Single Jacket/Single Armor, Low Smoke Zero Halogen (LSZH), Singlemode G.652.D and G.657.A1, 48 fiber, Gel Filled , Stranded Loose Tube, Meters jacket marking, Black jacket color, Cca flame rating | CommScope® |  | C-LA | Fiber indoor/outdoor cable
810009662/DB | C-072-LA-8W-M12BK/20G/C | Variant of C-LA | Fiber indoor/outdoor cable, LightSCOPE® Indoor/Outdoor, Single Jacket/Single Armor, Low Smoke Zero Halogen (LSZH), Singlemode G.652.D and G.657.A1, 72 fiber, Gel Filled , Stranded Loose Tube, Feet jacket marking, Black jacket color, Cca flame rating | CommScope® |  | C-LA | Fiber indoor/outdoor cable
810009663/DB | C-096-LA-8W-M12BK/20G/C | Variant of C-LA | Fiber indoor/outdoor cable, LightScope®, Single Jacket/Single Armor, LSZH, 96 fiber, Gel-filled, Stranded Loose Tube, Singlemode G.652.D and G.657.A1, Meters jacket marking, Black jacket color, Cca flame rating | CommScope® |  | C-LA | Fiber indoor/outdoor cable
810009666/DB | C-006-LN-8W-M06BK/20G/D | Variant of C-LN | Fiber indoor/outdoor cable, LightScope® ZWP, Mini Single Jacket, All-Dielectric, Low Smoke Zero Halogen (LSZH), Singlemode G.652.D and G.657.A1, 6 fiber, Gel-Filled, Stranded Loose Tube, Feet jacket marking, Black jacket color, Dca flame rating | CommScope® |  | C-LN | Fiber indoor/outdoor cable
810009667/DB | C-012-LN-8W-M12BK/20G/D | Variant of C-LN | Fiber indoor/outdoor cable, LightScope® ZWP, Mini Single Jacket, All-Dielectric, Low Smoke Zero Halogen (LSZH), Singlemode G.652.D and G.657.A1, 12 fiber, Gel-Filled, Stranded Loose Tube, Feet jacket marking, Black jacket color, Dca flame rating | CommScope® |  | C-LN | Fiber indoor/outdoor cable
9-1592143-9 | C-008-DS-5K-MSUAQ/GY/C | Variant of C-DS | Indoor/outdoor Fiber Optic Cable, 8-fiber, office distribution, multimode, OM4, ULSZH, aqua. Provides Rodent Resistance. | CommScope® |  | C-DS | Fiber indoor/outdoor cable
9-1592145-1 | C-012-DS-5K-MSUOR/GY/C | Variant of C-DS | Indoor/outdoor Fiber Optic Cable, 12-fiber, office distribution, multimode, OM4, ULSZH, orange. Provides Rodent Resistance. | CommScope® |  | C-DS | Fiber indoor/outdoor cable
9-1592139-9 | C-004-DS-5K-MSUAQ/GY/C | Variant of C-DS | Indoor/outdoor Fiber Optic Cable, 4-fiber, office distribution, multimode, OM4, ULSZH, aqua. Provides Rodent Resistance. | CommScope® |  | C-DS | Fiber indoor/outdoor cable
9-1594455-9 | C-024-DS-5K-MSUAQ/GY/C | Variant of C-DS | Indoor/outdoor Fiber Optic Cable, 24-fiber, office distribution, multimode, OM4, ULSZH, aqua. Provides Rodent Resistance. | CommScope® |  | C-DS | Fiber indoor/outdoor cable
9-1592141-9 | C-006-DS-5K-M06AQ/GY/C | Variant of C-DS | Indoor/outdoor Fiber Optic Cable, 6-fiber, office distribution, multimode, OM4, ULSZH, aqua. Provides Rodent Resistance. | CommScope® |  | C-DS | Fiber indoor/outdoor cable
9-2225412-4 |  | Variant of C-DS | Fiber Optic Cable, indoor/outdoor, 12-fiber, dry | CommScope® |  | C-DS | Fiber indoor/outdoor cable
910003043/DB | P-002-DS-8G-FSUYL | Variant of P-DS | Fiber indoor cable, Plenum Distribution, 2 fiber single-unit, Singlemode G.657.A2, Meters jacket marking, Yellow jacket color | CommScope® |  | P-DS | Fiber indoor cable
9100529/DB | P-006-DS-8W-FSUYL | Variant of P-DS | LightScope® ZWP Plenum Distribution Cable, 6 fiber single-unit | CommScope® |  | P-DS | Fiber indoor cable
760236566 | P-012-DS-5L-FSUWH | Variant of P-DS | Fiber indoor cable, LazrSPEED® Plenum Distribution, 12 fiber single-unit, Multimode OM3, Feet jacket marking, White jacket color | CommScope® |  | P-DS | Fiber indoor cable
760237591 | P-096-DZ-CM-FMUAQ/8W048/5K048 | Variant of P-DZ | Fiber indoor cable, LightScope® Plenum Distribution, interlocking aluminum armored with plenum jacket, 96 fiber multi-unit with 12 fiber subunits, Singlemode G.652.D and G.657.A1, Feet jacket marking, Aqua jacket color | CommScope® |  | P-DZ | Fiber indoor cable
760237736 | P-012-DS-8W-FSUOR | Variant of P-DS | TeraSPEED® Plenum Distribution Cable, 12 fiber single-unit | CommScope® |  | P-DS | Fiber indoor cable
760237742 | R-192-LZ-8W-F12BK/25D | Variant of R-LZ | Fiber indoor/outdoor cable, TeraSPEED® Riser Rated, 192 fiber, Singlemode G.652.D and G.657.A1, Gel-Free, Stranded Loose Tube with Aluminum Interlocking Armor containing a Riser Rated Outer Jacket, Black jacket color, Feet cable marking | CommScope® |  | R-LZ | Fiber indoor/outdoor cable
760237816 | R-012-DS-8W-FSUGR | Variant of R-DS | Fiber indoor cable, TeraSPEED® Riser Distribution, Singlemode G.652.D and G.657.A1, 12 fiber single-unit, Feet jacket marking, Green jacket color | CommScope® |  | R-DS | Fiber indoor cable
760240268 | P-072-MP-8G-F24YL | Variant of P-MP | Plenum MPO Trunk Cable, 72 fiber multi-unit with 24 fiber subunits | CommScope® |  | P-MP | Fiber indoor cable
760240269 | P-096-MP-8G-F24YL | Variant of P-MP | Plenum MPO Trunk Cable, 96 fiber multi-unit with 24 fiber subunits | CommScope® |  | P-MP | Fiber indoor cable
760242442 | P-012-DZ-8W-FSURD | Variant of P-DZ | Fiber Indoor cable, TeraSPEED® Plenum Distribution, interlocking aluminum armored with plenum jacket, 12 fiber single-unit, Gel-free, Singlemode G.652.D and G.657.A1, Feet jacket marking, Red jacket color | CommScope® |  | P-DZ | Fiber indoor cable
760242734 | P-012-DZ-5L-FSUBK | Variant of P-DZ | Fiber indoor cable, LazrSPEED® Plenum Distribution, interlocking aluminum armored with plenum jacket, 12 fiber single-unit, Gel-free, Multimode OM3, Feet jacket marking, Black jacket color | CommScope® |  | P-DZ | Fiber indoor cable
760242802 | C-012-LN-5L-F12BK/25D/B2 | Variant of C-LN | Fiber indoor/outdoor cable, LazrSPEED®, Single Jacket All-Dielectric, Low Smoke Zero Halogen (LSZH), Gel-Free, Stranded Loose Tube, 12 fiber, Multimode OM3, Feet jacket marking, Black jacket color, B2ca flame rating | CommScope® |  | C-LN | Fiber indoor/outdoor cable |  | Discontinued
760242811 | C-024-LN-5G-F12BK/25D/C | Variant of C-LN | Fiber indoor/outdoor cable, LazrSPEED®, Single Jacket All-Dielectric, Low Smoke Zero Halogen (LSZH), 24 fiber, Multimode OM5, Gel-Free, Stranded Loose Tube, Feet jacket marking, Black jacket color, Cca flame rating | CommScope® |  | C-LN | Fiber indoor/outdoor cable |  | Discontinued
760242805 | C-006-LN-5K-F06BK/25D/B2 | Variant of C-LN | Fiber indoor/outdoor cable, LazrSPEED®, Single Jacket All-Dielectric, Low Smoke Zero Halogen (LSZH), Multimode OM4, 6 fiber, Gel-Free, Stranded Loose Tube, Feet jacket marking, Black jacket color, B2ca flame rating | CommScope® |  | C-LN | Fiber indoor/outdoor cable
760242831 | C-006-LN-5G-F06BK/25D/LTS/B2 | Variant of C-LN | Fiber indoor/outdoor cable, LazrSPEED®, Single Jacket All-Dielectric, Low Smoke Zero Halogen (LSZH), Multimode OM5, 6 fiber, Gel-Free, Stranded Loose Tube, Feet jacket marking, Black jacket color, B2ca flame rating | CommScope® |  | C-LN | Fiber indoor/outdoor cable
760242813 | C-006-LN-5L-F06BK/25D/HTS/B2 | Variant of C-LN | Fiber indoor/outdoor cable, LazrSPEED®, Single Jacket All-Dielectric, Low Smoke Zero Halogen (LSZH), Gel-Free, 6 fiber, Stranded Loose Tube, Multimode OM3, Feet jacket marking, Black jacket color, B2ca flame rating. Provides Rodent Resistance | CommScope® |  | C-LN | Fiber indoor/outdoor cable
760242824 | C-048-LN-5G-F12BK/25D/HTS/C | Variant of C-LN | Fiber indoor/outdoor cable, LazrSPEED®, Single Jacket All-Dielectric, Low Smoke Zero Halogen (LSZH), 48 fiber, Multimode OM5, Gel-Free, Stranded Loose Tube, Black jacket color, Feet jacket marking, Cca flame rating . Provides Rodent Resistance | CommScope® |  | C-LN | Fiber indoor/outdoor cable
760242808 | C-048-LN-5K-F12BK/25D/C | Variant of C-LN | Fiber indoor/outdoor cable, LazrSPEED®, Single Jacket All-Dielectric, Low Smoke Zero Halogen (LSZH), 48 fiber, Multimode OM4, Gel-Free, Stranded Loose Tube, Black jacket color, Feet jacket marking, Cca flame rating | CommScope® |  | C-LN | Fiber indoor/outdoor cable |  | Discontinued
760242809 | C-006-LN-5G-F06BK/25D/B2 | Variant of C-LN | Fiber indoor/outdoor cable, LazrSPEED®, Single Jacket All-Dielectric, Low Smoke Zero Halogen (LSZH), Multimode OM5, 6 fiber, Gel-Free, Stranded Loose Tube, Feet jacket marking, Black jacket color, B2ca flame rating | CommScope® |  | C-LN | Fiber indoor/outdoor cable
760242810 | C-012-LN-5G-F12BK/25D/B2 | Variant of C-LN | Fiber indoor/outdoor cable, LazrSPEED®, Single Jacket All-Dielectric, Low Smoke Zero Halogen (LSZH), 12 fiber, Multimode OM5, Gel-Free, Stranded Loose Tube, Feet jacket marking, Black jacket color, B2ca flame rating | CommScope® |  | C-LN | Fiber indoor/outdoor cable
760242816 | C-048-LN-5L-F12BK/25D/HTS/C | Variant of C-LN | Fiber indoor/outdoor cable, LazrSPEED®, Single Jacket All-Dielectric, Low Smoke Zero Halogen (LSZH), Gel-Free, Stranded Loose Tube, 48 fiber, Multimode OM3, Black jacket color, Feet jacket marking, Cca flame rating. Provides Rodent Resistance | CommScope® |  | C-LN | Fiber indoor/outdoor cable
760242828 | C-006-LN-5K-F06BK/25D/LTS/B2 | Variant of C-LN | Fiber indoor/outdoor cable, LazrSPEED®, Single Jacket All-Dielectric, Low Smoke Zero Halogen (LSZH), Multimode OM4, 6 fiber, Gel-Free, Stranded Loose Tube, Feet jacket marking, Black jacket color, B2ca flame rating | CommScope® |  | C-LN | Fiber indoor/outdoor cable
760243069 | Z-012-DS-5G-FSUBK/D | Variant of Z-DS | Fiber Indoor/Outdoor cable, LazrSPEED®, Low Smoke Zero Halogen Riser Distribution Cable, 12 fiber single-unit, Gel-free, Multimode OM5, Feet jacket marking, Black jacket color, Dca flame rating | CommScope® |  | Z-DS | Fiber indoor/outdoor cable
760243074 | P-096-OD-5G-FMUBK | Variant of P-OD | Fiber Indoor/Outdoor cable, LazrSPEED®, Plenum Distribution Cable, 96 fiber multi-unit with 12 fiber subunits, Gel-free, Multimode OM5, Feet jacket marking, Black jacket color | CommScope® |  | P-OD | Fiber indoor/outdoor cable
760243031 | Z-006-LN-5K-F06BK/20G/HTS/D | Variant of Z-LN | Fiber indoor/outdoor cable, LazrSPEED® High Tensile Strength Riser/LSZH Rated Mini All-Dielectric Single Jacket, 6 fiber, Multimode OM4, Gel-Filled, Stranded Loose Tube, Feet jacket marking, Dca flame rating. Provides Rodent Resistance | CommScope® |  | Z-LN | Fiber indoor/outdoor cable
760243032 | Z-036-LN-5K-F12BK/20G/HTS/D | Variant of Z-LN | Fiber indoor/outdoor cable, LazrSPEED® High Tensile Strength Riser/LSZH Rated Mini All-Dielectric Single Jacket, 36 fiber, Multimode OM4, Gel-Filled, Stranded Loose Tube, Feet jacket marking, Dca flame rating. Provides Rodent Resistance | CommScope® |  | Z-LN | Fiber indoor/outdoor cable
760243082 | Z-006-DS-5G-FSUBK/D | Variant of Z-DS | Fiber Indoor/Outdoor cable, LazrSPEED®, Low Smoke Zero Halogen Riser Distribution Cable, 6 fiber single-unit, Gel-free, Multimode OM5, Feet jacket marking, Black jacket color, Dca flame rating | CommScope® |  | Z-DS | Fiber indoor/outdoor cable
760243518 | C-012-LN-8W-F12BK/25D/HTS/B2 | Variant of C-LN | Fiber indoor/outdoor cable, TeraSPEED®, Single Jacket All-Dielectric (LSZH), 12 fiber, Singlemode G.652.D and G.657.A1, Gel-Free, Stranded Loose Tube, Feet jacket marking, Black jacket color, B2ca flame rating. Provides Rodent Resistance | CommScope® |  | C-LN | Fiber indoor/outdoor cable
760243286 | C-012-LA-5L-M12BK/20G/B | Variant of C-LA | Fiber indoor/outdoor cable, LazrSPEED®, Single Jacket/Single Armor, Low Smoke Zero Halogen (LSZH), 12 fiber, Gel Filled , Stranded Loose Tube, Multimode OM3, Meters jacket marking, Black jacket color, B2ca flame rating | CommScope® |  | C-LA | Fiber indoor/outdoor cable
760243519 | C-024-LN-8W-F12BK/25D/HTS/B2 | Variant of C-LN | Fiber indoor/outdoor cable, TeraSPEED®, Single Jacket All-Dielectric (LSZH), 24 fiber, Singlemode G.652.D and G.657.A1, Gel-Free, Stranded Loose Tube, Feet jacket marking, Black jacket color, B2ca flame rating. Provides Rodent Resistance | CommScope® |  | C-LN | Fiber indoor/outdoor cable
760243510 | N-012-DS-5K-FSUBL/D | Variant of N-DS | Fiber indoor cable, LazrSPEED® Low Smoke Zero Halogen Riser Distribution, 12 fiber single-unit, Multimode OM4, Feet jacket marking, Blue jacket color, Dca flame rating | CommScope® |  | N-DS | Fiber indoor cable
760243511 | N-024-DS-5K-FSUSL/D | Variant of N-DS | Fiber indoor cable, LazrSPEED® Low Smoke Zero Halogen Riser Distribution, 24 fiber single-unit, Multimode OM4, Feet jacket marking, Slate jacket color, Dca flame rating | CommScope® |  | N-DS | Fiber indoor cable
760243564 | R-004-LZ-8W-F04BK/25D | Variant of R-LZ | Fiber Indoor/Outdoor cable, Riser Rated, Singlemode G.652.D and G.657.A1, 4 fiber, Gel-Free, Stranded Loose Tube with Aluminum Interlocking Armor containing a Riser Rated Outer Jacket, Black jacket color, Feet cable marking | CommScope® |  | R-LZ | Fiber indoor/outdoor cable
760244182 | N-1728-LN-RR-F12YL/8G/99H/C | Variant of N-LN | Fiber Indoor/Outdoor cable, All-Dielectric, LSZH Riser-Rated, Gel-Free, Loose Tube Rollable Ribbon, 1728 fiber, Singlemode G.657.A2, Feet jacket marking, Yellow jacket color | CommScope® |  | N-LN | Fiber indoor cable
760244183 | Z-1728-LN-RR-F12BK/8G1/99H/C | Variant of Z-LN | Fiber indoor/outdoor cable, All-Dielectric, LSZH, Riser-Rated, Gel-Free, Loose Tube Rollable Ribbon, 1728 fiber, Singlemode G.657.A2, Feet jacket marking, Black jacket color, Cca flame rating | CommScope® |  | Z-LN | Fiber indoor/outdoor cable
760244685 | Z-864-CN-RR-F12BK/8Z/91G/C | Variant of Z-CN | Fiber indoor/outdoor cable, LSZH Riser Rollable Ribbon, 864 fiber, Singlemode G.652.D and G.657.A1, Gel-free, Feet jacket marking, Black jacket color, Cca flame rating | CommScope® |  | Z-CN | Fiber indoor/outdoor cable
760245022 | L-012-LN-8F-M12YL/14D/GY/C | Variant of L-LN | Fiber indoor cable, Single Jacket All-Dielectric, Gel-Free, Stranded Microsheath Tube, 12 fibers, Singlemode, G.657.A1, Meters jacket marking, Yellow jacket color, Cca Flame rating. Provides Rodent Resistance | CommScope® |  | L-LN | Fiber indoor cable
760245161 | L-036-LN-8F-M12YL/14D/GY/C | Variant of L-LN | Fiber indoor cable, Single Jacket All-Dielectric, Gel-Free, 36 fibers, Stranded Microsheath Tube, Singlemode, G.657.A1, Meters jacket marking, Yellow jacket color, Cca Flame rating. Provides Rodent Resistance | CommScope® |  | L-LN | Fiber indoor cable
760241068 | C-072-LA-8G-M12BK/20G/C | Variant of C-LA | Fiber indoor/outdoor cable, TeraSPEED®, Single Jacket/Single Armor, Low Smoke Zero Halogen (LSZH), 72 fiber, Singlemode G.657.A2, Gel Filled , Stranded Loose Tube, Black jacket color, Meters jacket marking, Cca flame rating | CommScope® |  | C-LA | Fiber indoor/outdoor cable
760241035 | C-012-LA-8W-M12BK/20G/B | Variant of C-LA | Fiber indoor/outdoor cable, TeraSPEED®, Single Jacket/Single Armor, Low Smoke Zero Halogen (LSZH), 12 fiber, Singlemode G.652.D and G.657.A1, Gel Filled , Stranded Loose Tube, Meters jacket marking, Black jacket color, B2ca flame rating | CommScope® |  | C-LA | Fiber indoor/outdoor cable
760241044 | C-048-LN-8W-M12BK/20G/E | Variant of C-LN | Fiber indoor/outdoor cable, TeraSPEED®, Mini Single Jacket, All-Dielectric, Low Smoke Zero Halogen (LSZH), 48 fiber, Singlemode G.652.D and G.657.A1, Gel-Filled, Stranded Loose Tube, Black jacket color, Meters cable marking, Eca flame rating | CommScope® |  | C-LN | Fiber indoor/outdoor cable
760241036 | C-024-LA-8W-M12BK/20G/C | Variant of C-LA | Fiber indoor/outdoor cable, TeraSPEED®, Single Jacket/Single Armor, Low Smoke Zero Halogen (LSZH), 24 fiber, Singlemode G.652.D and G.657.A1, Gel Filled , Stranded Loose Tube, Black jacket color, Meters jacket marking, Cca flame rating | CommScope® |  | C-LA | Fiber indoor/outdoor cable
760241122 | P-008-DS-5K-FSUVI | Variant of P-DS | Fiber indoor cable, LazrSPEED® Plenum Distribution Cable, 8 fiber single-unit, Multimode OM4, Feet jacket marking, Violet jacket color | CommScope® |  | P-DS | Fiber indoor cable
760241123 | P-012-DS-5K-FSURS | Variant of P-DS | Fiber indoor cable, LazrSPEED® Plenum Distribution, 12 fiber single-unit, Multimode OM4, Feet jacket marking, Rose jacket color | CommScope® |  | P-DS | Fiber indoor cable
760241047 | C-144-LN-8W-M12BK/20G/E | Variant of C-LN | Fiber indoor/outdoor cable, TeraSPEED®, Mini Single Jacket, All-Dielectric, Low Smoke Zero Halogen (LSZH), 144 fiber, Singlemode G.652.D and G.657.A1, Gel-Filled, Stranded Loose Tube, Black jacket color, Meters cable marking, Eca flame rating | CommScope® |  | C-LN | Fiber indoor/outdoor cable
760241074 | C-048-LN-8G-M12BK/20G/E | Variant of C-LN | Fiber indoor/outdoor cable, TeraSPEED®, Mini Single Jacket, All-Dielectric, Low Smoke Zero Halogen (LSZH), 48 fiber, Singlemode G.657.A2, Gel-Filled, Stranded Loose Tube, Black jacket color, Meters cable marking, Eca flame rating | CommScope® |  | C-LN | Fiber indoor/outdoor cable
760241125 | P-048-DS-5K-FMUGR | Variant of P-DS | Fiber indoor cable, LazrSPEED® Plenum Distribution, 48-Fiber Multi-Unit with 12-Fiber Subunits, Multimode OM4, Gel-free, Feet jacket marking, Green jacket color | CommScope® |  | P-DS | Fiber indoor cable
760241126 | P-048-DS-5K-FMURD | Variant of P-DS | Fiber indoor cable, LazrSPEED® Plenum Distribution, 48-Fiber Multi-Unit with 12-Fiber Subunits, Multimode OM4, Gel-free, Feet jacket marking, Red jacket color | CommScope® |  | P-DS | Fiber indoor cable
760241066 | C-024-LA-8G-M12BK/20G/C | Variant of C-LA | Fiber indoor/outdoor cable, TeraSPEED®, Single Jacket/Single Armor, Low Smoke Zero Halogen (LSZH), 24 fiber, Singlemode G.657.A2, Gel Filled , Stranded Loose Tube, Black jacket color, Meters jacket marking, Cca flame rating | CommScope® |  | C-LA | Fiber indoor/outdoor cable
760241075 | C-072-LN-8G-M12BK/20G/E | Variant of C-LN | Fiber indoor/outdoor cable, TeraSPEED®, Mini Single Jacket, All-Dielectric, Low Smoke Zero Halogen (LSZH), 72 fiber, Singlemode G.657.A2, Gel-Filled, Stranded Loose Tube, Black jacket color, Meters cable marking, Eca flame rating | CommScope® |  | C-LN | Fiber indoor/outdoor cable
760241127 | P-144-DS-5K-FMURD | Variant of P-DS | Fiber indoor cable, LazrSPEED® Plenum Distribution, 144-Fiber Multi-Unit with 12-Fiber Subunits, Multimode OM4, Gel-free, Feet jacket marking, Red jacket color | CommScope® |  | P-DS | Fiber indoor cable
760241076 | C-096-LN-8G-M12BK/20G/E | Variant of C-LN | Fiber indoor/outdoor cable, TeraSPEED®, Mini Single Jacket, All-Dielectric, Low Smoke Zero Halogen (LSZH), 96 fiber, Singlemode G.657.A2, Gel-Filled, Stranded Loose Tube, Black jacket color, Meters cable marking, Eca flame rating | CommScope® |  | C-LN | Fiber indoor/outdoor cable
760241128 | P-072-DS-8W-FMURD | Variant of P-DS | Fiber indoor cable, TeraSPEED® Plenum Distribution, 72 fiber multi-unit with 12 fiber subunits, Singlemode G.652.D and G.657.A1, Gel-free, Feet jacket marking, Red jacket color | CommScope® |  | P-DS | Fiber indoor cable
8108077/DB | P-096-LN-8W-F12BK/25D | Variant of P-LN | Fiber indoor/outdoor cable, LightScope® ZWP, Single Jacket All-Dielectric, Plenum Rated, 96 fiber, Singlemode G.652.D and G.657.A1, Gel-Free, Stranded Loose Tube, PVDF jacket, Feet jacket marking, Black jacket color, Build America Buy America (BABA) | CommScope® |  | P-LN | Fiber indoor/outdoor cable
8108249/DB | P-036-LN-8W-F12BK/25D | Variant of P-LN | Fiber indoor/outdoor cable, LightScope® ZWP, Single Jacket All-Dielectric, Plenum Rated, Gel-Free, Singlemode G.652.D and G.657.A1, 36 fiber, Stranded Loose Tube, PVDF jacket, Feet jacket marking, Black jacket color | CommScope® |  | P-LN | Fiber indoor/outdoor cable
760138628 | R-002-ZC-5M-F16OR | Variant of R-ZC | LazrSPEED® 1.6mm Riser Zipcord Cable | CommScope® |  | R-ZC | Fiber indoor cable |  | Discontinued
760138644 | R-012-DS-8W-FSUOR | Variant of R-DS | Fiber indoor cable, TeraSPEED® Riser Distribution, Singlemode G.652.D and G.657.A1, 12 fiber single-unit, Feet jacket marking, Orange jacket color | CommScope® |  | R-DS | Fiber indoor cable
760138651 | R-012-DS-8W-FSUBL | Variant of R-DS | Fiber indoor cable, TeraSPEED® Riser Distribution, Singlemode G.652.D and G.657.A1, 12 fiber single-unit, Feet jacket marking, Blue jacket color | CommScope® |  | R-DS | Fiber indoor cable
760138255 | P-002-DS-5M-FSURS | Variant of P-DS | LazrSPEED® Plenum Distribution Cable, 2 fiber single-unit | CommScope® |  | P-DS | Fiber indoor cable |  | Discontinued
760139105 | R-036-DS-CM-FMUAQ/8W024/5L012 | Variant of R-DS | Fiber indoor cable, TeraSPEED® Riser Distribution, 36 fiber multi-unit with 12 fiber subunits, Composite OM3 and G.652.D and G.657.A1, Gel-free, Feet jacket marking, Aqua jacket color | CommScope® |  | R-DS | Fiber indoor cable
760138420 | P-036-DZ-CM-FMUSL/8W024/6F012 | Variant of P-DZ | TeraSPEED® Plenum Distribution Cable, interlocking aluminum armored with plenum jacket, 36 fiber multi-unit with 12 fiber subunits | CommScope® |  | P-DZ | Fiber indoor cable |  | Discontinued
760138768 | P-036-DS-8W-FMUGR | Variant of P-DS | Fiber indoor cable, TeraSPEED® Plenum Distribution, 36 fiber multi-unit with 12 fiber subunits, Singlemode G.652.D and G.657.A1, Gel-free, Feet jacket marking, Green jacket color | CommScope® |  | P-DS | Fiber indoor cable
760140319 | P-004-LN-8W-F04BK/25D | Variant of P-LN | Fiber indoor/outdoor cable, TeraSPEED®, Single Jacket All-Dielectric, Plenum Rated, 4 fiber, Singlemode G.652.D and G.657.A1, Gel-Free, Stranded Loose Tube, PVDF jacket, Black jacket color, Feet cable marking | CommScope® |  | P-LN | Fiber indoor/outdoor cable
760139980 | R-144-LN-5K-F12BK/25D | Variant of R-LN | Fiber Indoor/Outdoor cable, LazrSPEED®, Single Jacket All-Dielectric, Riser Rated, 144 fiber, Gel-Free, Stranded Loose Tube, Multimode OM4, Feet jacket marking, Black jacket color | CommScope® |  | R-LN | Fiber indoor/outdoor cable
760140327 | P-012-DS-5L-FSUGR | Variant of P-DS | Fiber indoor cable, LazrSPEED® Plenum Distribution, 12 fiber single-unit, Multimode OM3, Feet jacket marking, Green jacket color | CommScope® |  | P-DS | Fiber indoor cable
760142166 | P-006-LZ-5L-F06BK/25D | Variant of P-LZ | Fiber indoor/outdoor cable, LazrSPEED®, Plenum Rated, Gel-Free, 6 fiber, Stranded Loose Tube with Aluminum Interlocking Armor containing a Plenum Rated Outer Jacket, Multimode OM3, Feet jacket marking, Black jacket color | CommScope® |  | P-LZ | Fiber indoor/outdoor cable
760140475 | P-012-LZ-8W-F12BK/25D | Variant of P-LZ | Fiber indoor/outdoor cable, TeraSPEED®, Plenum Rated, Singlemode G.652.D and G.657.A1, Gel-Free, 12 fiber, Stranded Loose Tube with Aluminum Interlocking Armor containing a Plenum Rated Outer Jacket, Black jacket color, Feet cable marking | CommScope® |  | P-LZ | Fiber indoor/outdoor cable
760140673 | P-036-DS-5L-FMUYL | Variant of P-DS | Fiber indoor cable, LazrSPEED® Plenum Distribution, 36-Fiber Multi-Unit with 12-Fiber Subunits, Multimode OM3, Gel-free, Feet jacket marking, Yellow jacket color | CommScope® |  | P-DS | Fiber indoor cable
760142323 | P-006-DS-5L-FSURD | Variant of P-DS | Fiber indoor cable, LazrSPEED® Plenum Distribution Cable, 6 fiber single-unit, Multimode OM3, Feet jacket marking, Red jacket color | CommScope® |  | P-DS | Fiber indoor cable
760143198 | Z-002-DS-5L-FSUBK/D | Variant of Z-DS | Fiber indoor/outdoor cable, LazrSPEED® Zero Halogen Riser Distribution, 2 fiber single-unit, Multimode OM3, Feet jacket marking, Black jacket color, Dca flame rating | CommScope® |  | Z-DS | Fiber indoor/outdoor cable
760142414 | R-288-LN-5L-F12BK/25D | Variant of R-LN | Fiber Indoor/Outdoor cable, LazrSPEED®, Single Jacket All-Dielectric, Riser Rated, 288 fiber, Gel-Free, Stranded Loose Tube, Multimode OM3, Feet jacket marking, Black jacket color | CommScope® |  | R-LN | Fiber indoor/outdoor cable
760143883 | R-006-DS-8W-FSUBK | Variant of R-DS | Fiber indoor cable, TeraSPEED® Riser Distribution, Singlemode G.652.D and G.657.A1, 6 fiber single-unit, Feet jacket marking, Black jacket color | CommScope® |  | R-DS | Fiber indoor cable
760142687 | R-002-DS-6F-FSUYL | Variant of R-DS | OptiSPEED® Riser Distribution Cable, 2 fiber single-unit | CommScope® |  | R-DS | Fiber indoor cable |  | Discontinued
760142695 | R-002-DS-6F-FSURD | Variant of R-DS | OptiSPEED® Riser Distribution Cable, 2 fiber single-unit | CommScope® |  | R-DS | Fiber indoor cable |  | Discontinued
760145300 | Z-002-IC-5L-F29BK | Variant of Z-IC | Fiber indoor/outdoor cable, LazrSPEED® Indoor/Outdoor Low Smoke Zero Halogen Riser Interconnect, 2-fiber, Multimode OM3, Gel-free, Feet jacket marking, Black jacket color | CommScope® |  | Z-IC | Fiber indoor/outdoor cable
760145409 | P-001-SP-5K-F16YL | Variant of P-SP | Fiber indoor cable, LazrSPEED® 1.6 mm Plenum Simplex, Multimode OM4, Feet jacket marking, Yellow jacket color | CommScope® |  | P-SP | Fiber indoor cable
760144683 | R-144-LZ-8W-F12BK/25D | Variant of R-LZ | Fiber indoor/outdoor cable, TeraSPEED® Riser Rated, 144 fiber, Singlemode G.652.D and G.657.A1, Gel-Free, Stranded Loose Tube with Aluminum Interlocking Armor containing a Riser Rated Outer Jacket, Black jacket color, Feet cable marking | CommScope® |  | R-LZ | Fiber indoor/outdoor cable
760146753 | Z-048-LA-5K-F12BK/20G/D | Variant of Z-LA | Fiber indoor/outdoor cable, LazrSPEED®, Mini Single Jacket/Single Armor, Riser/LSZH rated, 48 fiber, Multimode OM4, Gel-Filled, Stranded Loose Tube, Feet jacket marking, Black jacket color, Dca flame rating | CommScope® |  | Z-LA | Fiber indoor/outdoor cable
760146761 | Z-096-LA-5K-F12BK/20G/D | Variant of Z-LA | Fiber indoor/outdoor cable, LazrSPEED®, Mini Single Jacket/Single Armor, Riser/LSZH rated, 96 fiber, Multimode OM4, Gel-Filled, Stranded Loose Tube, Feet jacket marking, Black jacket color, Dca flame rating | CommScope® |  | Z-LA | Fiber indoor/outdoor cable
760144717 | R-288-LZ-5K-F12BK/25D | Variant of R-LZ | Fiber indoor/outdoor cable, LazrSPEED®, Riser Rated, Gel-Free, 288 fiber, Stranded Loose Tube with Aluminum Interlocking Armor containing a Riser Rated Outer Jacket, Multimode OM4, Feet jacket marking, Black jacket color | CommScope® |  | R-LZ | Fiber indoor/outdoor cable
760146704 | Z-096-LA-5L-F12BK/20G/D | Variant of Z-LA | Fiber indoor/outdoor cable, LazrSPEED®, Mini Single Jacket/Single Armor, Riser/LSZH rated, 96 fiber, Gel-Filled, Stranded Loose Tube, Multimode OM3, Feet jacket marking, Black jacket color, Dca flame rating | CommScope® |  | Z-LA | Fiber indoor/outdoor cable
760146506 | Z-036-DS-CM-FMUBK/8W024/5K012 | Variant of Z-DS | Fiber Indoor/Outdoor cable, TeraSPEED® Low Smoke Zero Halogen Riser Distribution, 36 fiber multi-unit with 12 fiber subunits, Gel-free, Singlemode + Multimode OM4, Feet jacket marking, Black jacket color | CommScope® |  | Z-DS | Fiber indoor/outdoor cable
760147033 | Z-036-LA-5L-F12BK/20G/D | Variant of Z-LA | Fiber indoor/outdoor cable, LazrSPEED®, Mini Single Jacket/Single Armor, Riser/LSZH rated, Gel-Filled, Stranded Loose Tube, 36 fiber, Multimode OM3, Feet jacket marking, Black jacket color, Dca flame rating | CommScope® |  | Z-LA | Fiber indoor/outdoor cable
760147058 | N-048-DZ-5K-FMUAQ | Variant of N-DZ | Fiber indoor cable, LazrSPEED® Riser/LSZH rated, Distribution, interlocking aluminum armored, Multimode OM4, 48 fiber multi-unit with 12 fiber subunits, Gel-free, Feet jacket marking, Aqua jacket color | CommScope® |  | N-DZ | Fiber indoor cable
760146860 | Z-004-LN-5L-F04BK/20G/HTS/D | Variant of Z-LN | Fiber indoor/outdoor cable, LazrSPEED® High Tensile Strength Riser/LSZH Rated Mini All-Dielectric Single Jacket, Gel-Filled, Stranded Loose Tube, 4 fiber, Multimode OM3, Feet jacket marking, Dca flame rating. Provides Rodent Resistance | CommScope® |  | Z-LN | Fiber indoor/outdoor cable
760147306 | R-024-DS-CM-FSUAQ/8W012/5M012 | Variant of R-DS | TeraSPEED® Riser Distribution Cable, 24 fiber single-unit | CommScope® |  | R-DS | Fiber indoor cable |  | Discontinued
760146894 | Z-024-LN-5L-F12BK/20G/HTS/D | Variant of Z-LN | Fiber indoor/outdoor cable, LazrSPEED® High Tensile Strength Riser/LSZH Rated Mini All-Dielectric Single Jacket, 24 fiber, Gel-Filled, Stranded Loose Tube, Multimode OM3, Feet jacket marking, Dca flame rating. Provides Rodent Resistance | CommScope® |  | Z-LN | Fiber indoor/outdoor cable
760146902 | Z-048-LN-5L-F12BK/20G/HTS/D | Variant of Z-LN | Fiber indoor/outdoor cable, LazrSPEED® High Tensile Strength Riser/LSZH Rated Mini All-Dielectric Single Jacket, Gel-Filled, 48 fiber, Stranded Loose Tube, Multimode OM3, Feet jacket marking, Dca flame rating. Provides Rodent Resistance | CommScope® |  | Z-LN | Fiber indoor/outdoor cable
760147389 | R-024-DZ-CM-FSUAQ/8W012/5M012 | Variant of R-DZ | TeraSPEED® Riser Distribution Cable, interlocking aluminum armored with riser jacket, 24 fiber single-unit | CommScope® |  | R-DZ | Fiber indoor cable |  | Discontinued
760147603 | R-008-DS-5K-FSUAQ | Variant of R-DS | Fiber indoor cable, LazrSPEED® Riser Distribution, 8-Fiber Single-Unit, Multimode OM4, Feet jacket marking, Aqua jacket color | CommScope® |  | R-DS | Fiber indoor cable
760148593 | R-002-ZC-5K-F29YL | Variant of R-ZC | LazrSPEED® 2.9 mm Riser Zipcord Cable | CommScope® |  | R-ZC | Fiber indoor cable |  | Discontinued
760148395 | Z-144-LN-5L-F12BK/20G/E | Variant of Z-LN | Fiber indoor/outdoor cable, LazrSPEED®, Mini Single Jacket, All-Dielectric, Riser/LSZH rated, 144 fiber, Gel-Filled, Stranded Loose Tube, Multimode OM3, Feet jacket marking, Black jacket color, Eca flame rating | CommScope® |  | Z-LN | Fiber indoor/outdoor cable
760149534 | R-012-LZ-5K-F12BK/25D | Variant of R-LZ | Fiber indoor/outdoor cable, LazrSPEED®, Gel-Free, Stranded Loose Tube with Aluminum Interlocking Armor containing a Riser Rated Outer Jacket, 12 fiber, Multimode OM4, Feet jacket marking, Black jacket color | CommScope® |  | R-LZ | Fiber indoor/outdoor cable
760149401 | P-012-DS-8W-FSUBL | Variant of P-DS | Fiber indoor cable, TeraSPEED® Plenum Distribution, 12-Fiber Single-Unit, Singlemode G.652.D and G.657.A1, Feet jacket marking, Blue jacket color | CommScope® |  | P-DS | Fiber indoor cable
760148528 | P-004-DS-6F-FSUBL | Variant of P-DS | OptiSPEED® Plenum Distribution Cable 4-Fiber Single-Unit | CommScope® |  | P-DS | Fiber indoor cable |  | Discontinued
760149716 | P-096-LZ-8W-F12BK/25D | Variant of P-LZ | Fiber indoor/outdoor cable, TeraSPEED®, Plenum Rated, Singlemode G.652.D and G.657.A1, Gel-Free, 96 fiber, Stranded Loose Tube with Aluminum Interlocking Armor containing a Plenum Rated Outer Jacket, Black jacket color, Feet cable marking | CommScope® |  | P-LZ | Fiber indoor/outdoor cable
760149419 | P-006-DS-8W-FSUBL | Variant of P-DS | Fiber indoor cable, TeraSPEED® Plenum Distribution, 6 fiber single-unit, Singlemode G.652.D and G.657.A1, Feet jacket marking, Blue jacket color | CommScope® |  | P-DS | Fiber indoor cable
760149724 | P-072-LZ-8W-F12BK/25D | Variant of P-LZ | Fiber indoor/outdoor cable, TeraSPEED®, Plenum Rated, Singlemode G.652.D and G.657.A1, Gel-Free, 72 fiber, Stranded Loose Tube with Aluminum Interlocking Armor containing a Plenum Rated Outer Jacket, Black jacket color, Feet cable marking | CommScope® |  | P-LZ | Fiber indoor/outdoor cable
760149781 | P-004-DS-6F-FSUBR | Variant of P-DS | OptiSPEED® Plenum Distribution Cable, 4 fiber single-unit | CommScope® |  | P-DS | Fiber indoor cable |  | Discontinued
760149500 | P-002-DS-6F-FSURD | Variant of P-DS | OptiSPEED® Plenum Distribution Cable, 2 fiber single-unit | CommScope® |  | P-DS | Fiber indoor cable |  | Discontinued
760150490 | Z-002-DS-8W-FSUBK/D | Variant of Z-DS | Fiber indoor/outdoor cable, TeraSPEED® LSZH Riser Distribution, 2 fiber single-unit, Singlemode G.652.D and G.657.A1, Feet jacket marking, Black jacket color, Dca flame rating | CommScope® |  | Z-DS | Fiber indoor/outdoor cable
760149203 | P-048-OZ-5K-FMUBK | Variant of P-OZ | Fiber indoor/outdoor cable, LazrSPEED® Plenum Distribution, interlocking aluminum armored with plenum jacket, 48 fiber multi-unit with 12 fiber subunits, Multimode OM4, Gel-free, Feet jacket marking, Black jacket color | CommScope® |  | P-OZ | Fiber indoor/outdoor cable
760151332 | P-008-DS-6F-FSUBK | Variant of P-DS | OptiSPEED® Plenum Distribution Cable 8-Fiber Single-Unit | CommScope® |  | P-DS | Fiber indoor cable |  | Discontinued
760151340 | P-002-DS-5M-FSUOR | Variant of P-DS | LazrSPEED® Plenum Distribution Cable, 2 fiber single-unit | CommScope® |  | P-DS | Fiber indoor cable |  | Discontinued
760151522 | P-096-OZ-8W-FMUBK | Variant of P-OZ | Fiber indoor/outdoor cable, TeraSPEED® Plenum Distribution, interlocking aluminum armored with plenum jacket, 96 fiber multi-unit with 12 fiber subunits, Singlemode G.652.D and G.657.A1, Gel-free, Feet jacket marking, Black jacket color | CommScope® |  | P-OZ | Fiber indoor/outdoor cable
760151530 | P-072-OZ-8W-FMUBK | Variant of P-OZ | Fiber indoor/outdoor cable, TeraSPEED® Plenum Distribution, interlocking aluminum armored with plenum jacket, 72 fiber multi-unit with 12 fiber subunits, Singlemode G.652.D and G.657.A1, Gel-free, Feet jacket marking, Black jacket color | CommScope® |  | P-OZ | Fiber indoor/outdoor cable
760111336 | P-002-DS-5L-FSURD | Variant of P-DS | Fiber indoor cable, LazrSPEED® Plenum Distribution Cable, 2 fiber single-unit, Multimode OM3, Feet jacket marking, Red jacket color | CommScope® |  | P-DS | Fiber indoor cable
760112623 | R-036-LN-5L-F12BK/25D/LTS | Variant of R-LN | Fiber indoor/outdoor cable, LazrSPEED®, Light Duty, Single Jacket, Riser Rated, Gel-Free, All-Dielectric Outdoor Stranded Loose Tube, 36 fiber, Multimode OM3, Gel-free, Feet jacket marking, Black jacket color | CommScope® |  | R-LN | Fiber indoor/outdoor cable
760112631 | R-048-LN-5L-F12BK/25D/LTS | Variant of R-LN | Fiber indoor/outdoor cable, LazrSPEED®, Light Duty, Single Jacket, Riser Rated, Gel-Free, All-Dielectric Outdoor Stranded Loose Tube, 48 fiber, Multimode OM3, Gel-free, Feet jacket marking, Black jacket color | CommScope® |  | R-LN | Fiber indoor/outdoor cable
760112433 | R-024-LN-8W-F12BK/25D/LTS | Variant of R-LN | Fiber indoor/outdoor cable, TeraSPEED® Light Duty, Single Jacket, Riser Rated, 24 fiber, Singlemode G.652.D and G.657.A1, Gel-Free, All-Dielectric Outdoor Stranded Loose Tube, Black jacket color, Feet cable marking | CommScope® |  | R-LN | Fiber indoor/outdoor cable
760112649 | R-002-LN-5K-F02BK/25D/LTS | Variant of R-LN | Fiber indoor/outdoor cable, LazrSPEED®, Light Duty, Single Jacket, Riser Rated, 2 fiber, Multimode OM4, Gel-Free, All-Dielectric Outdoor Stranded Loose Tube, Gel-free, Feet jacket marking, Black jacket color | CommScope® |  | R-LN | Fiber indoor/outdoor cable
760112664 | R-012-LN-5K-F12BK/25D/LTS | Variant of R-LN | Fiber indoor/outdoor cable, LazrSPEED®, Light Duty, Single Jacket, Riser Rated, Multimode OM4, Gel-Free, 12 fiber, All-Dielectric Outdoor Stranded Loose Tube, Feet jacket marking, Black jacket color | CommScope® |  | R-LN | Fiber indoor/outdoor cable
760112458 | R-048-LN-8W-F12BK/25D/LTS | Variant of R-LN | Fiber indoor/outdoor cable, TeraSPEED® Light Duty, Single Jacket, Riser Rated, 48 fiber, Singlemode G.652.D and G.657.A1, Gel-Free, All-Dielectric Outdoor Stranded Loose Tube, Black jacket color, Feet cable marking | CommScope® |  | R-LN | Fiber indoor/outdoor cable
760112680 | R-036-LN-5K-F12BK/25D/LTS | Variant of R-LN | Fiber indoor/outdoor cable, LazrSPEED®, Light Duty, Single Jacket, Riser Rated, Multimode OM4, Gel-Free, All-Dielectric Outdoor Stranded Loose Tube, 36 fiber, Feet jacket marking, Black jacket color | CommScope® |  | R-LN | Fiber indoor/outdoor cable
760112409 | R-002-LN-8W-F02BK/25D/LTS | Variant of R-LN | Fiber indoor/outdoor cable, TeraSPEED® Light Duty, Single Jacket, Riser Rated, 2 fiber, Singlemode G.652.D and G.657.A1, Gel-Free, All-Dielectric Outdoor Stranded Loose Tube, Black jacket color, Feet cable marking | CommScope® |  | R-LN | Fiber indoor/outdoor cable
760112698 | R-048-LN-5K-F12BK/25D/LTS | Variant of R-LN | Fiber indoor/outdoor cable, LazrSPEED®, Light Duty, Single Jacket, Riser Rated, 48 fiber, Multimode OM4, Gel-Free, All-Dielectric Outdoor Stranded Loose Tube, Gel-free, Feet jacket marking, Black jacket color | CommScope® |  | R-LN | Fiber indoor/outdoor cable
760112417 | R-006-LN-8W-F06BK/25D/LTS | Variant of R-LN | Fiber indoor/outdoor cable, TeraSPEED® Light Duty, Single Jacket, Riser Rated, Singlemode G.652.D and G.657.A1, Gel-Free, 6 fiber, All-Dielectric Outdoor Stranded Loose Tube, Black jacket color, Feet cable marking | CommScope® |  | R-LN | Fiber indoor/outdoor cable
760112599 | R-006-LN-5L-F06BK/25D/LTS | Variant of R-LN | Fiber indoor/outdoor cable, LazrSPEED®, Light Duty, Single Jacket, Riser Rated, Gel-Free, All-Dielectric Outdoor Stranded Loose Tube, 6 fiber, Multimode OM3, Gel-free, Feet jacket marking, Black jacket color | CommScope® |  | R-LN | Fiber indoor/outdoor cable
760112607 | R-012-LN-5L-F12BK/25D/LTS | Variant of R-LN | Fiber indoor/outdoor cable, LazrSPEED®, Light Duty, Single Jacket, Riser Rated, Gel-Free, , 12 fiberAll-Dielectric Outdoor Stranded Loose Tube, Multimode OM3, Gel-free, Feet jacket marking, Black jacket color | CommScope® |  | R-LN | Fiber indoor/outdoor cable
760116681 | P-002-DS-5L-FSUWH | Variant of P-DS | Fiber indoor cable, LazrSPEED® Plenum Distribution Cable, 2 fiber single-unit, Multimode OM3, Feet jacket marking, White jacket color | CommScope® |  | P-DS | Fiber indoor cable
760118125 | P-036-LN-8W-F12BK/25D | Variant of P-LN | Fiber indoor/outdoor cable, TeraSPEED®, Single Jacket All-Dielectric, Plenum Rated, 36 fiber, Singlemode G.652.D and G.657.A1, Gel-Free, Stranded Loose Tube, PVDF jacket, Black jacket color, Feet cable marking | CommScope® |  | P-LN | Fiber indoor/outdoor cable
760123455 | P-048-DS-5L-FMUGR | Variant of P-DS | Fiber indoor cable, LazrSPEED® Plenum Distribution, 48-Fiber Multi-Unit with 12-Fiber Subunits, Multimode OM3, Gel-free, Feet jacket marking, Green jacket color | CommScope® |  | P-DS | Fiber indoor cable
760122119 | Z-048-LN-5L-F12BK/20G/E | Variant of Z-LN | Fiber indoor/outdoor cable, LazrSPEED®, Mini Single Jacket, All-Dielectric, Riser/LSZH rated, 48 fiber, Gel-Filled, Stranded Loose Tube, Multimode OM3, Feet jacket marking, Black jacket color, Eca flame rating | CommScope® |  | Z-LN | Fiber indoor/outdoor cable
760165605 | P-008-DS-5L-FSUYL | Variant of P-DS | Fiber indoor cable, LazrSPEED® Plenum Distribution Cable, 8 fiber single-unit, Multimode OM3, Feet jacket marking, Yellow jacket color | CommScope® |  | P-DS | Fiber indoor cable
760168765 | P-002-ZC-5M-F16BL | Variant of P-ZC | LazrSPEED® 1.6 mm Plenum Zipcord Cable | CommScope® |  | P-ZC | Fiber indoor cable |  | Discontinued
760168369 | P-002-DS-6F-FSUGR | Variant of P-DS | OptiSPEED® Plenum Distribution Cable, 2 fiber single-unit | CommScope® |  | P-DS | Fiber indoor cable |  | Discontinued
760168773 | P-002-ZC-5M-F16RD | Variant of P-ZC | LazrSPEED® 1.6 mm Plenum Zipcord Cable | CommScope® |  | P-ZC | Fiber indoor cable |  | Discontinued
760171488 | R-048-LZ-5K-F12BK/25D | Variant of R-LZ | Fiber indoor/outdoor cable, LazrSPEED®, Gel-Free, Stranded Loose Tube with Aluminum Interlocking Armor containing a Riser Rated Outer Jacket, 48 fiber, Multimode OM4, Feet jacket marking, Black jacket color | CommScope® |  | R-LZ | Fiber indoor/outdoor cable
760168724 | R-096-LN-CM-F12BK/25D/8W048/5K048 | Variant of R-LN | Fiber indoor/outdoor cable, LightScope® ZWP, Single Jacket All-Dielectric, Riser Rated, 96 fiber, Gel-Free, Stranded Loose Tube, Singlemode + Multimode OM4, Feet jacket marking, Black jacket color | CommScope® |  | R-LN | Fiber indoor/outdoor cable
760171173 | P-096-MZ-6F-F12OR | Variant of P-MZ | OptiSPEED® Plenum MPO Trunk Cable, interlocking aluminum armored with plenum jacket, 96 fiber multi-unit with 12 fiber subunits | CommScope® |  | P-MZ | Fiber indoor cable |  | Discontinued
760171181 | P-048-MZ-6F-F12OR | Variant of P-MZ | OptiSPEED® Plenum MPO Trunk Cable, interlocking aluminum armored with plenum jacket, 48 fiber multi-unit with 12 fiber subunits | CommScope® |  | P-MZ | Fiber indoor cable |  | Discontinued
760171652 | P-002-ZC-6F-X16OR | Variant of P-ZC | OptiSPEED® 1.6 mm Plenum Zipcord Cable | CommScope® |  | P-ZC | Fiber indoor cable
760171660 | P-002-ZC-5K-X16AQ | Variant of P-ZC | LazrSPEED® 1.6 mm Plenum Zipcord Cable | CommScope® |  | P-ZC | Fiber indoor cable
760171678 | P-012-DS-8W-XSUYL | Variant of P-DS | TeraSPEED® Plenum Distribution Cable, 12 fiber single-unit | CommScope® |  | P-DS | Fiber indoor cable
760171686 | P-012-DS-5K-XSUAQ | Variant of P-DS | LazrSPEED® Plenum Distribution Cable, 12 fiber single-unit | CommScope® |  | P-DS | Fiber indoor cable
760171694 | P-024-DS-8W-XSUYL | Variant of P-DS | TeraSPEED® Plenum Distribution Cable, 24 fiber single-unit | CommScope® |  | P-DS | Fiber indoor cable
760172031 | P-024-OD-CM-FSUBK/8W012/5L012 | Variant of P-OD | Fiber Indoor/Outdoor cable, Composite Plenum Distribution, 24 fiber single-unit, Composite OM3 and G.652.D and G.657.A1, Gel-free, Feet jacket marking, Black jacket color | CommScope® |  | P-OD | Fiber indoor/outdoor cable
760173708 | P-006-DZ-5M-FSURD | Variant of P-DZ | LazrSPEED® Plenum Distribution Cable Interlocking Aluminum Armored with Plenum Jacket 6-Fiber Single-Unit | CommScope® |  | P-DZ | Fiber indoor cable |  | Discontinued
760173716 | R-001-SP-6F-F16AQ | Variant of R-SP | OptiSPEED® 1.6 mm Riser Simplex Cable | CommScope® |  | R-SP | Fiber indoor cable |  | Discontinued
760174284 | N-012-DZ-8W-FSUBK | Variant of N-DZ | Fiber indoor cable, TeraSPEED® Riser/LSZH rated, Distribution, interlocking aluminum armored, Singlemode G.652.D and G.657.A1, 12 fiber single-unit, gel-free, Feet jacket marking, Black jacket color | CommScope® |  | N-DZ | Fiber indoor cable
760174441 | P-002-DS-5M-FSUYL | Variant of P-DS | LazrSPEED® Plenum Distribution Cable, 2 fiber single-unit | CommScope® |  | P-DS | Fiber indoor cable |  | Discontinued
760174458 | P-002-DS-5M-FSUSL | Variant of P-DS | LazrSPEED® Plenum Distribution Cable, 2 fiber single-unit | CommScope® |  | P-DS | Fiber indoor cable |  | Discontinued
760175745 | P-002-DS-5L-FSUSL | Variant of P-DS | Fiber indoor cable, LazrSPEED® Plenum Distribution Cable, 2 fiber single-unit, Multimode OM3, Feet jacket marking, Slate jacket color | CommScope® |  | P-DS | Fiber indoor cable
760175638 | P-002-DS-6F-FSUBL | Variant of P-DS | OptiSPEED® Plenum Distribution Cable, 2 fiber single-unit | CommScope® |  | P-DS | Fiber indoor cable |  | Discontinued
760175752 | P-024-DS-CM-FSUOR/8W012/6F012 | Variant of P-DS | Fiber indoor cable, TeraSPEED® Plenum Distribution, 24 fiber single-unit, Multimode composite, Feet jacket marking, Orange jacket color | CommScope® |  | P-DS | Fiber indoor cable
760175851 | P-012-DS-5L-FSUOR | Variant of P-DS | Fiber indoor cable, LazrSPEED® Plenum Distribution, 12 fiber single-unit, Multimode OM3, Feet jacket marking, Orange jacket color | CommScope® |  | P-DS | Fiber indoor cable
760175695 | P-024-DS-8W-FSUVI | Variant of P-DS | Fiber indoor cable, TeraSPEED® Plenum Distribution, 24 fiber single-unit, Singlemode G.652.D and G.657.A1, Feet jacket marking, | CommScope® |  | P-DS | Fiber indoor cable
760175869 | R-008-LN-5L-F08BK/25D | Variant of R-LN | Fiber Indoor/Outdoor cable, LazrSPEED®, Single Jacket All-Dielectric, Riser Rated, 8 fiber, Gel-Free, Stranded Loose Tube, Multimode OM3, Feet jacket marking, Black jacket color | CommScope® |  | R-LN | Fiber indoor/outdoor cable
760179770 | P-008-DS-5M-FSUBL | Variant of P-DS | LazrSPEED® Plenum Distribution Cable, 8 fiber single-unit | CommScope® |  | P-DS | Fiber indoor cable |  | Discontinued
760180323 | P-012-MP-5L-F12AQ/PVDF | Variant of P-MP | LazrSPEED® Plenum MPO Trunk Cable, 12 fiber | CommScope® |  | P-MP | Fiber indoor cable
760180372 | P-024-MP-5L-F12AQ/PVDF | Variant of P-MP | LazrSPEED® Plenum MPO Trunk Cable, 24 fiber with 12 fiber subunits | CommScope® |  | P-MP | Fiber indoor cable
760180414 | Z-006-DZ-8W-FSUBK | Variant of Z-DZ | Fiber indoor/outdoor cable, TeraSPEED® LSZH Riser Distribution, interlocking aluminum armored, 6 fiber single-unit, Singlemode G.652.D and G.657.A1, Feet jacket marking, Black jacket color | CommScope® |  | Z-DZ | Fiber indoor/outdoor cable
760178913 | P-060-DS-8W-FMUYL | Variant of P-DS | Fiber indoor cable, TeraSPEED® Plenum Distribution, 60-Fiber Multi-Unit with 12-Fiber Subunits, Singlemode G.652.D and G.657.A1, Feet jacket marking, Yellow jacket color | CommScope® |  | P-DS | Fiber indoor cable
760184580 | R-048-DS-CM-FMUAQ/8W036/5L012 | Variant of R-DS | Fiber indoor cable, TeraSPEED® Riser Distribution, 48 fiber multi-unit with 12 fiber subunits, Composite OM3 and G.652.D and G.657.A1, Gel-free, Feet jacket marking, Aqua jacket color | CommScope® |  | R-DS | Fiber indoor cable
760184820 | N-004-DS-5K-FSUAQ/D | Variant of N-DS | Fiber indoor cable, LazrSPEED® Low Smoke Zero Halogen Riser Distribution, 4 fiber single-unit, Gel-free, Multimode OM4, Feet jacket marking, Aqua jacket color, Dca flame rating | CommScope® |  | N-DS | Fiber indoor cable
7-1553308-3 |  | Variant of C-LN | Fiber Optic Distribution Cable, 6-fiber, 1 x 6, OFNP, singlemode, yellow | CommScope® |  | C-LN | Fiber indoor/outdoor cable |  | Discontinued
700009772 | P-006-DS-5L-FSUAQ | Variant of P-DS | Fiber indoor cable, LazrSPEED® Plenum Distribution Cable, 6 fiber single-unit, Multimode OM3, Feet jacket marking, Aqua jacket color | CommScope® |  | P-DS | Fiber indoor cable
700009731 | P-012-DS-5L-FSUAQ | Variant of P-DS | Fiber indoor cable, LazrSPEED® Plenum Distribution, 12 fiber single-unit, Multimode OM3, Feet jacket marking, Aqua jacket color | CommScope® |  | P-DS | Fiber indoor cable
700009749 | N-012-DS-5L-FSUAQ/D | Variant of N-DS | Fiber indoor cable, LazrSPEED® Low Smoke Zero Halogen Riser Distribution, 12 fiber single-unit, Multimode OM3, Feet jacket marking, Aqua jacket color, Dca flame rating | CommScope® |  | N-DS | Fiber indoor cable
700009822 | N-004-DS-5L-FSUAQ/D | Variant of N-DS | Fiber indoor cable, LazrSPEED® Low Smoke Zero Halogen Riser Distribution, 4 fiber single-unit, Gel-free, Multimode OM3, Feet jacket marking, Aqua jacket color, Dca flame rating | CommScope® |  | N-DS | Fiber indoor cable
700009855 | P-002-DS-5L-FSUAQ | Variant of P-DS | Fiber indoor cable, LazrSPEED® Plenum Distribution Cable, 2 fiber single-unit, Multimode OM3, Feet jacket marking, Aqua jacket color | CommScope® |  | P-DS | Fiber indoor cable
700009863 | N-002-DS-5L-FSUAQ/D | Variant of N-DS | Fiber indoor cable, LazrSPEED® Low Smoke Zero Halogen Riser Distribution, 2 fiber single-unit, Multimode OM3, Feet jacket marking, Aqua jacket color, Dca flame rating | CommScope® |  | N-DS | Fiber indoor cable
700208226 | R-072-DS-5L-FMUAQ | Variant of R-DS | Fiber indoor cable, LazrSPEED® Riser Distribution, 72 fiber Multi-Unit with 12-Fiber Subunits, Multimode OM3, Gel-free, Feet jacket marking, Aqua jacket color | CommScope® |  | R-DS | Fiber indoor cable
700210982 | Z-012-DS-5L-FSUBK/D | Variant of Z-DS | Fiber Indoor/Outdoor cable, LazrSPEED®, Low Smoke Zero Halogen Riser Distribution Cable, 12 fiber single-unit, Gel-free, Multimode OM3, Feet jacket marking, Black jacket color, Dca flame rating | CommScope® |  | Z-DS | Fiber indoor/outdoor cable
700211121 | N-048-DS-5L-FMUAQ/C | Variant of N-DS | Fiber indoor cable, LazrSPEED® Low Smoke Zero Halogen Riser Distribution, 48 fiber multi-unit with 12 fiber subunits, Gel-free, Multimode OM3, Feet jacket marking, Aqua jacket color, Cca flame rating | CommScope® |  | N-DS | Fiber indoor cable
700208143 | R-006-DS-5L-FSUAQ | Variant of R-DS | Fiber indoor cable, LazrSPEED® Riser Distribution, 6-Fiber Single-Unit, Multimode OM3, Feet jacket marking, Aqua jacket color | CommScope® |  | R-DS | Fiber indoor cable
700211139 | N-072-DS-5L-FMUAQ | Variant of N-DS | Fiber indoor cable, LazrSPEED® Low Smoke Zero Halogen Riser Distribution, 72 fiber multi-unit with 12 fiber subunits, Gel-free, Multimode OM3, Feet jacket marking, Aqua jacket color | CommScope® |  | N-DS | Fiber indoor cable
700208150 | R-012-DS-5L-FSUAQ | Variant of R-DS | Fiber indoor cable, LazrSPEED® Riser Distribution, 12-Fiber Single-Unit, Multimode OM3, Feet jacket marking, Aqua jacket color | CommScope® |  | R-DS | Fiber indoor cable
760128058 | P-018-DZ-CM-FSUAQ/8W006/5L012 | Variant of P-DZ | Fiber Indoor cable, TeraSPEED® Plenum Distribution, interlocking aluminum armored with plenum jacket, 18 fiber single-unit, Gel-free, Singlemode + Multimode OM3, Feet jacket marking, Aqua jacket color | CommScope® |  | P-DZ | Fiber indoor cable
760128140 | P-004-DZ-5L-FSUAQ | Variant of P-DZ | Fiber indoor cable, LazrSPEED® Plenum Distribution, interlocking aluminum armored with plenum jacket, 4 fiber single-unit, Gel-free, Multimode OM3, Feet jacket marking, Aqua jacket color | CommScope® |  | P-DZ | Fiber indoor cable
760127894 | P-008-DZ-5M-FSUAQ | Variant of P-DZ | LazrSPEED® Plenum Distribution Cable, interlocking aluminum armored with plenum jacket, 8 fiber single-unit | CommScope® |  | P-DZ | Fiber indoor cable |  | Discontinued
760127977 | P-144-DZ-5K-FMUAQ | Variant of P-DZ | Fiber indoor cable, LazrSPEED® Plenum Distribution, interlocking aluminum armored with plenum jacket, Multimode OM4, 144 fiber multi-unit with 12 fiber subunits, gel-free, Feet jacket marking, Aqua jacket color | CommScope® |  | P-DZ | Fiber indoor cable
760128066 | P-018-DZ-CM-FMUAQ/8W006/5L012 | Variant of P-DZ | TeraSPEED® Plenum Distribution Cable Interlocking Aluminum Armored with Plenum Jacket 18-Fiber Multi-Unit with 6-Fiber Subunits | CommScope® |  | P-DZ | Fiber indoor cable |  | Discontinued
760128157 | P-002-DZ-8W-FSUYL | Variant of P-DZ | Fiber Indoor cable, TeraSPEED® Plenum Distribution, interlocking aluminum armored with plenum jacket, 2 fiber single-unit, Gel-free, Singlemode G.652.D and G.657.A1, Feet jacket marking, Yellow jacket color | CommScope® |  | P-DZ | Fiber indoor cable
760127985 | P-144-DZ-5L-FMUAQ | Variant of P-DZ | Fiber indoor cable, LazrSPEED® Plenum Distribution, interlocking aluminum armored with plenum jacket, Multimode OM3, 144 fiber multi-unit with 12 fiber subunits, gel-free, Feet jacket marking, Aqua jacket color | CommScope® |  | P-DZ | Fiber indoor cable
760128074 | P-036-DZ-5K-FMUAQ | Variant of P-DZ | Fiber indoor cable, LazrSPEED® Plenum Distribution, interlocking aluminum armored with plenum jacket, Multimode OM4, 36 fiber multi-unit with 12 fiber subunits, gel-free, Feet jacket marking, Aqua jacket color | CommScope® |  | P-DZ | Fiber indoor cable
760128165 | P-004-DZ-6F-FSUOR | Variant of P-DZ | OptiSPEED® Plenum Distribution Cable, interlocking aluminum armored with plenum jacket, 4 fiber single-unit | CommScope® |  | P-DZ | Fiber indoor cable |  | Discontinued
760127993 | P-144-DZ-5M-FMUAQ | Variant of P-DZ | LazrSPEED® Plenum Distribution Cable, interlocking aluminum armored with plenum jacket, 144 fiber multi-unit with 12 fiber subunits | CommScope® |  | P-DZ | Fiber indoor cable |  | Discontinued
760127910 | P-024-DZ-5K-FSUAQ | Variant of P-DZ | Fiber indoor cable, LazrSPEED® Plenum Distribution, interlocking aluminum armored with plenum jacket, 24 fiber single-unit, Gel-free, Multimode OM4, Feet jacket marking, Aqua jacket color | CommScope® |  | P-DZ | Fiber indoor cable
760128173 | P-012-DZ-CM-FSUAQ/8W006/5L006 | Variant of P-DZ | Fiber Indoor cable, TeraSPEED® Plenum Distribution, interlocking aluminum armored with plenum jacket, 12 fiber single-unit, Gel-free, Singlemode + Multimode OM3, Feet jacket marking, Aqua jacket color | CommScope® |  | P-DZ | Fiber indoor cable
760128009 | P-144-DZ-8W-FMUYL | Variant of P-DZ | Fiber indoor cable, TeraSPEED® Plenum Distribution, interlocking aluminum armored with plenum jacket, Singlemode G.652.D and G.657.A1, 144 fiber multi-unit with 12 fiber subunits, Yellow jacket color, Feet cable marking | CommScope® |  | P-DZ | Fiber indoor cable
760128801 | R-001-SP-6F-F25OR | Variant of R-SP | OptiSPEED® 2.5 mm Riser Simplex Cable | CommScope® |  | R-SP | Fiber indoor cable |  | Discontinued
760128017 | P-012-DZ-5K-FSUAQ | Variant of P-DZ | Fiber indoor cable, LazrSPEED® Plenum Distribution, interlocking aluminum armored with plenum jacket, 12 fiber single-unit, Gel-free, Multimode OM4, Feet jacket marking, Aqua jacket color | CommScope® |  | P-DZ | Fiber indoor cable
760128827 | P-024-DS-8W-FSUBK | Variant of P-DS | Fiber indoor cable, TeraSPEED® Plenum Distribution, 24 fiber single-unit, Singlemode G.652.D and G.657.A1, Feet jacket marking, Black jacket color | CommScope® |  | P-DS | Fiber indoor cable
760128199 | R-288-LN-5K-F12BK/25D | Variant of R-LN | Fiber Indoor/Outdoor cable, LazrSPEED®, Single Jacket All-Dielectric, Riser Rated, 288 fiber, Gel-Free, Stranded Loose Tube, Multimode OM4, Feet jacket marking, Black jacket color | CommScope® |  | R-LN | Fiber indoor/outdoor cable
760128561 | P-004-DS-5L-FSUBL | Variant of P-DS | Fiber indoor cable, LazrSPEED® Plenum Distribution Cable, 4 fiber single-unit, Multimode OM3, Feet jacket marking, Blue jacket color | CommScope® |  | P-DS | Fiber indoor cable
760130237 | Z-006-LA-5L-F06BK/20G/D | Variant of Z-LA | Fiber indoor/outdoor cable, LazrSPEED®, Mini Single Jacket/Single Armor, Riser/LSZH rated, 6 fiber, Gel-Filled, Stranded Loose Tube, Multimode OM3, Feet jacket marking, Black jacket color, Dca flame rating | CommScope® |  | Z-LA | Fiber indoor/outdoor cable
760130088 | R-024-LZ-8W-F12BK/25D | Variant of R-LZ | Fiber indoor/outdoor cable, TeraSPEED® Riser Rated, 24 fiber, Singlemode G.652.D and G.657.A1, Gel-Free, Stranded Loose Tube with Aluminum Interlocking Armor containing a Riser Rated Outer Jacket, Black jacket color, Feet cable marking | CommScope® |  | R-LZ | Fiber indoor/outdoor cable
760130245 | Z-024-LA-5L-F12BK/20G/D | Variant of Z-LA | Fiber indoor/outdoor cable, LazrSPEED®, Mini Single Jacket/Single Armor, Riser/LSZH rated, 24 fiber, Gel-Filled, Stranded Loose Tube, Multimode OM3, Feet jacket marking, Black jacket color, Dca flame rating | CommScope® |  | Z-LA | Fiber indoor/outdoor cable
760130815 | P-002-DS-5L-FSUBL | Variant of P-DS | Fiber indoor cable, LazrSPEED® Plenum Distribution Cable, 2 fiber single-unit, Multimode OM3, Feet jacket marking, Blue jacket color | CommScope® |  | P-DS | Fiber indoor cable
760130963 | R-024-LZ-5L-F12BK/25D | Variant of R-LZ | Fiber indoor/outdoor cable, LazrSPEED®, Gel-Free, 24 fiber, Stranded Loose Tube with Aluminum Interlocking Armor containing a Riser Rated Outer Jacket, Multimode OM3, Feet jacket marking, Black jacket color | CommScope® |  | R-LZ | Fiber indoor/outdoor cable
760130997 | R-096-LZ-5L-F12BK/25D | Variant of R-LZ | Fiber indoor/outdoor cable, LazrSPEED®, Gel-Free, Stranded Loose Tube with Aluminum Interlocking Armor containing a Riser Rated Outer Jacket, 96 fiber, Multimode OM3, Feet jacket marking, Black jacket color | CommScope® |  | R-LZ | Fiber indoor/outdoor cable
760131003 | R-144-LZ-5L-F12BK/25D | Variant of R-LZ | Fiber indoor/outdoor cable, LazrSPEED®, Riser Rated, Gel-Free, Stranded Loose Tube with Aluminum Interlocking Armor containing a Riser Rated Outer Jacket, 144 fiber, Multimode OM3, Feet jacket marking, Black jacket color | CommScope® |  | R-LZ | Fiber indoor/outdoor cable
760132746 | P-004-DS-5M-FSUBL | Variant of P-DS | LazrSPEED® Plenum Distribution Cable, 4 fiber single-unit | CommScope® |  | P-DS | Fiber indoor cable |  | Discontinued
760131243 | P-002-DS-5L-FSUGR | Variant of P-DS | Fiber indoor cable, LazrSPEED® Plenum Distribution Cable, 2 fiber single-unit, Multimode OM3, Feet jacket marking, Green jacket color | CommScope® |  | P-DS | Fiber indoor cable
760133785 | P-048-DS-8W-FMURD | Variant of P-DS | Fiber indoor cable, TeraSPEED® Plenum Distribution, 48 fiber multi-unit with 12 fiber subunits, Singlemode G.652.D and G.657.A1, Gel-free, Feet jacket marking, Red jacket color | CommScope® |  | P-DS | Fiber indoor cable
760134593 | R-072-DS-6F-FMUBR | Variant of R-DS | OptiSPEED® Riser Distribution Cable, 72 fiber multi-unit with 12 fiber subunits | CommScope® |  | R-DS | Fiber indoor cable |  | Discontinued
760132753 | P-004-DS-5M-FSUYL | Variant of P-DS | LazrSPEED® Plenum Distribution Cable, 4 fiber single-unit | CommScope® |  | P-DS | Fiber indoor cable |  | Discontinued
760132449 | P-024-DS-8W-FSURD | Variant of P-DS | Fiber indoor cable, TeraSPEED® Plenum Distribution, 24 fiber single-unit, Singlemode G.652.D and G.657.A1, Feet jacket marking, Red jacket color | CommScope® |  | P-DS | Fiber indoor cable
760134783 | Z-012-DZ-CM-FSUBK/8W006/6F006 | Variant of Z-DZ | Fiber indoor/outdoor cable, TeraSPEED® Riser/LSZH rated Distribution, interlocking aluminum armored, Multimode/Singlemode, 12 fiber single-unit, Feet jacket marking, Black jacket color | CommScope® |  | Z-DZ | Fiber indoor/outdoor cable
760134791 | Z-024-DZ-CM-FSUBK/8W012/6F012 | Variant of Z-DZ | Fiber indoor/outdoor cable, TeraSPEED® Riser/LSZH rated Distribution, interlocking aluminum armored, Multimode/Singlemode, 24 fiber single-unit, Feet jacket marking, Black jacket color | CommScope® |  | Z-DZ | Fiber indoor/outdoor cable
760132779 | P-002-DS-5M-FSUVI | Variant of P-DS | LazrSPEED® Plenum Distribution Cable, 2 fiber single-unit | CommScope® |  | P-DS | Fiber indoor cable |  | Discontinued
760131458 | P-004-DS-5L-FSUYL | Variant of P-DS | Fiber indoor cable, LazrSPEED® Plenum Distribution Cable, 4 fiber single-unit, Multimode OM3, Feet jacket marking, Yellow jacket color | CommScope® |  | P-DS | Fiber indoor cable
760132662 | P-036-DS-8W-FMUBK | Variant of P-DS | Fiber indoor cable, TeraSPEED® Plenum Distribution, 36 fiber multi-unit with 12 fiber subunits, Singlemode G.652.D and G.657.A1, Gel-free, Feet jacket marking, black jacket color | CommScope® |  | P-DS | Fiber indoor cable
760133694 | P-012-DS-8W-FSUGR | Variant of P-DS | Fiber indoor cable, TeraSPEED® Plenum Distribution, 12-Fiber Single-Unit, Singlemode G.652.D and G.657.A1, Feet jacket marking, Green jacket color | CommScope® |  | P-DS | Fiber indoor cable
760131466 | P-004-DS-5L-FSURD | Variant of P-DS | Fiber indoor cable, LazrSPEED® Plenum Distribution Cable, 4 fiber single-unit, Multimode OM3, Feet jacket marking, Red jacket color | CommScope® |  | P-DS | Fiber indoor cable
760134049 | P-024-DZ-CM-FSUAQ/8W012/5L012 | Variant of P-DZ | Fiber Indoor cable, TeraSPEED® Plenum Distribution, interlocking aluminum armored with plenum jacket, 24 fiber single-unit, Gel-free, Singlemode + Multimode OM3, Feet jacket marking, Aqua jacket color | CommScope® |  | P-DZ | Fiber indoor cable
760134718 | R-036-LZ-CM-F12BK/25D/8W012/5K024 | Variant of R-LZ | Fiber indoor/outdoor cable, TeraSPEED® Riser Rated, Gel-Free, 36 fiber, Multimode/Singlemode, Stranded Loose Tube with Aluminum Interlocking Armor containing a Riser Rated Outer Jacket, Black jacket color, Feet cable marking | CommScope® |  | R-LZ | Fiber indoor/outdoor cable
760132670 | R-048-LZ-8W-F12BK/25D | Variant of R-LZ | Fiber indoor/outdoor cable, TeraSPEED® Riser Rated, Singlemode G.652.D and G.657.A1, Gel-Free, 48 fiber, Stranded Loose Tube with Aluminum Interlocking Armor containing a Riser Rated Outer Jacket, Black jacket color, Feet cable marking | CommScope® |  | R-LZ | Fiber indoor/outdoor cable
760134973 | P-144-OZ-5K-FMUBK | Variant of P-OZ | Fiber indoor/outdoor cable, LazrSPEED® Plenum Distribution, interlocking aluminum armored with plenum jacket, 144 fiber multi-unit with 12 fiber subunits, Multimode OM4, Gel-free, Feet jacket marking, Black jacket color | CommScope® |  | P-OZ | Fiber indoor/outdoor cable
760134833 | Z-048-DZ-8W-FMUBK | Variant of Z-DZ | Fiber indoor/outdoor cable, TeraSPEED® LSZH Riser Distribution, interlocking aluminum armored, 48 fiber multi-unit with 12 fiber subunits, Singlemode G.652.D and G.657.A1, Gel-free, Feet jacket marking, Black jacket color | CommScope® |  | Z-DZ | Fiber indoor/outdoor cable
760133751 | P-004-DS-8W-FSUGR | Variant of P-DS | Fiber indoor cable, TeraSPEED® Plenum Distribution, 4 fiber single-unit, Singlemode G.652.D and G.657.A1, Feet jacket marking, Green jacket color | CommScope® |  | P-DS | Fiber indoor cable
760132423 | P-012-DS-8W-FSUBK | Variant of P-DS | Fiber indoor cable, TeraSPEED® Plenum Distribution, 12-Fiber Single-Unit, Singlemode G.652.D and G.657.A1, Feet jacket marking, Black jacket color | CommScope® |  | P-DS | Fiber indoor cable
760134999 | P-018-OZ-CM-FSUBK/8W006/5K012 | Variant of P-OZ | Fiber indoor/outdoor cable, TeraSPEED® Plenum Distribution, singlemode/multimode, interlocking aluminum armored with plenum jacket, 18 fiber single-unit, Feet jacket marking, Black jacket color | CommScope® |  | P-OZ | Fiber indoor/outdoor cable
760134932 | P-024-OZ-8W-FSUBK | Variant of P-OZ | Fiber indoor/outdoor cable, TeraSPEED® Plenum Distribution, interlocking aluminum armored with plenum jacket, Singlemode G.652.D and G.657.A1, 24 fiber single-unit, Black jacket color, Feet cable marking | CommScope® |  | P-OZ | Fiber indoor/outdoor cable
760134759 | Z-012-DZ-8W-FSUBK | Variant of Z-DZ | Fiber indoor/outdoor cable, TeraSPEED® Riser/LSZH rated, Distribution, interlocking aluminum armored, Singlemode G.652.D and G.657.A1, 12 fiber single-unit, Feet jacket marking, Black jacket color | CommScope® |  | Z-DZ | Fiber indoor/outdoor cable
760135012 | P-072-OZ-CM-FMUBK/8W024/5K048 | Variant of P-OZ | Fiber indoor/outdoor cable, TeraSPEED® Plenum Distribution, interlocking aluminum armored with plenum jacket, singlemode/multimode, 72 fiber multi-unit with 12 fiber subunits, Gel-free, Feet jacket marking, Black jacket color | CommScope® |  | P-OZ | Fiber indoor/outdoor cable
760132738 | P-004-DS-5M-FSUOR | Variant of P-DS | LazrSPEED® Plenum Distribution Cable, 4 fiber single-unit | CommScope® |  | P-DS | Fiber indoor cable |  | Discontinued
760135103 | P-072-DS-CM-FMUBR/8W036/5L036 | Variant of P-DS | Fiber indoor cable, TeraSPEED® Plenum Distribution, 72 fiber multi-unit with 12 fiber subunits, Composite OM3 and G.652.D and G.657.A1, Gel-free, Feet jacket marking, Brown jacket color | CommScope® |  | P-DS | Fiber indoor cable
760135111 | P-072-DS-CM-FMUGR/8W036/5L036 | Variant of P-DS | Fiber indoor cable, TeraSPEED® Plenum Distribution, 72 fiber multi-unit with 12 fiber subunits, Composite OM3 and G.652.D and G.657.A1, Gel-free, Feet jacket marking, Green jacket color | CommScope® |  | P-DS | Fiber indoor cable
760135129 | P-072-DS-8W-FMUGR | Variant of P-DS | Fiber indoor cable, TeraSPEED® Plenum Distribution, 72 fiber multi-unit with 12 fiber subunits, Singlemode G.652.D and G.657.A1, Gel-free, Feet jacket marking, Green jacket color | CommScope® |  | P-DS | Fiber indoor cable
760135137 | P-072-DS-8W-FMUBR | Variant of P-DS | Fiber indoor cable, TeraSPEED® Plenum Distribution, 72 fiber multi-unit with 12 fiber subunits, Singlemode G.652.D and G.657.A1, Gel-free, Feet jacket marking, Brown jacket color | CommScope® |  | P-DS | Fiber indoor cable
760135145 | P-072-DS-8W-FMUAQ | Variant of P-DS | Fiber indoor cable, TeraSPEED® Plenum Distribution, 72 fiber multi-unit with 12 fiber subunits, Singlemode G.652.D and G.657.A1, Gel-free, Feet jacket marking, Yellow jacket color | CommScope® |  | P-DS | Fiber indoor cable
760136044 | R-048-LN-5L-F12BK/25D | Variant of R-LN | Fiber Indoor/Outdoor cable, LazrSPEED®, Single Jacket All-Dielectric, Riser Rated, 48 fiber, Gel-Free, Stranded Loose Tube, Multimode OM3, Feet jacket marking, Black jacket color | CommScope® |  | R-LN | Fiber indoor/outdoor cable
760136051 | R-144-LN-5L-F12BK/25D | Variant of R-LN | Fiber Indoor/Outdoor cable, LazrSPEED®, Single Jacket All-Dielectric, Riser Rated, 144 fiber, Gel-Free, Stranded Loose Tube, Multimode OM3, Feet jacket marking, Black jacket color | CommScope® |  | R-LN | Fiber indoor/outdoor cable
760136481 | P-002-DS-5L-FSUBR | Variant of P-DS | Fiber indoor cable, LazrSPEED® Plenum Distribution Cable, 2 fiber single-unit, Multimode OM3, Feet jacket marking, Brown jacket color | CommScope® |  | P-DS | Fiber indoor cable
760137992 | P-008-OD-CM-FSUBK/8W002/5L006 | Variant of P-OD | Fiber indoor/outdoor cable TeraSPEED® Indoor/Outdoor Plenum Distribution, 8 fiber single-unit, Composite OM3, Gel-free and G.652.D and G.657.A1, Feet jacket marking, Black jacket color | CommScope® |  | P-OD | Fiber indoor/outdoor cable
760152025 | P-024-DS-8W-FSUBR | Variant of P-DS | Fiber indoor cable, TeraSPEED® Plenum Distribution, 24 fiber single-unit, Singlemode G.652.D and G.657.A1, Feet jacket marking, Brown jacket color | CommScope® |  | P-DS | Fiber indoor cable
760150714 | R-072-LN-CM-F12BK/25D/8W048/5L024 | Variant of R-LN | Fiber Indoor/Outdoor cable, TeraSPEED®, Single Jacket All-Dielectric, Riser Rated, 72 fiber, Gel-Free, Stranded Loose Tube, Singlemode + Multimode OM3, Feet jacket marking, Black jacket color | CommScope® |  | R-LN | Fiber indoor/outdoor cable
760152504 | R-048-DS-8W-FMUOR | Variant of R-DS | Fiber indoor cable, TeraSPEED® Riser Distribution, 48 fiber multi-unit with 12 fiber subunits, Singlemode G.652.D and G.657.A1, Gel-free, Feet jacket marking, Orange jacket color | CommScope® |  | R-DS | Fiber indoor cable
760152405 | R-004-DS-5K-FSUYL | Variant of R-DS | Fiber indoor cable, LazrSPEED® Riser Distribution, 4-Fiber Single-Unit, Multimode OM4, Feet jacket marking, Yellow jacket color | CommScope® |  | R-DS | Fiber indoor cable
760152165 | R-004-DS-8F-FSUYL | Variant of R-DS | Riser Distribution Cable, 4 fiber single-unit | CommScope® |  | R-DS | Fiber indoor cable |  | Discontinued
760152447 | R-018-DS-5K-FSUAQ | Variant of R-DS | Fiber indoor cable, LazrSPEED® Riser Distribution, 18-Fiber Single-Unit, Multimode OM4, Feet jacket marking, Aqua jacket color | CommScope® |  | R-DS | Fiber indoor cable
760152215 | P-024-DS-5K-FSURD | Variant of P-DS | Fiber indoor cable, LazrSPEED® Plenum Distribution Cable, 24 fiber single-unit, Multimode OM4, Feet jacket marking, Red jacket color | CommScope® |  | P-DS | Fiber indoor cable
760152470 | R-006-DS-8W-FSUOR | Variant of R-DS | Fiber indoor cable, TeraSPEED® Riser Distribution, Singlemode G.652.D and G.657.A1, 6 fiber single-unit, Feet jacket marking, Orange jacket color | CommScope® |  | R-DS | Fiber indoor cable
760152488 | R-024-DS-8W-FSUOR | Variant of R-DS | Fiber indoor cable, TeraSPEED® Riser Distribution, Singlemode G.652.D and G.657.A1, 24 fiber single-unit, Feet jacket marking, Orange jacket color | CommScope® |  | R-DS | Fiber indoor cable
760154831 | Z-006-LN-5L-F06BK/25D/E | Variant of Z-LN | Fiber indoor/outdoor cable, LazrSPEED®, Single Jacket All-Dielectric, Low Smoke Zero Halogen (LSZH), Gel-Free, 6 fiber, Stranded Loose Tube, Multimode OM3, Black jacket color, Feet cable marking, Eca flame rating | CommScope® |  | Z-LN | Fiber indoor/outdoor cable
760154757 | Z-006-LN-8W-F06BK/25D/E | Variant of Z-LN | Fiber indoor/outdoor cable, TeraSPEED®, Single Jacket All-Dielectric, Low Smoke Zero Halogen (LSZH), 6 fiber, Singlemode G.652.D and G.657.A1, Gel-Free, Stranded Loose Tube, Black jacket color, Feet cable marking, Eca flame rating | CommScope® |  | Z-LN | Fiber indoor/outdoor cable
760152884 | R-002-LN-5L-F02BK/25D | Variant of R-LN | Fiber Indoor/Outdoor cable, LazrSPEED®, Single Jacket All-Dielectric, Riser Rated, Gel-Free, 2-fiber, Stranded Loose Tube, Multimode OM3, Feet jacket marking, Black jacket color | CommScope® |  | R-LN | Fiber indoor/outdoor cable
760154849 | Z-012-LN-5L-F12BK/25D/E | Variant of Z-LN | Fiber indoor/outdoor cable, LazrSPEED®, Single Jacket All-Dielectric, Low Smoke Zero Halogen (LSZH), Gel-Free, Stranded Loose Tube, 12 fiber, Multimode OM3, Black jacket color, Feet cable marking, Eca flame rating | CommScope® |  | Z-LN | Fiber indoor/outdoor cable
760152892 | R-002-LN-8W-F02BK/25D | Variant of R-LN | Fiber Indoor/Outdoor cable, TeraSPEED®, Single Jacket All-Dielectric, Riser Rated, 2 fiber, Gel-Free, Stranded Loose Tube, Singlemode G.652.D and G.657.A1, Feet jacket marking, Black jacket color | CommScope® |  | R-LN | Fiber indoor/outdoor cable
760154765 | Z-012-LN-8W-F12BK/25D/E | Variant of Z-LN | Fiber indoor/outdoor cable, TeraSPEED®, Single Jacket All-Dielectric (LSZH), 12 fiber, Singlemode G.652.D and G.657.A1, Gel-Free, Stranded Loose Tube, Black jacket color, Feet cable marking, Eca flame rating | CommScope® |  | Z-LN | Fiber indoor/outdoor cable
760154781 | Z-036-LN-8W-F12BK/25D/E | Variant of Z-LN | Fiber indoor/outdoor cable, TeraSPEED®, Single Jacket All-Dielectric (LSZH), 36 fiber, Singlemode G.652.D and G.657.A1, Gel-Free, Stranded Loose Tube, Black jacket color, Feet cable marking, Eca flame rating | CommScope® |  | Z-LN | Fiber indoor/outdoor cable
760154963 | Z-012-LA-8W-F12BK/25D/C | Variant of Z-LA | Fiber indoor/outdoor cable, TeraSPEED®, Single Jacket/Single Armor, Low Smoke Zero Halogen (LSZH), 12 fiber, Singlemode G.652.D and G.657.A1, Gel-Free, Stranded Loose Tube, Black jacket color, Feet jacket marking, Cca flame rating | CommScope® |  | Z-LA | Fiber indoor/outdoor cable
760154625 | P-048-LN-CM-F12BK/25D/8W024/5L024 | Variant of P-LN | Fiber indoor/outdoor cable, TeraSPEED®, Single Jacket All-Dielectric, Plenum Rated, Multimode/Singlemode, 48 fiber, Gel-Free, Stranded Loose Tube, PVDF jacket, Black jacket color, Feet cable marking | CommScope® |  | P-LN | Fiber indoor/outdoor cable
760154799 | Z-048-LN-8W-F12BK/25D/E | Variant of Z-LN | Fiber indoor/outdoor cable, TeraSPEED®, Single Jacket All-Dielectric, Low Smoke Zero Halogen (LSZH), 48 fiber, Singlemode G.652.D and G.657.A1, Gel-Free, Stranded Loose Tube, Black jacket color, Feet cable marking, Eca flame rating | CommScope® |  | Z-LN | Fiber indoor/outdoor cable
760154880 | Z-144-LN-5L-F12BK/25D/E | Variant of Z-LN | Fiber indoor/outdoor cable, LazrSPEED®, Single Jacket All-Dielectric, Low Smoke Zero Halogen (LSZH), Gel-Free, Stranded Loose Tube, 144 fiber, Multimode OM3, Black jacket color, Feet cable marking, Eca flame rating | CommScope® |  | Z-LN | Fiber indoor/outdoor cable
760154971 | Z-024-LA-8W-F12BK/25D/C | Variant of Z-LA | Fiber indoor/outdoor cable, TeraSPEED®, Single Jacket/Single Armor, Low Smoke Zero Halogen (LSZH), 24 fiber, Singlemode G.652.D and G.657.A1, Gel-Free, Stranded Loose Tube, Black jacket color, Feet jacket marking, Cca flame rating | CommScope® |  | Z-LA | Fiber indoor/outdoor cable
760155044 | Z-012-LA-5L-F12BK/25D/C | Variant of Z-LA | Fiber indoor/outdoor cable, LazrSPEED®, Single Jacket/Single Armor, Low Smoke Zero Halogen (LSZH), 12 fiber, Gel-Free, Stranded Loose Tube, Multimode OM3, Black jacket color, Feet jacket marking, Cca flame rating | CommScope® |  | Z-LA | Fiber indoor/outdoor cable
810009779/DB | Z-072-LN-8W-M12BK/25D/E | Variant of Z-LN | Fiber indoor/outdoor cable, TeraSPEED®, Single Jacket All-Dielectric, Low Smoke Zero Halogen (LSZH), Singlemode G.652.D and G.657.A1, 72 fiber, Gel-Free, Stranded Loose Tube, Meters jacket marking, Black jacket color, Eca flame rating | CommScope® |  | Z-LN | Fiber indoor/outdoor cable
760154989 | Z-036-LA-8W-F12BK/25D/C | Variant of Z-LA | Fiber indoor/outdoor cable, TeraSPEED®, Single Jacket/Single Armor, Low Smoke Zero Halogen (LSZH), 36 fiber, Singlemode G.652.D and G.657.A1, Gel-Free, Stranded Loose Tube, Black jacket color, Feet jacket marking, Cca flame rating | CommScope® |  | Z-LA | Fiber indoor/outdoor cable
760154815 | Z-096-LN-8W-F12BK/25D/E | Variant of Z-LN | Fiber indoor/outdoor cable, TeraSPEED®, Single Jacket All-Dielectric, Low Smoke Zero Halogen (LSZH), 96 fiber, Singlemode G.652.D and G.657.A1, Gel-Free, Stranded Loose Tube, Black jacket color, Feet cable marking, Eca flame rating | CommScope® |  | Z-LN | Fiber indoor/outdoor cable
760157404 | N-002-DZ-5K-FSUAQ | Variant of N-DZ | Fiber indoor cable, LazrSPEED® Riser/LSZH rated Distribution, interlocking aluminum armored, Multimode OM4, 2 fiber single-unit, Gel-free, Feet jacket marking, Aqua jacket color | CommScope® |  | N-DZ | Fiber indoor cable
760154997 | Z-048-LA-8W-F12BK/25D/C | Variant of Z-LA | Fiber indoor/outdoor cable, TeraSPEED®, Single Jacket/Single Armor, Low Smoke Zero Halogen (LSZH), 48 fiber, Singlemode G.652.D and G.657.A1, Gel-Free, Stranded Loose Tube, Black jacket color, Feet jacket marking, Cca flame rating | CommScope® |  | Z-LA | Fiber indoor/outdoor cable
760155069 | Z-048-LA-5L-F12BK/25D/C | Variant of Z-LA | Fiber indoor/outdoor cable, LazrSPEED®, Single Jacket/Single Armor, Low Smoke Zero Halogen (LSZH), 48 fiber, Gel-Free, Stranded Loose Tube, Multimode OM3, Black jacket color, Feet jacket marking, Cca flame rating | CommScope® |  | Z-LA | Fiber indoor/outdoor cable
760155010 | Z-096-LA-8W-F12BK/25D/C | Variant of Z-LA | Fiber indoor/outdoor cable, TeraSPEED®, Single Jacket/Single Armor, Low Smoke Zero Halogen (LSZH), 96 fiber, Singlemode G.652.D and G.657.A1, Gel-Free, Stranded Loose Tube, Black jacket color, Feet jacket marking, Cca flame rating | CommScope® |  | Z-LA | Fiber indoor/outdoor cable
760155077 | Z-072-LA-5L-F12BK/25D/C | Variant of Z-LA | Fiber indoor/outdoor cable, LazrSPEED®, Single Jacket/Single Armor, Low Smoke Zero Halogen (LSZH), 72 fiber, Gel-Free, Stranded Loose Tube, Multimode OM3, Black jacket color, Feet jacket marking, Cca flame rating | CommScope® |  | Z-LA | Fiber indoor/outdoor cable
760155929 | P-018-DS-8W-FSUYL | Variant of P-DS | Fiber indoor cable, TeraSPEED® Plenum Distribution, 18-Fiber Single-Unit, Singlemode G.652.D and G.657.A1, Feet jacket marking, Yellow jacket color | CommScope® |  | P-DS | Fiber indoor cable
760155291 | P-036-DS-CM-FMUOR/8W012/5M024 | Variant of P-DS | TeraSPEED® Plenum Distribution Cable, 36 fiber multi-unit with 12 fiber subunits | CommScope® |  | P-DS | Fiber indoor cable |  | Discontinued
760155309 | P-024-DS-8W-FSUOR | Variant of P-DS | Fiber indoor cable, TeraSPEED® Plenum Distribution, 24 fiber single-unit, Singlemode G.652.D and G.657.A1, Feet jacket marking, Orange jacket color | CommScope® |  | P-DS | Fiber indoor cable
760155937 | P-018-DS-5M-FSUAQ | Variant of P-DS | LazrSPEED® Plenum Distribution Cable, 18 fiber single-unit | CommScope® |  | P-DS | Fiber indoor cable |  | Discontinued
760157834 | P-036-DZ-CM-FMUAQ/8W024/5K012 | Variant of P-DZ | Fiber indoor cable, TeraSPEED® Plenum Distribution, interlocking aluminum armored with plenum jacket, Multimode/Singlemode, 36 fiber multi-unit with 12 fiber subunits, gel-free, Feet jacket marking, Aqua jacket color | CommScope® |  | P-DZ | Fiber indoor cable
760157867 | P-096-DS-CM-FMUOR/8W048/6F048 | Variant of P-DS | TeraSPEED® Plenum Distribution Cable, 96 fiber multi-unit with 12 fiber subunits | CommScope® |  | P-DS | Fiber indoor cable |  | Discontinued
760159350 | Z-012-LN-5L-X12BK/25D/E | Variant of Z-LN | Fiber indoor/outdoor cable, LazrSPEED®, Single Jacket All-Dielectric, Low Smoke Zero Halogen (LSZH), Gel-Free, Stranded Loose Tube, 12 fiber, Multimode OM3, Black jacket color, Custom cable marking, Eca flame rating | CommScope® |  | Z-LN | Fiber indoor/outdoor cable
760159640 | P-004-DS-6F-FSUGR | Variant of P-DS | OptiSPEED® Plenum Distribution Cable, 4 fiber single-unit | CommScope® |  | P-DS | Fiber indoor cable |  | Discontinued
760160598 | R-004-LN-5L-F04BK/25D | Variant of R-LN | Fiber Indoor/Outdoor cable, LazrSPEED®, Single Jacket All-Dielectric, Riser Rated, Gel-Free, 4 fiber, Stranded Loose Tube, Multimode OM3, Feet jacket marking, Black jacket color | CommScope® |  | R-LN | Fiber indoor/outdoor cable
760159798 | P-048-OZ-CM-FMUBK/8W024/5L024 | Variant of P-OZ | Fiber indoor/outdoor cable, TeraSPEED® Plenum Distribution Cable, interlocking aluminum armored with plenum, Multimode/Singlemode jacket, 48 fiber multi-unit with 12 fiber subunits, Black jacket color, Feet cable marking | CommScope® |  | P-OZ | Fiber indoor/outdoor cable
760122077 | Z-144-LA-8W-F12BK/20G/D | Variant of Z-LA | Fiber indoor/outdoor cable, TeraSPEED® Mini Single Jacket/Single Armor, Riser/LSZH rated, 144 fiber, Singlemode G.652.D and G.657.A1, Gel-Filled, Stranded Loose Tube, Black jacket color, Feet jacket marking, Dca flame rating | CommScope® |  | Z-LA | Fiber indoor/outdoor cable
760124925 | P-008-DS-8W-FSUGR | Variant of P-DS | Fiber indoor cable, TeraSPEED® Plenum Distribution, 8-Fiber Single-Unit, Singlemode G.652.D and G.657.A1, Feet jacket marking, Green jacket color | CommScope® |  | P-DS | Fiber indoor cable
760124933 | P-008-DS-8W-FSUOR | Variant of P-DS | Fiber indoor cable, TeraSPEED® Plenum Distribution, 8-Fiber Single-Unit, Singlemode G.652.D and G.657.A1, Feet jacket marking, Orange jacket color | CommScope® |  | P-DS | Fiber indoor cable
760125237 | N-004-DZ-5L-FSUAQ | Variant of N-DZ | Fiber indoor cable, LazrSPEED® Riser/LSZH rated Distribution, interlocking aluminum armored, Multimode OM3, 4 fiber single-unit, Gel-free, Feet jacket marking, Aqua jacket color | CommScope® |  | N-DZ | Fiber indoor cable
760125245 | N-006-DZ-5L-FSUAQ | Variant of N-DZ | Fiber indoor cable, LazrSPEED® Riser/LSZH rated Distribution, interlocking aluminum armored, Multimode OM3, 6 fiber single-unit, Gel-free, Feet jacket marking, Aqua jacket color | CommScope® |  | N-DZ | Fiber indoor cable
760124867 | P-002-DS-8W-FSUBL | Variant of P-DS | Fiber indoor cable, TeraSPEED® Plenum Distribution, 2-Fiber Single-Unit, Singlemode G.652.D and G.657.A1, Feet jacket marking, Blue jacket color | CommScope® |  | P-DS | Fiber indoor cable
760125062 | R-012-DS-8W-FSUBK | Variant of R-DS | Fiber indoor cable, TeraSPEED® Riser Distribution 12-Fiber Single-Unit, Singlemode G.652.D and G.657.A1, Feet jacket marking, Black jacket color | CommScope® |  | R-DS | Fiber indoor cable
760124883 | P-002-DS-8W-FSUOR | Variant of P-DS | Fiber indoor cable, TeraSPEED® Plenum Distribution, 2-Fiber Single-Unit, Singlemode G.652.D and G.657.A1, Feet jacket marking, Orange jacket color | CommScope® |  | P-DS | Fiber indoor cable
760125534 | N-012-DZ-8W-FSUYL | Variant of N-DZ | Fiber indoor cable, TeraSPEED® Riser/LSZH rated, Distribution, interlocking aluminum armored, Singlemode G.652.D and G.657.A1, 12 fiber single-unit, Feet jacket marking, Yellow jacket color | CommScope® |  | N-DZ | Fiber indoor cable
760125286 | N-024-DZ-5L-FSUAQ | Variant of N-DZ | Fiber indoor cable, LazrSPEED® Riser/LSZH rated Distribution, interlocking aluminum armored, Multimode OM3, 24 fiber single-unit, Gel-free, Feet jacket marking, Aqua jacket color | CommScope® |  | N-DZ | Fiber indoor cable
760124909 | P-004-DS-8W-FSUBL | Variant of P-DS | Fiber indoor cable, TeraSPEED® Plenum Distribution 4-Fiber Single-Unit, Singlemode G.652.D and G.657.A1, Feet jacket marking, Blue jacket color | CommScope® |  | P-DS | Fiber indoor cable
760125195 | N-012-DZ-5K-FSUAQ | Variant of N-DZ | Fiber indoor cable, LazrSPEED® Riser/LSZH rated Distribution, interlocking aluminum armored, Multimode OM4, 12 fiber single-unit, Gel-free, Feet jacket marking, Aqua jacket color | CommScope® |  | N-DZ | Fiber indoor cable
760125542 | N-024-DZ-8W-FSUYL | Variant of N-DZ | Fiber indoor cable, TeraSPEED® Riser/LSZH rated, Distribution, interlocking aluminum armored, Singlemode G.652.D and G.657.A1, 24 fiber single-unit, Feet jacket marking, Yellow jacket color | CommScope® |  | N-DZ | Fiber indoor cable
760124917 | P-008-DS-8W-FSUBL | Variant of P-DS | Fiber indoor cable, TeraSPEED® Plenum Distribution, 8-Fiber Single-Unit, Singlemode G.652.D and G.657.A1, Feet jacket marking, Blue jacket color | CommScope® |  | P-DS | Fiber indoor cable
760125294 | N-036-DZ-5L-FMUAQ | Variant of N-DZ | Fiber indoor cable, LazrSPEED® Riser/LSZH rated, Distribution, interlocking aluminum armored, Multimode OM3, 36 fiber multi-unit with 12 fiber subunits, Gel-free, Feet jacket marking, Aqua jacket color | CommScope® |  | N-DZ | Fiber indoor cable
760125559 | N-036-DZ-8W-FMUYL | Variant of N-DZ | Fiber indoor cable, TeraSPEED® Low Smoke Zero Halogen Riser Distribution Cable, interlocking aluminum armored, Singlemode G.652.D and G.657.A1, 36 fiber multi-unit with 12 fiber subunits, Feet jacket marking, Yellow jacket color | CommScope® |  | N-DZ | Fiber indoor cable
760125211 | N-024-DZ-5K-FSUAQ | Variant of N-DZ | Fiber indoor cable, LazrSPEED® Riser/LSZH rated Distribution, interlocking aluminum armored, Multimode OM4, 24 fiber single-unit, Gel-free, Feet jacket marking, Aqua jacket color | CommScope® |  | N-DZ | Fiber indoor cable
760125302 | N-048-DZ-5L-FMUAQ | Variant of N-DZ | Fiber indoor cable, LazrSPEED® Riser/LSZH rated, Distribution, interlocking aluminum armored, Multimode OM3, 48 fiber multi-unit with 12 fiber subunits, Gel-free, Feet jacket marking, Aqua jacket color | CommScope® |  | N-DZ | Fiber indoor cable
760125567 | N-048-DZ-8W-FMUYL | Variant of N-DZ | Fiber indoor cable, TeraSPEED® Low Smoke Zero Halogen Riser Distribution Cable, interlocking aluminum armored, Singlemode G.652.D and G.657.A1, 48 fiber multi-unit with 12 fiber subunits, Feet jacket marking, Yellow jacket color | CommScope® |  | N-DZ | Fiber indoor cable
760125724 | N-018-DZ-CM-FSUAQ/8W006/5L012 | Variant of N-DZ | Fiber indoor cable, TeraSPEED® LSZH Riser Distribution, singlemode/multimode, interlocking aluminum armored, 18 fiber single-unit, Feet jacket marking, Aqua jacket color | CommScope® |  | N-DZ | Fiber indoor cable
760125633 | N-008-DZ-CM-FSUAQ/8W004/5L004 | Variant of N-DZ | Fiber indoor cable, TeraSPEED® Riser/LSZH rated Distribution, interlocking aluminum armored, Multimode/Singlemode, 8 fiber single-unit, Gel-free, Feet jacket marking, Aqua jacket color | CommScope® |  | N-DZ | Fiber indoor cable
760125823 | N-036-DZ-CM-FMUAQ/8W012/5L024 | Variant of N-DZ | Fiber indoor cable, TeraSPEED® Low Smoke Zero Halogen Riser Distribution, interlocking aluminum armored, Multimode/Singlemode, 36 fiber multi-unit with 12 fiber subunits, Gel-free, Feet jacket marking, Aqua jacket color | CommScope® |  | N-DZ | Fiber indoor cable
760125922 | N-072-DZ-CM-FMUAQ/8W036/5L036 | Variant of N-DZ | Fiber indoor cable, TeraSPEED® Low Smoke Zero Halogen Riser Distribution, interlocking aluminum armored, Multimode/Singlemode, 72 fiber multi-unit with 12 fiber subunits, Gel-free, Feet jacket marking, Aqua jacket color | CommScope® |  | N-DZ | Fiber indoor cable
760125609 | N-006-DZ-CM-FSUAQ/8W002/5L004 | Variant of N-DZ | Fiber indoor cable, TeraSPEED® Riser/LSZH rated Distribution, interlocking aluminum armored, Multimode/Singlemode, 6 fiber single-unit, Gel-free, Feet jacket marking, Aqua jacket color | CommScope® |  | N-DZ | Fiber indoor cable
760125666 | N-012-DZ-CM-FSUAQ/8W004/5L008 | Variant of N-DZ | Fiber indoor cable, TeraSPEED® Riser/LSZH rated Distribution, interlocking aluminum armored, Multimode/Singlemode, 12 fiber single-unit, Gel-free, Feet jacket marking, Aqua jacket color | CommScope® |  | N-DZ | Fiber indoor cable
760126136 | P-004-DZ-8W-FSUYL | Variant of P-DZ | Fiber Indoor cable, TeraSPEED® Plenum Distribution, interlocking aluminum armored with plenum jacket, 4 fiber single-unit, Gel-free, Singlemode G.652.D and G.657.A1, Feet jacket marking, Yellow jacket color | CommScope® |  | P-DZ | Fiber indoor cable
760126151 | P-004-DZ-CM-FSUAQ/8W002/5L002 | Variant of P-DZ | Fiber indoor cable, TeraSPEED® Fiber Plenum Distribution, interlocking aluminum armored with plenum jacket, singlemode/multimode, aqua, 4 fiber single-unit, Feet jacket marking, Aqua jacket color | CommScope® |  | P-DZ | Fiber indoor cable
760126334 | P-024-DZ-CM-FSUAQ/8W006/5L018 | Variant of P-DZ | Fiber Indoor cable, TeraSPEED® Plenum Distribution, interlocking aluminum armored with plenum jacket, 24 fiber single-unit, Gel-free, Singlemode + Multimode OM3, Feet jacket marking, Aqua jacket color | CommScope® |  | P-DZ | Fiber indoor cable
760125799 | N-024-DZ-CM-FSUAQ/8W012/5L012 | Variant of N-DZ | Fiber indoor cable, TeraSPEED® Riser/LSZH rated Distribution, interlocking aluminum armored, Multimode/Singlemode, 24 fiber single-unit, Gel-free, Feet jacket marking, Aqua jacket color | CommScope® |  | N-DZ | Fiber indoor cable
760126284 | P-018-DZ-CM-FSUAQ/8W006/5K012 | Variant of P-DZ | Fiber Indoor cable, TeraSPEED® Plenum Distribution, interlocking aluminum armored with plenum jacket, 18 fiber single-unit, Gel-free, Singlemode + Multimode OM4, Feet jacket marking, Aqua jacket color | CommScope® |  | P-DZ | Fiber indoor cable
760126359 | P-036-DZ-CM-FMUAQ/8W012/5K024 | Variant of P-DZ | Fiber indoor cable, TeraSPEED® Plenum Distribution, interlocking aluminum armored with plenum jacket, Multimode/Singlemode, 36 fiber multi-unit with 12 fiber subunits, gel-free, Feet jacket marking, Aqua jacket color | CommScope® |  | P-DZ | Fiber indoor cable
760126177 | P-006-DZ-CM-FSUAQ/8W002/5L004 | Variant of P-DZ | Fiber Indoor cable, TeraSPEED® Plenum Distribution, interlocking aluminum armored with plenum jacket, 6 fiber single-unit, Gel-free, Singlemode + Multimode OM3, Feet jacket marking, Aqua jacket color | CommScope® |  | P-DZ | Fiber indoor cable
760125906 | N-072-DZ-CM-FMUAQ/8W012/5L060 | Variant of N-DZ | Fiber indoor cable, TeraSPEED® Low Smoke Zero Halogen Riser Distribution, interlocking aluminum armored, Multimode/Singlemode, 72 fiber multi-unit with 12 fiber subunits, Gel-free, Feet jacket marking, Aqua jacket color | CommScope® |  | N-DZ | Fiber indoor cable
760125914 | N-072-DZ-CM-FMUAQ/8W024/5L048 | Variant of N-DZ | Fiber indoor cable, TeraSPEED® Low Smoke Zero Halogen Riser Distribution, interlocking aluminum armored, Multimode/Singlemode, 72 fiber multi-unit with 12 fiber subunits, Gel-free, Feet jacket marking, Aqua jacket color | CommScope® |  | N-DZ | Fiber indoor cable
760126193 | P-008-DZ-CM-FSUAQ/8W002/5L006 | Variant of P-DZ | Fiber Indoor cable, TeraSPEED® Plenum Distribution, interlocking aluminum armored with plenum jacket, 8 fiber single-unit, Gel-free, Singlemode + Multimode OM3, Feet jacket marking, Aqua jacket color | CommScope® |  | P-DZ | Fiber indoor cable
760126433 | P-072-DZ-CM-FMUAQ/8W024/5K048 | Variant of P-DZ | Fiber indoor cable, TeraSPEED® Plenum Distribution, interlocking aluminum armored with plenum jacket, Multimode/Singlemode, 72 fiber multi-unit with 12 fiber subunits, gel-free, Feet jacket marking, Aqua jacket color | CommScope® |  | P-DZ | Fiber indoor cable
760126201 | P-008-DZ-CM-FSUAQ/8W004/5L004 | Variant of P-DZ | Fiber Indoor cable, TeraSPEED® Plenum Distribution, interlocking aluminum armored with plenum jacket, 8 fiber single-unit, Gel-free, Singlemode + Multimode OM3, Feet jacket marking, Aqua jacket color | CommScope® |  | P-DZ | Fiber indoor cable
760126441 | P-072-DZ-CM-FMUAQ/8W024/5L048 | Variant of P-DZ | Fiber indoor cable, TeraSPEED® Plenum Distribution, interlocking aluminum armored with plenum jacket, Multimode/Singlemode, 72 fiber multi-unit with 12 fiber subunits, gel-free, Feet jacket marking, Aqua jacket color | CommScope® |  | P-DZ | Fiber indoor cable
760126730 | R-004-DZ-8W-FSUYL | Variant of R-DZ | Fiber Indoor cable, TeraSPEED® Riser Distribution, interlocking aluminum armored with riser jacket, 4 fiber single-unit, Gel-free, Singlemode G.652.D and G.657.A1, Feet jacket marking, Yellow jacket color | CommScope® |  | R-DZ | Fiber indoor cable
760126557 | R-072-DZ-5K-FMUAQ | Variant of R-DZ | Fiber indoor cable, LazrSPEED® Riser Distribution, interlocking aluminum armored, Multimode OM4, 72 fiber multi-unit with 12 fiber subunits, gel-free, Feet jacket marking, Aqua jacket color | CommScope® |  | R-DZ | Fiber indoor cable
760127027 | R-048-DZ-CM-FMUAQ/8W012/5L036 | Variant of R-DZ | Fiber indoor cable, TeraSPEED® Riser Distribution, interlocking aluminum armored, Multimode/Singlemode, 48 fiber multi-unit with 12 fiber subunits, gel-free, Feet jacket marking, Aqua jacket color | CommScope® |  | R-DZ | Fiber indoor cable
760126466 | P-072-DZ-CM-FMUAQ/8W036/5L036 | Variant of P-DZ | Fiber indoor cable, TeraSPEED® Plenum Distribution, interlocking aluminum armored with plenum jacket, Multimode/Singlemode, 72 fiber multi-unit with 12 fiber subunits, gel-free, Feet jacket marking, Aqua jacket color | CommScope® |  | P-DZ | Fiber indoor cable
760126474 | P-072-DZ-CM-FMUAQ/8W048/5K024 | Variant of P-DZ | Fiber indoor cable, TeraSPEED® Plenum Distribution, interlocking aluminum armored with plenum jacket, Multimode/Singlemode, 72 fiber multi-unit with 12 fiber subunits, gel-free, Feet jacket marking, Aqua jacket color | CommScope® |  | P-DZ | Fiber indoor cable
760127035 | R-048-DZ-CM-FMUAQ/8W024/5L024 | Variant of R-DZ | Fiber indoor cable, TeraSPEED® Riser Distribution, interlocking aluminum armored, Multimode/Singlemode, 48 fiber multi-unit with 12 fiber subunits, gel-free, Feet jacket marking, Aqua jacket color | CommScope® |  | R-DZ | Fiber indoor cable
760126755 | R-004-DZ-CM-FSUAQ/8W002/5L002 | Variant of R-DZ | Fiber Indoor cable, TeraSPEED® Riser Distribution, interlocking aluminum armored with riser jacket, 4 fiber single-unit, Gel-free, Singlemode + Multimode OM3, Feet jacket marking, Aqua jacket color | CommScope® |  | R-DZ | Fiber indoor cable
760127068 | R-060-DZ-CM-FMUAQ/8W012/5L048 | Variant of R-DZ | Fiber indoor cable, TeraSPEED® Riser Distribution, interlocking aluminum armored with riser jacket, singlemode/multimode, 60 fiber multi-unit with 12 fiber subunits, Feet jacket marking, Aqua jacket color | CommScope® |  | R-DZ | Fiber indoor cable
760126805 | R-008-DZ-CM-FSUAQ/8W004/5L004 | Variant of R-DZ | Fiber Indoor cable, TeraSPEED® Riser Distribution, interlocking aluminum armored with riser jacket, 8 fiber single-unit, Gel-free, Singlemode + Multimode OM3, Feet jacket marking, Aqua jacket color | CommScope® |  | R-DZ | Fiber indoor cable
760127076 | R-072-DZ-CM-FMUAQ/8W012/5L060 | Variant of R-DZ | Fiber indoor cable, TeraSPEED® Riser Distribution, interlocking aluminum armored, Multimode/Singlemode, 72 fiber multi-unit with 12 fiber subunits, gel-free, Feet jacket marking, Aqua jacket color | CommScope® |  | R-DZ | Fiber indoor cable
760126813 | R-008-DZ-CM-FSUSL/8W002/6F006 | Variant of R-DZ | TeraSPEED® Riser Distribution Cable, interlocking aluminum armored with riser jacket, 8 fiber single-unit | CommScope® |  | R-DZ | Fiber indoor cable |  | Discontinued
760127084 | R-072-DZ-CM-FMUAQ/8W024/5L048 | Variant of R-DZ | Fiber indoor cable, TeraSPEED® Riser Distribution, interlocking aluminum armored, Multimode/Singlemode, 72 fiber multi-unit with 12 fiber subunits, gel-free, Feet jacket marking, Aqua jacket color | CommScope® |  | R-DZ | Fiber indoor cable
760126995 | R-036-DZ-CM-FMUAQ/8W012/5L024 | Variant of R-DZ | Fiber indoor cable, TeraSPEED® Riser Distribution, interlocking aluminum armored, Multimode/Singlemode, 36 fiber multi-unit with 12 fiber subunits, gel-free, Feet jacket marking, Aqua jacket color | CommScope® |  | R-DZ | Fiber indoor cable
760127423 | R-096-DZ-5K-FMUAQ | Variant of R-DZ | Fiber indoor cable, LazrSPEED® Riser Distribution, interlocking aluminum armored, Multimode OM4, 96 fiber multi-unit with 12 fiber subunits, gel-free, Feet jacket marking, Aqua jacket color | CommScope® |  | R-DZ | Fiber indoor cable
760127332 | R-036-DZ-8W-FMUYL | Variant of R-DZ | Fiber indoor cable, TeraSPEED® Riser Distribution, interlocking aluminum armored, Singlemode G.652.D and G.657.A1v, 36 fiber multi-unit with 12 fiber subunits, Yellow jacket color, Feet cable marking | CommScope® |  | R-DZ | Fiber indoor cable
760127621 | R-018-DZ-CM-FSUAQ/8W006/5M012 | Variant of R-DZ | TeraSPEED® Riser Distribution Cable, interlocking aluminum armored with riser jacket, 18 fiber single-unit | CommScope® |  | R-DZ | Fiber indoor cable |  | Discontinued
760127175 | R-006-DZ-5L-FSUAQ | Variant of R-DZ | Fiber indoor cable, LazrSPEED® Riser Distribution Interlocking Aluminum Armored with Riser Jacket 6-Fiber Single-Unit, Gel-free, Multimode OM3, Feet jacket marking, Aqua jacket color | CommScope® |  | R-DZ | Fiber indoor cable
760127530 | R-002-DZ-6F-FSUSL | Variant of R-DZ | OptiSPEED® Riser Distribution Cable, interlocking aluminum armored with riser jacket, 2 fiber single-unit | CommScope® |  | R-DZ | Fiber indoor cable |  | Discontinued
760127266 | R-048-DZ-5M-FMUAQ | Variant of R-DZ | LazrSPEED® Riser Distribution Cable, interlocking aluminum armored with riser jacket, 48 fiber multi-unit with 12 fiber subunits | CommScope® |  | R-DZ | Fiber indoor cable |  | Discontinued
760127357 | R-072-DZ-8W-FMUYL | Variant of R-DZ | Fiber indoor cable, TeraSPEED® Riser Distribution, interlocking aluminum armored, Singlemode G.652.D and G.657.A1, 72 fiber multi-unit with 12 fiber subunits, Yellow jacket color, Feet cable marking | CommScope® |  | R-DZ | Fiber indoor cable
760127720 | P-036-DZ-5M-FMUAQ | Variant of P-DZ | LazrSPEED® Plenum Distribution Cable, interlocking aluminum armored with plenum jacket, 36 fiber multi-unit with 12 fiber subunits | CommScope® |  | P-DZ | Fiber indoor cable |  | Discontinued
760127191 | R-036-DZ-5L-FMUAQ | Variant of R-DZ | Fiber indoor cable, LazrSPEED® Riser Distribution, interlocking aluminum armored, Multimode OM3, 36 fiber multi-unit with 12 fiber subunits, gel-free, Feet jacket marking, Aqua jacket color | CommScope® |  | R-DZ | Fiber indoor cable
760127829 | P-036-DZ-8W-FMUYL | Variant of P-DZ | Fiber indoor cable, TeraSPEED® Plenum Distribution, interlocking aluminum armored with plenum jacket, Singlemode G.652.D and G.657.A1, 36 fiber multi-unit with 12 fiber subunits, Yellow jacket color, Feet cable marking | CommScope® |  | P-DZ | Fiber indoor cable
760127464 | R-144-DZ-5L-FMUAQ | Variant of R-DZ | Fiber indoor cable, LazrSPEED® Riser Distribution, interlocking aluminum armored, Multimode OM3, 144 fiber multi-unit with 12 fiber subunits, gel-free, Feet jacket marking, Aqua jacket color | CommScope® |  | R-DZ | Fiber indoor cable
760127209 | R-048-DZ-5L-FMUAQ | Variant of R-DZ | Fiber indoor cable, LazrSPEED® Riser Distribution, interlocking aluminum armored, Multimode OM3, 48 fiber multi-unit with 12 fiber subunits, gel-free, Feet jacket marking, Aqua jacket color | CommScope® |  | R-DZ | Fiber indoor cable
760127472 | R-144-DZ-5M-FMUAQ | Variant of R-DZ | LazrSPEED® Riser Distribution Cable, interlocking aluminum armored with riser jacket, 144 fiber multi-unit with 12 fiber subunits | CommScope® |  | R-DZ | Fiber indoor cable |  | Discontinued
760127845 | P-072-DZ-8W-FMUYL | Variant of P-DZ | Fiber indoor cable, TeraSPEED® Plenum Distribution, interlocking aluminum armored with plenum jacket, Singlemode G.652.D and G.657.A1, 72 fiber multi-unit with 12 fiber subunits, Yellow jacket color, Feet cable marking | CommScope® |  | P-DZ | Fiber indoor cable
760127480 | R-144-DZ-8W-FMUYL | Variant of R-DZ | Fiber indoor cable, TeraSPEED® Riser Distribution, interlocking aluminum armored, Singlemode G.652.D and G.657.A1, 144 fiber multi-unit with 12 fiber subunits, Yellow jacket color, Feet cable marking | CommScope® |  | R-DZ | Fiber indoor cable
760127746 | P-072-DZ-5M-FMUAQ | Variant of P-DZ | LazrSPEED® Plenum Distribution Cable, interlocking aluminum armored with plenum jacket, 72 fiber multi-unit with 12 fiber subunits | CommScope® |  | P-DZ | Fiber indoor cable |  | Discontinued
760127589 | R-012-DZ-CM-FSUAQ/8W006/5L006 | Variant of R-DZ | Fiber Indoor cable, TeraSPEED® Riser Distribution, interlocking aluminum armored with riser jacket, 12 fiber single-unit, Gel-free, Singlemode + Multimode OM3, Feet jacket marking, Aqua jacket color | CommScope® |  | R-DZ | Fiber indoor cable
760127381 | R-024-DZ-5L-FSUAQ | Variant of R-DZ | Fiber indoor cable, LazrSPEED® Riser Distribution Interlocking Aluminum Armored with Riser Jacket 24-Fiber Single-Unit, Gel-free, Multimode OM3, Feet jacket marking, Aqua jacket color | CommScope® |  | R-DZ | Fiber indoor cable
760127308 | R-006-DZ-8W-FSUYL | Variant of R-DZ | Fiber Indoor cable, TeraSPEED® Riser Distribution, interlocking aluminum armored with riser jacket, 6 fiber single-unit, Gel-free, Singlemode G.652.D and G.657.A1, Feet jacket marking, Yellow jacket color | CommScope® |  | R-DZ | Fiber indoor cable
760127670 | P-048-DZ-5L-FMUAQ | Variant of P-DZ | Fiber indoor cable, LazrSPEED® Plenum Distribution, interlocking aluminum armored with plenum jacket, Multimode OM3, 48 fiber multi-unit with 12 fiber subunits, gel-free, Feet jacket marking, Aqua jacket color | CommScope® |  | P-DZ | Fiber indoor cable
760127928 | P-018-DZ-5L-FSUAQ | Variant of P-DZ | Fiber indoor cable, LazrSPEED® Plenum Distribution, interlocking aluminum armored with plenum jacket, 18 fiber single-unit, Gel-free, Multimode OM3, Feet jacket marking, Aqua jacket color | CommScope® |  | P-DZ | Fiber indoor cable
760127852 | P-024-DZ-6F-FSUOR | Variant of P-DZ | Fiber indoor cable, OptiSPEED® Plenum Distribution, interlocking aluminum armored with plenum jacket, 24 fiber single-unit, Gel-free, Multimode OM1, Feet jacket marking, Orange jacket color | CommScope® |  | P-DZ | Fiber indoor cable
760127597 | R-024-DZ-CM-FSUOR/8W012/6F012 | Variant of R-DZ | Fiber Indoor cable, TeraSPEED® Riser Distribution, interlocking aluminum armored with riser jacket, 24 fiber single-unit, Gel-free, Singlemode + Multimode OM1, Feet jacket marking, Orange jacket color | CommScope® |  | R-DZ | Fiber indoor cable
760127753 | P-006-DZ-6F-FSUOR | Variant of P-DZ | Fiber indoor cable, OptiSPEED® Plenum Distribution, interlocking aluminum armored with plenum jacket, 6 fiber single-unit, Gel-free, Multimode OM1, Feet jacket marking, Orange jacket color | CommScope® |  | P-DZ | Fiber indoor cable
760127399 | R-096-DZ-5L-FMUAQ | Variant of R-DZ | Fiber indoor cable, LazrSPEED® Riser Distribution, interlocking aluminum armored, Multimode OM3, 96 fiber multi-unit with 12 fiber subunits, gel-free, Feet jacket marking, Aqua jacket color | CommScope® |  | R-DZ | Fiber indoor cable
760127316 | R-012-DZ-8W-FSUYL | Variant of R-DZ | Fiber Indoor cable, TeraSPEED® Riser Distribution, interlocking aluminum armored with riser jacket, 12 fiber single-unit, Gel-free, Singlemode G.652.D and G.657.A1, Feet jacket marking, Yellow jacket color | CommScope® |  | R-DZ | Fiber indoor cable
760127605 | R-012-DZ-CM-FSUAQ/8W006/5M006 | Variant of R-DZ | TeraSPEED® Riser Distribution Cable, interlocking aluminum armored with riser jacket, 12 fiber single-unit | CommScope® |  | R-DZ | Fiber indoor cable |  | Discontinued
760127761 | P-012-DZ-6F-FSUOR | Variant of P-DZ | Fiber indoor cable, OptiSPEED® Plenum Distribution, interlocking aluminum armored with plenum jacket, 12 fiber single-unit, Gel-free, Multimode OM1, Feet jacket marking, Orange jacket color | CommScope® |  | P-DZ | Fiber indoor cable
760127944 | P-096-DZ-5L-FMUAQ | Variant of P-DZ | Fiber indoor cable, LazrSPEED® Plenum Distribution, interlocking aluminum armored with plenum jacket, Multimode OM3, 96 fiber multi-unit with 12 fiber subunits, gel-free, Feet jacket marking, Aqua jacket color | CommScope® |  | P-DZ | Fiber indoor cable
760127514 | R-012-DZ-5K-FSUAQ | Variant of R-DZ | Fiber indoor cable, LazrSPEED® Riser Distribution Interlocking Aluminum Armored with Riser Jacket 12-Fiber Single-Unit, Gel-free, Multimode OM4, Feet jacket marking, Aqua jacket color | CommScope® |  | R-DZ | Fiber indoor cable
760127878 | P-024-DZ-5M-FSUAQ | Variant of P-DZ | LazrSPEED® Plenum Distribution Cable, interlocking aluminum armored with plenum jacket, 24 fiber single-unit | CommScope® |  | P-DZ | Fiber indoor cable |  | Discontinued
760128033 | P-048-DZ-CM-FMUAQ/8W024/5L024 | Variant of P-DZ | Fiber indoor cable, TeraSPEED® Plenum Distribution, interlocking aluminum armored with plenum jacket, Multimode/Singlemode, 48 fiber multi-unit with 12 fiber subunits, gel-free, Feet jacket marking, Aqua jacket color | CommScope® |  | P-DZ | Fiber indoor cable
760127951 | P-096-DZ-5M-FMUAQ | Variant of P-DZ | LazrSPEED® Plenum Distribution Cable, interlocking aluminum armored with plenum jacket, 96 fiber multi-unit with 12 fiber subunits | CommScope® |  | P-DZ | Fiber indoor cable |  | Discontinued
760127704 | P-012-DZ-5M-FSUAQ | Variant of P-DZ | LazrSPEED® Plenum Distribution Cable, interlocking aluminum armored with plenum jacket, 12 fiber single-unit | CommScope® |  | P-DZ | Fiber indoor cable |  | Discontinued
760128041 | P-024-DZ-CM-FMUAQ/8W012/5L012 | Variant of P-DZ | TeraSPEED® Plenum Distribution Cable Interlocking Aluminum Armored with Plenum Jacket 24-Fiber Multi-Unit with 6-Fiber Subunits | CommScope® |  | P-DZ | Fiber indoor cable |  | Discontinued
760127886 | P-024-DZ-8W-FSUYL | Variant of P-DZ | Fiber Indoor cable, TeraSPEED® Plenum Distribution, interlocking aluminum armored with plenum jacket, 24 fiber single-unit, Gel-free, Singlemode G.652.D and G.657.A1, Feet jacket marking, Yellow jacket color, Build America Buy America (BABA) | CommScope® |  | P-DZ | Fiber indoor cable
760128132 | P-036-DZ-CM-FMUAQ/8W012/5L024 | Variant of P-DZ | Fiber indoor cable, TeraSPEED® Plenum Distribution, interlocking aluminum armored with plenum jacket, Multimode/Singlemode, 36 fiber multi-unit with 12 fiber subunits, gel-free, Feet jacket marking, Aqua jacket color | CommScope® |  | P-DZ | Fiber indoor cable
760127969 | P-096-DZ-8W-FMUYL | Variant of P-DZ | Fiber indoor cable, TeraSPEED® Plenum Distribution, interlocking aluminum armored with plenum jacket, Singlemode G.652.D and G.657.A1, 96 fiber multi-unit with 12 fiber subunits, Yellow jacket color, Feet cable marking | CommScope® |  | P-DZ | Fiber indoor cable
760127787 | P-072-DZ-6F-FMUOR | Variant of P-DZ | OptiSPEED® Plenum Distribution Cable, interlocking aluminum armored with plenum jacket, 72 fiber multi-unit with 12 fiber subunits | CommScope® |  | P-DZ | Fiber indoor cable |  | Discontinued
760161083 | P-004-DS-5K-FSUAQ | Variant of P-DS | Fiber indoor cable, LazrSPEED® Plenum Distribution Cable, 4 fiber single-unit, Multimode OM4, Feet jacket marking, Aqua jacket color | CommScope® |  | P-DS | Fiber indoor cable
760161299 | Z-002-DZ-5L-FSUBK | Variant of Z-DZ | Fiber indoor/outdoor cable, LazrSPEED® LSZH Riser Distribution, interlocking aluminum armored, 2 fiber single-unit, Multimode OM3, Feet jacket marking, Black jacket color | CommScope® |  | Z-DZ | Fiber indoor/outdoor cable
760162297 | P-048-DS-CM-FMURD/8W024/5L024 | Variant of P-DS | Fiber indoor cable, TeraSPEED® Plenum Distribution, 48 fiber multi-unit with 12 fiber subunits, Composite OM3 and G.652.D and G.657.A1, Gel-free, Feet jacket marking, Red jacket color | CommScope® |  | P-DS | Fiber indoor cable
760162305 | P-048-DS-CM-FMUYL/8W024/5L024 | Variant of P-DS | Fiber indoor cable, TeraSPEED® Plenum Distribution, 48 fiber multi-unit with 12 fiber subunits, Composite OM3 and G.652.D and G.657.A1, Gel-free, Feet jacket marking, Yellow jacket color | CommScope® |  | P-DS | Fiber indoor cable
760162313 | R-006-DS-8W-FSUWH | Variant of R-DS | Fiber indoor cable, TeraSPEED® Riser Distribution, Singlemode G.652.D and G.657.A1, 6 fiber single-unit, Feet jacket marking, White jacket color | CommScope® |  | R-DS | Fiber indoor cable
760162453 | P-002-DS-5L-FSURS | Variant of P-DS | Fiber indoor cable, LazrSPEED® Plenum Distribution Cable, 2 fiber single-unit, Multimode OM3, Feet jacket marking, Rose jacket color | CommScope® |  | P-DS | Fiber indoor cable
760162263 | P-006-DS-5L-FSUYL | Variant of P-DS | Fiber indoor cable, LazrSPEED® Plenum Distribution Cable, 6 fiber single-unit, Multimode OM3, Feet jacket marking, Yellow jacket color | CommScope® |  | P-DS | Fiber indoor cable
760163196 | N-048-MZ-5L-F24AQ/B2 | Variant | Fiber indoor cable, LazrSPEED® Riser/LSZH rated, MPO Trunk, interlocking aluminum armored, Multimode OM3, 48 fiber with 24 fiber subunits, Gel-free, Feet jacket marking, Aqua jacket color, B2ca flame rating | CommScope® |  | N-MZ | Fiber indoor cable |  | Discontinued
760162271 | P-048-DS-CM-FMUGR/8W024/5L024 | Variant of P-DS | Fiber indoor cable, TeraSPEED® Plenum Distribution, 48 fiber multi-unit with 12 fiber subunits, Composite OM3 and G.652.D and G.657.A1, Gel-free, Feet jacket marking, Green jacket color | CommScope® |  | P-DS | Fiber indoor cable
760163022 | P-048-DS-5L-FMUBR | Variant of P-DS | Fiber indoor cable, LazrSPEED® Plenum Distribution, 48-Fiber Multi-Unit with 12-Fiber Subunits, Multimode OM3, Gel-free, Feet jacket marking, Brown jacket color | CommScope® |  | P-DS | Fiber indoor cable
760163030 | P-048-DS-8W-FMUBR | Variant of P-DS | Fiber indoor cable, TeraSPEED® Plenum Distribution, 48 fiber multi-unit with 12 fiber subunits, Singlemode G.652.D and G.657.A1, Gel-free, Feet jacket marking, Brown jacket color | CommScope® |  | P-DS | Fiber indoor cable
760162289 | P-048-DS-CM-FMUOR/8W024/5L024 | Variant of P-DS | Fiber indoor cable, TeraSPEED® Plenum Distribution, 48 fiber multi-unit with 12 fiber subunits, Composite OM3 and G.652.D and G.657.A1, Gel-free, Feet jacket marking, Orange jacket color | CommScope® |  | P-DS | Fiber indoor cable
760163428 | P-012-DS-5M-FSUYL | Variant of P-DS | LazrSPEED® Plenum Distribution Cable 12-Fiber Single-Unit | CommScope® |  | P-DS | Fiber indoor cable |  | Discontinued
760163188 | N-024-MZ-5L-F24AQ/B2 | Variant | Fiber indoor cable, LazrSPEED® Riser/LSZH rated, MPO Trunk, interlocking aluminum armored, Multimode OM3, 24 fiber, Gel-free, Feet jacket marking, Aqua jacket color, B2ca flame rating | CommScope® |  | N-MZ | Fiber indoor cable |  | Discontinued
760164210 | Z-036-DZ-8W-FMUBK | Variant of Z-DZ | Fiber indoor/outdoor cable, TeraSPEED® LSZH Riser Distribution, interlocking aluminum armored, 36 fiber multi-unit with 12 fiber subunits, Singlemode G.652.D and G.657.A1, Gel-free, Feet jacket marking, Black jacket color | CommScope® |  | Z-DZ | Fiber indoor/outdoor cable
760164046 | Z-012-DZ-5K-FSUBK | Variant of Z-DZ | Fiber indoor/outdoor cable, LazrSPEED® Riser/LSZH rated, Distribution, interlocking aluminum armored, Multimode OM4, 12 fiber single-unit, Gel-free, Feet jacket marking, Black jacket color | CommScope® |  | Z-DZ | Fiber indoor/outdoor cable
760164772 | P-036-LZ-5K-F12BK/25D | Variant of P-LZ | Fiber indoor/outdoor cable, LazrSPEED®, Plenum Rated, Gel-Free, Stranded Loose Tube with Aluminum Interlocking Armor containing a Plenum Rated Outer Jacket, 36 fiber, Multimode OM4, Feet jacket marking, Black jacket color | CommScope® |  | P-LZ | Fiber indoor/outdoor cable
760164129 | P-072-LZ-5K-F12BK/25D | Variant of P-LZ | Fiber indoor/outdoor cable, LazrSPEED®, Plenum Rated, Multimode OM4, 72 fiber, Gel-Free, Stranded Loose Tube with Aluminum Interlocking Armor jacket, Gel-free, Feet jacket marking, Black jacket color | CommScope® |  | P-LZ | Fiber indoor/outdoor cable
760164731 | R-060-LZ-5L-F12BK/25D | Variant of R-LZ | Fiber indoor/outdoor cable, LazrSPEED®, Gel-Free, 60 fiber, Stranded Loose Tube with Aluminum Interlocking Armor containing a Riser Rated Outer Jacket, Multimode OM3, Feet jacket marking, Black jacket color | CommScope® |  | R-LZ | Fiber indoor/outdoor cable
760251097 | P-024-DS-6F-FSURD | Variant of P-DS | OptiSPEED® Plenum Distribution Cable, 24 fiber single-unit | CommScope® |  | P-DS | Fiber indoor cable |  | Discontinued
760165084 | P-006-DS-8W-FSUGR | Variant of P-DS | Fiber indoor cable, TeraSPEED® Plenum Distribution, 6 fiber single-unit, Singlemode G.652.D and G.657.A1, Feet jacket marking, | CommScope® |  | P-DS | Fiber indoor cable
760101295 | R-012-LN-5K-F12BK/25D | Variant of R-LN | Fiber Indoor/Outdoor cable, LazrSPEED®, Single Jacket All-Dielectric, Riser Rated, 12 fiber, Gel-Free, Stranded Loose Tube, Multimode OM4, Feet jacket marking, Black jacket color | CommScope® |  | R-LN | Fiber indoor/outdoor cable
760101303 | R-024-LN-5K-F12BK/25D | Variant of R-LN | Fiber Indoor/Outdoor cable, LazrSPEED®, Single Jacket All-Dielectric, Riser Rated, 24 fiber, Gel-Free, Stranded Loose Tube, Multimode OM4, Feet jacket marking, Black jacket color | CommScope® |  | R-LN | Fiber indoor/outdoor cable
760101329 | R-072-LN-5K-F12BK/25D | Variant of R-LN | Fiber Indoor/Outdoor cable, LazrSPEED®, Single Jacket All-Dielectric, Riser Rated, 72 fiber, Gel-Free, Stranded Loose Tube, Multimode OM4, Feet jacket marking, Black jacket color | CommScope® |  | R-LN | Fiber indoor/outdoor cable
760101600 | N-012-DS-5L-FSUBK/D | Variant of N-DS | Fiber indoor cable, LazrSPEED® Low Smoke Zero Halogen Riser Distribution, 12 fiber single-unit, Multimode OM3, Feet jacket marking, Black jacket color, Dca flame rating | CommScope® |  | N-DS | Fiber indoor cable
760101535 | Z-024-DS-CM-FSUBK/8W012/5L012/D | Variant of Z-DS | Fiber Indoor/Outdoor cable, TeraSPEED® Low Smoke Zero Halogen Riser Distribution, 24 fiber single-unit, Gel-free, Singlemode + Multimode OM3, Feet jacket marking, Black jacket color, Dca flame rating | CommScope® |  | Z-DS | Fiber indoor/outdoor cable
760104794 | R-036-LN-CM-F12BK/25D/8W012/5K024 | Variant of R-LN | Fiber Indoor/Outdoor cable, TeraSPEED®, Single Jacket All-Dielectric, Riser Rated, 36 fiber, Gel-Free, Stranded Loose Tube, Singlemode + Multimode OM4, Feet jacket marking, Black jacket color | CommScope® |  | R-LN | Fiber indoor/outdoor cable
760106880 | P-012-LN-8W-F12BK/25D | Variant of P-LN | Fiber indoor/outdoor cable, TeraSPEED®, Single Jacket All-Dielectric, Plenum Rated, 12 fiber, Singlemode G.652.D and G.657.A1, Gel-Free, Stranded Loose Tube, PVDF jacket, Black jacket color, Feet cable marking | CommScope® |  | P-LN | Fiber indoor/outdoor cable
760106914 | P-012-LN-5L-F12BK/25D | Variant of P-LN | Fiber indoor/outdoor cable, LazrSPEED®, Single Jacket All-Dielectric, Plenum Rated, Gel-Free, Stranded Loose Tube, PVDF jacket, 12 fiber, Multimode OM3, Black jacket color, Feet cable marking | CommScope® |  | P-LN | Fiber indoor/outdoor cable
760107805 | P-012-LN-5K-F12BK/25D | Variant of P-LN | Fiber indoor/outdoor cable, LazrSPEED®, Single Jacket All-Dielectric, Plenum Rated, , 12 fiberMultimode OM4, Gel-Free, Stranded Loose Tube, PVDF jacket, Black jacket color, Feet cable marking | CommScope® |  | P-LN | Fiber indoor/outdoor cable
760037440 | P-018-OD-5K-FSUBK | Variant of P-OD | Fiber Indoor/Outdoor cable, LazrSPEED® Plenum Distribution, 18 fiber single-unit, Multimode OM4, Gel-free, Feet jacket marking, Black jacket color | CommScope® |  | P-OD | Fiber indoor/outdoor cable
760038158 | P-060-OD-5K-FMUBK | Variant of P-OD | Fiber Indoor/Outdoor cable, LazrSPEED®, Plenum Distribution Cable, 60 fiber multi-unit with 12 fiber subunits, Gel-free, Multimode OM4, Feet jacket marking, Black jacket color | CommScope® |  | P-OD | Fiber indoor/outdoor cable
760039982 | Z-008-DS-5K-FSUBK/D | Variant of Z-DS | Fiber Indoor/Outdoor cable, LazrSPEED®, Low Smoke Zero Halogen Riser Distribution Cable, 8 fiber single-unit, Gel-free, Multimode OM4, Feet jacket marking, Black jacket color, Dca flame rating | CommScope® |  | Z-DS | Fiber indoor/outdoor cable
760037341 | P-002-OD-5L-FSUBK | Variant of P-OD | Fiber indoor/outdoor cable LazrSPEED® Indoor/Outdoor Plenum Distribution, 2 fiber single-unit, Multimode OM3, Gel-free, Feet jacket marking, Black jacket color | CommScope® |  | P-OD | Fiber indoor/outdoor cable
760037358 | P-004-OD-5L-FSUBK | Variant of P-OD | Fiber indoor/outdoor cable LazrSPEED® Indoor/Outdoor Plenum Distribution, 4 fiber single-unit, Multimode OM3, Gel-free, Feet jacket marking, Black jacket color | CommScope® |  | P-OD | Fiber indoor/outdoor cable
760039966 | Z-006-DS-5L-FSUBK/D | Variant of Z-DS | Fiber Indoor/Outdoor cable, LazrSPEED®, Low Smoke Zero Halogen Riser Distribution Cable, 6 fiber single-unit, Gel-free, Multimode OM3, Feet jacket marking, Black jacket color, Dca flame rating | CommScope® |  | Z-DS | Fiber indoor/outdoor cable
760037382 | P-018-OD-5L-FSUBK | Variant of P-OD | Fiber Indoor/Outdoor cable, LazrSPEED® Plenum Distribution, 18 fiber single-unit, Multimode OM3, Gel-free, Feet jacket marking, Black jacket color | CommScope® |  | P-OD | Fiber indoor/outdoor cable
760051599 | R-072-DS-CM-FMUAQ/8W048/5L024 | Variant of R-DS | Fiber indoor cable, TeraSPEED® Riser Distribution, 72 fiber multi-unit with 12 fiber subunits, Composite OM3 and G.652.D and G.657.A1, Gel-free, Feet jacket marking, Aqua jacket color | CommScope® |  | R-DS | Fiber indoor cable
760055038 | N-004-DS-8W-FSUYL/D | Variant of N-DS | Fiber indoor cable, TeraSPEED® Low Smoke Zero Halogen Riser Distribution Cable, 4 fiber single-unit, Gel-free, Singlemode G.652.D and G.657.A1, Feet jacket marking, Yellow jacket color, Dca flame rating | CommScope® |  | N-DS | Fiber indoor cable
760057117 | P-012-DS-CM-FSUAQ/8W006/5K006 | Variant of P-DS | Fiber indoor cable, TeraSPEED® Plenum Distribution, 12-Fiber Single-Unit, Multimode composite, Feet jacket marking, Aqua jacket color | CommScope® |  | P-DS | Fiber indoor cable
760057109 | P-048-DS-CM-FMUAQ/8W024/5K024 | Variant of P-DS | Fiber indoor cable, TeraSPEED® Plenum Distribution, 48 fiber multi-unit with 12 fiber subunits, Composite OM4 and G.652.D and G.657.A1, Gel-free, Feet jacket marking, Aqua jacket color | CommScope® |  | P-DS | Fiber indoor cable
1594771-6 | C-016-DS-8W-MSUYL/GY/C | Variant of C-DS | Indoor/outdoor Fiber Optic Cable, 16 x 900um buffered fiber, office distribution, singlemode, ULSZH, yellow. Provides Rodent Resistance. | CommScope® |  | C-DS | Fiber indoor/outdoor cable |  | Discontinued
1594454-6 | C-024-DS-8W-MSUYL/GY/C | Variant of C-DS | Fiber Indoor/outdoor Cable, office distribution, 24 x 900um buffered fiber, ULSZH, Gel-free, Singlemode OS2 G.652.D and G.657.A1, Meters jacket marking, Yellow jacket color, Cca flame rating. Provides Rodent Resistance. | CommScope® |  | C-DS | Fiber indoor/outdoor cable
1594769-6 | C-002-DS-8W-MSUYL/GY/B | Variant of C-DS | Fiber Indoor/outdoor Cable, office distribution, 2 x 900um buffered fiber, ULSZH, Gel-free, Singlemode OS2, G.652.D and G.657.A1, Meters jacket marking, Yellow jacket color, Cca flame rating. Provides Rodent Resistance. | CommScope® |  | C-DS | Fiber indoor/outdoor cable
1777209-3 |  | Variant of C-DS | Indoor/Outdoor Fiber Optic Cable, 6-fiber, OFCP, ILJA, OM3 | CommScope® |  | C-DS | Fiber indoor/outdoor cable
1777210-3 |  | Variant of C-DS | Indoor/Outdoor Fiber Optic Cable, 12-fiber, OFCP, ILJA, 50/125 µm XG | CommScope® |  | C-DS | Fiber indoor/outdoor cable
1777211-3 |  | Variant of C-DS | Indoor/Outdoor Fiber Optic Cable, 24-fiber, OFCP, 50/125 µm XG | CommScope® |  | C-DS | Fiber indoor/outdoor cable
1777211-4 |  | Variant of C-DS | Indoor/Outdoor Fiber Optic Cable, 24-fiber, OFCP, ILJA, singlemode | CommScope® |  | C-DS | Fiber indoor/outdoor cable
2-1427439-3 |  | Variant of C-LN | Indoor/Outdoor Fiber Optic Cable, 12-fiber, loose tube, LSZH, OM3, 2000 m | CommScope® |  | C-LN | Fiber indoor/outdoor cable |  | Discontinued
2-1427439-4 |  | Variant of C-LN | Indoor/Outdoor Fiber Optic Cable, 12-fiber, singlemode, OS2, LSZH, loose tube, gel-filled, 2000 m | CommScope® |  | C-LN | Fiber indoor/outdoor cable |  | Discontinued
2-1427441-4 |  | Variant of C-LN | Indoor/Outdoor Fiber Optic Cable, 24-fiber, singlemode, OS2, LSZH, loose tube, gel-filled, 2000 m | CommScope® |  | C-LN | Fiber indoor/outdoor cable |  | Discontinued
2-1716211-4 | C-012-L2-8W-M12BK/40G/GY/FS/B | Variant of C-L2 | Fiber Indoor/Outdoor cable, TeraSPEED®, 120 min Fire Survival, Low Smoke Zero Halogen (LSZH), 12 fiber, Gel-Filled, Central Loose Tube, Singlemode G.652.D and G.657.A1, Meters jacket marking, Black jacket color. Provides Rodent Resistance. | CommScope® |  | C-L2 | Fiber indoor/outdoor cable
700218662 | R-002-ZC-5L-F16AQ | Variant of R-ZC | Fiber indoor cable, LazrSPEED® 1.6 mm Riser Zipcord, Multimode OM3, Feet jacket marking, Aqua jacket color | CommScope® |  | R-ZC | Fiber indoor cable
760002071 | P-002-ZC-5L-F29AQ | Variant of P-ZC | Fiber indoor cable, LazrSPEED® 2.9mm Plenum Zipcord, Multimode OM3, Feet jacket marking, Aqua jacket color | CommScope® |  | P-ZC | Fiber indoor cable
760002089 | R-002-ZC-5L-F29AQ | Variant of R-ZC | Fiber indoor cable, LazrSPEED® 2.9mm Riser Zipcord, Multimode OM3, Feet jacket marking, Aqua jacket color | CommScope® |  | R-ZC | Fiber indoor cable
760002097 | N-002-ZC-5L-F29AQ | Variant of N-ZC | Fiber Indoor Cable, LazrSPEED® 2.9 mm Low Smoke Zero Halogen Riser, 2-fiber Zipcord, Multimode OM3, Feet jacket marking, Aqua jacket color | CommScope® |  | N-ZC | Fiber indoor cable
760004309 | N-072-DS-8W-FMUYL | Variant of N-DS | Fiber indoor cable, TeraSPEED® Low Smoke Zero Halogen Riser Distribution, 72 fiber multi-unit with 12 fiber subunits, Gel-free, Singlemode G.652.D and G.657.A1, Feet jacket marking, Yellow jacket color | CommScope® |  | N-DS | Fiber indoor cable
760004408 | R-002-DS-8W-FSUYL | Variant of R-DS | Fiber indoor cable, TeraSPEED® Riser Distribution, Singlemode G.652.D and G.657.A1, 2 fiber single-unit, Feet jacket marking, Yellow jacket color | CommScope® |  | R-DS | Fiber indoor cable
760004317 | P-002-DS-8W-FSUYL | Variant of P-DS | Fiber indoor cable, TeraSPEED® Plenum Distribution, 2-Fiber Single-Unit, Singlemode G.652.D and G.657.A1, Feet jacket marking, Yellow jacket color | CommScope® |  | P-DS | Fiber indoor cable
760004507 | R-002-ZC-8W-F29YL | Variant of R-ZC | Fiber indoor cable, TeraSPEED® 2.9 mm Riser Zipcord, Singlemode G.652.D and G.657.A1, Feet jacket marking, Yellow jacket color | CommScope® |  | R-ZC | Fiber indoor cable
760004424 | R-006-DS-8W-FSUYL | Variant of R-DS | Fiber indoor cable, TeraSPEED® Riser Distribution, Singlemode G.652.D and G.657.A1, 6 fiber single-unit, Feet jacket marking, Yellow jacket color | CommScope® |  | R-DS | Fiber indoor cable
760004325 | P-004-DS-8W-FSUYL | Variant of P-DS | Fiber indoor cable, TeraSPEED® Plenum Distribution, 4 fiber single-unit, Singlemode G.652.D and G.657.A1, Feet jacket marking, Yellow jacket color | CommScope® |  | P-DS | Fiber indoor cable
760004184 | Z-012-DS-8W-FSUBK/D | Variant of Z-DS | Fiber Indoor/Outdoor cable, TeraSPEED® Low Smoke Zero Halogen Riser Distribution, 12 fiber single-unit, Gel-free, Singlemode G.652.D and G.657.A1, Feet jacket marking, Black jacket color, Dca flame rating | CommScope® |  | Z-DS | Fiber indoor/outdoor cable
760004333 | P-006-DS-8W-FSUYL | Variant of P-DS | Fiber indoor cable, TeraSPEED® Plenum Distribution, 6 fiber single-unit, Singlemode G.652.D and G.657.A1, Feet jacket marking, Yellow jacket color | CommScope® |  | P-DS | Fiber indoor cable
760004440 | R-012-DS-8W-FSUYL | Variant of R-DS | Fiber indoor cable, TeraSPEED® Riser Distribution, Singlemode G.652.D and G.657.A1, 12 fiber single-unit, Feet jacket marking, Yellow jacket color | CommScope® |  | R-DS | Fiber indoor cable
760004549 | P-002-ZC-8W-F29YL | Variant of P-ZC | Fiber indoor cable, TeraSPEED® 2.9 mm Plenum Zipcord, Singlemode G.652.D and G.657.A1, Feet jacket marking, Yellow jacket color | CommScope® |  | P-ZC | Fiber indoor cable
760004358 | P-012-DS-8W-FSUYL | Variant of P-DS | Fiber indoor cable, TeraSPEED® Plenum Distribution, 12-Fiber Single-Unit, Singlemode G.652.D and G.657.A1, Feet jacket marking, Yellow jacket color | CommScope® |  | P-DS | Fiber indoor cable
760004481 | R-072-DS-8W-FMUYL | Variant of R-DS | Fiber indoor cable, TeraSPEED® Riser Distribution, 72 fiber multi-unit with 12 fiber subunits, Singlemode G.652.D and G.657.A1, Gel-free, Feet jacket marking, Yellow jacket color | CommScope® |  | R-DS | Fiber indoor cable
760004382 | P-048-DS-8W-FMUYL | Variant of P-DS | Fiber indoor cable, TeraSPEED® Plenum Distribution, 48 fiber multi-unit with 12 fiber subunits, Singlemode G.652.D and G.657.A1, Gel-free, Feet jacket marking, Yellow jacket color | CommScope® |  | P-DS | Fiber indoor cable
760004390 | P-072-DS-8W-FMUYL | Variant of P-DS | Fiber indoor cable, TeraSPEED® Plenum Distribution, 72 fiber multi-unit with 12 fiber subunits, Singlemode G.652.D and G.657.A1, Gel-free, Feet jacket marking, Yellow jacket color | CommScope® |  | P-DS | Fiber indoor cable
760004242 | N-006-DS-8W-FSUYL/D | Variant of N-DS | Fiber indoor cable, TeraSPEED® Low Smoke Zero Halogen Riser Distribution, 6 fiber single-unit, Singlemode G.652.D and G.657.A1, Feet jacket marking, Yellow jacket color, Dca flame rating | CommScope® |  | N-DS | Fiber indoor cable
760006650 | Z-012-DS-5K-FSUBK/D | Variant of Z-DS | Fiber Indoor/Outdoor cable, LazrSPEED®, Low Smoke Zero Halogen Riser Distribution Cable, 12 fiber single-unit, Gel-free, Multimode OM4, Feet jacket marking, Black jacket color, Dca flame rating | CommScope® |  | Z-DS | Fiber indoor/outdoor cable
760007484 | Z-036-DS-5K-FMUBK | Variant of Z-DS | Fiber Indoor/Outdoor cable, LazrSPEED®, Low Smoke Zero Halogen Riser Distribution Cable, 36 fiber multi-unit with 12 fiber subunits, Gel-free, Multimode OM4, Feet jacket marking, Black jacket color | CommScope® |  | Z-DS | Fiber indoor/outdoor cable
760007591 | R-012-DS-CM-FSUSL/8W006/6F006 | Variant of R-DS | Fiber indoor cable, TeraSPEED® Riser Distribution, Multimode composite, 12 fiber single-unit, Feet jacket marking, Slate jacket color | CommScope® |  | R-DS | Fiber indoor cable
760007898 | R-004-DS-CM-FSUAQ/8W002/5L002 | Variant of R-DS | Fiber indoor cable, TeraSPEED® Riser Distribution, Multimode composite, 4 fiber single-unit, Feet jacket marking, Aqua jacket color | CommScope® |  | R-DS | Fiber indoor cable
760004283 | N-036-DS-8W-FMUYL/C | Variant of N-DS | Fiber indoor cable, TeraSPEED® Low Smoke Zero Halogen Riser Distribution, 36 fiber multi-unit with 12 fiber subunits, Gel-free, Singlemode G.652.D and G.657.A1, Feet jacket marking, Yellow jacket color, Cca flame rating | CommScope® |  | N-DS | Fiber indoor cable
760008029 | R-048-DS-CM-FMUAQ/8W024/5L024 | Variant of R-DS | Fiber indoor cable, TeraSPEED® Riser Distribution, 48 fiber multi-unit with 12 fiber subunits, Composite OM3 and G.652.D and G.657.A1, Gel-free, Feet jacket marking, Aqua jacket color | CommScope® |  | R-DS | Fiber indoor cable
760007906 | R-006-DS-CM-FSUAQ/8W002/5L004 | Variant of R-DS | Fiber indoor cable, TeraSPEED® Riser Distribution, Multimode composite, 6 fiber single-unit, Feet jacket marking, Aqua jacket color | CommScope® |  | R-DS | Fiber indoor cable
760008045 | R-072-DS-CM-FMUAQ/8W024/5L048 | Variant of R-DS | Fiber indoor cable, TeraSPEED® Riser Distribution, 72 fiber multi-unit with 12 fiber subunits, Composite OM3 and G.652.D and G.657.A1, Gel-free, Feet jacket marking, Aqua jacket color | CommScope® |  | R-DS | Fiber indoor cable
760008102 | P-008-DS-CM-FSUAQ/8W004/5L004 | Variant of P-DS | Fiber indoor cable, TeraSPEED® Plenum Distribution, 8 fiber single-unit, Multimode composite, Feet jacket marking, Aqua jacket color | CommScope® |  | P-DS | Fiber indoor cable
760008110 | P-012-DS-CM-FSUAQ/8W004/5L008 | Variant of P-DS | Fiber indoor cable, TeraSPEED® Plenum Distribution, 12-Fiber Single-Unit, Multimode composite, Feet jacket marking, Aqua jacket color | CommScope® |  | P-DS | Fiber indoor cable
760008227 | P-072-DS-CM-FMUAQ/8W024/5L048 | Variant of P-DS | Fiber indoor cable, TeraSPEED® Plenum Distribution, 72 fiber multi-unit with 12 fiber subunits, Composite OM3 and G.652.D and G.657.A1, Gel-free, Feet jacket marking, Aqua jacket color | CommScope® |  | P-DS | Fiber indoor cable
760008128 | P-012-DS-CM-FSUAQ/8W006/5L006 | Variant of P-DS | Fiber indoor cable, TeraSPEED® Plenum Distribution, 12-Fiber Single-Unit, Multimode composite, Feet jacket marking, Aqua jacket color | CommScope® |  | P-DS | Fiber indoor cable
760008235 | P-072-DS-CM-FMUAQ/8W012/5L060 | Variant of P-DS | Fiber indoor cable, TeraSPEED® Plenum Distribution, 72 fiber multi-unit with 12 fiber subunits, Composite OM3 and G.652.D and G.657.A1, Gel-free, Feet jacket marking, Aqua jacket color | CommScope® |  | P-DS | Fiber indoor cable
760008086 | P-006-DS-CM-FSUAQ/8W002/5L004 | Variant of P-DS | Fiber indoor cable, TeraSPEED® Plenum Distribution, 6 fiber single-unit, Multimode composite, Feet jacket marking, Aqua jacket color | CommScope® |  | P-DS | Fiber indoor cable
6-1553346-4 |  | Variant of C-DS | Indoor/Outdoor Fiber Optic Cable, Dry, 12-fiber, OFNR, OM3, black | CommScope® |  | C-DS | Fiber indoor/outdoor cable |  | Discontinued
6-1553346-5 |  | Variant of C-DS | Indoor/Outdoor Fiber Optic Cable, Dry, 12-fiber, OFNR, OM4, black | CommScope® |  | C-DS | Fiber indoor/outdoor cable
6-1553347-3 |  | Variant of C-DS | Indoor/Outdoor Fiber Optic Cable, Dry, 12-fiber, singlemode, OS2, OFNP, loose tube, dry, black | CommScope® |  | C-DS | Fiber indoor/outdoor cable
6-1553342-4 |  | Variant of C-DS | Indoor/Outdoor Fiber Optic Cable, Dry, 6-fiber, OFNR, OM3, black | CommScope® |  | C-DS | Fiber indoor/outdoor cable
6-1553540-3 |  | Variant of C-DS | Indoor/Outdoor Fiber Optic Cable, 12-fiber, 1 x 12, OFNP, OS2, black | CommScope® |  | C-DS | Fiber indoor/outdoor cable
6-2193059-3 |  | Variant of C-DS | Indoor/Outdoor Fiber Optic Cable, 2-fiber, OFNR, Singlemode, black | CommScope® |  | C-DS | Fiber indoor/outdoor cable
760058487 | N-004-DS-5L-FSURD/D | Variant of N-DS | Fiber indoor cable, LazrSPEED® Low Smoke Zero Halogen Riser Distribution, 4 fiber single-unit, Multimode OM3, Feet jacket marking, Red jacket color, Dca flame rating | CommScope® |  | N-DS | Fiber indoor cable
760065748 | P-024-DS-CM-FSUAQ/8W012/5K012 | Variant of P-DS | Fiber indoor cable, TeraSPEED® Plenum Distribution, 24 fiber single-unit, Multimode composite, Feet jacket marking, Aqua jacket color | CommScope® |  | P-DS | Fiber indoor cable
760065755 | P-036-DS-CM-FMUAQ/8W012/5K024 | Variant of P-DS | Fiber indoor cable, TeraSPEED® Plenum Distribution, 36 fiber multi-unit with 12 fiber subunits, Composite OM4 and G.652.D and G.657.A1, Gel-free, Feet jacket marking, Aqua jacket color | CommScope® |  | P-DS | Fiber indoor cable
760065979 | R-012-DS-5L-FSUGR | Variant of R-DS | Fiber indoor cable, LazrSPEED® Riser Distribution, 12-Fiber Single-Unit, Multimode OM3, Feet jacket marking, Green jacket color | CommScope® |  | R-DS | Fiber indoor cable
760068718 | Z-004-DS-8W-FSUBK/D | Variant of Z-DS | Fiber indoor/outdoor cable, TeraSPEED® LSZH Riser Distribution, 4 fiber single-unit, Singlemode G.652.D and G.657.A1, Feet jacket marking, Black jacket color, Dca flame rating | CommScope® |  | Z-DS | Fiber indoor/outdoor cable |  | Discontinued
760067595 | Z-072-DS-8W-FMUBK | Variant of Z-DS | Fiber Indoor/Outdoor cable, TeraSPEED® Low Smoke Zero Halogen Riser Distribution, 72 fiber multi-unit with 12 fiber subunits, Gel-free, Singlemode G.652.D and G.657.A1, Feet jacket marking, Black jacket color | CommScope® |  | Z-DS | Fiber indoor/outdoor cable
760069831 | N-048-DS-5K-FMUAQ/C | Variant of N-DS | Fiber indoor cable, LazrSPEED® Low Smoke Zero Halogen Riser Distribution, 48 fiber multi-unit with 12 fiber subunits, Gel-free, Multimode OM4, Feet jacket marking, Aqua jacket color, Cca flame rating | CommScope® |  | N-DS | Fiber indoor cable
760070292 | Z-024-DS-5L-FSUBK/D | Variant of Z-DS | Fiber Indoor/Outdoor cable, LazrSPEED®, Low Smoke Zero Halogen Riser Distribution Cable, 24 fiber single-unit, Gel-free, Multimode OM3, Feet jacket marking, Black jacket color, Dca flame rating | CommScope® |  | Z-DS | Fiber indoor/outdoor cable
760072652 | N-036-DS-5K-FMUAQ/C | Variant of N-DS | Fiber indoor cable, LazrSPEED® Low Smoke Zero Halogen Riser Distribution, 36 fiber multi-unit with 12 fiber subunits, Gel-free, Multimode OM4, Feet jacket marking, Aqua jacket color, Cca flame rating | CommScope® |  | N-DS | Fiber indoor cable
760070300 | Z-024-DS-5K-FSUBK/D | Variant of Z-DS | Fiber Indoor/Outdoor cable, LazrSPEED®, Low Smoke Zero Halogen Riser Distribution Cable, 24 fiber single-unit, Gel-free, Multimode OM4, Feet jacket marking, Black jacket color, Dca flame rating | CommScope® |  | Z-DS | Fiber indoor/outdoor cable
760073072 | R-012-DS-5L-FSUSL | Variant of R-DS | Fiber indoor cable, LazrSPEED® Riser Distribution, 12-Fiber Single-Unit, Multimode OM3, Feet jacket marking, Slate jacket color | CommScope® |  | R-DS | Fiber indoor cable
760073080 | R-012-DS-5L-FSUBK | Variant of R-DS | Fiber indoor cable, LazrSPEED® Riser Distribution, 12-Fiber Single-Unit, Multimode OM3, Feet jacket marking, Black jacket color | CommScope® |  | R-DS | Fiber indoor cable
760073098 | R-024-DS-5L-FSUBK | Variant of R-DS | Fiber indoor cable, LazrSPEED® Riser Distribution, 24-Fiber Single-Unit, Multimode OM3, Feet jacket marking, Black jacket color | CommScope® |  | R-DS | Fiber indoor cable
760073403 | Z-008-DS-8W-FSUBK/D | Variant of Z-DS | Fiber indoor/outdoor cable, TeraSPEED® LSZH Riser Distribution, 8 fiber single-unit, Singlemode G.652.D and G.657.A1, Feet jacket marking, Black jacket color, Dca flame rating | CommScope® |  | Z-DS | Fiber indoor/outdoor cable
760073775 | Z-012-DS-CM-FSUBK/8W006/6F006/D | Variant of Z-DS | Fiber Indoor/Outdoor cable, TeraSPEED® Low Smoke Zero Halogen Riser Distribution, 12 fiber single-unit, Gel-free, Singlemode + Multimode OM1, Feet jacket marking, Black jacket color, Dca flame rating | CommScope® |  | Z-DS | Fiber indoor/outdoor cable
760086439 | R-036-LN-8W-F12BK/25D | Variant of R-LN | Fiber Indoor/Outdoor cable, TeraSPEED®, Single Jacket All-Dielectric, Riser Rated, 36 fiber, Gel-Free, Stranded Loose Tube, Singlemode G.652.D and G.657.A1, Feet jacket marking, Black jacket color | CommScope® |  | R-LN | Fiber indoor/outdoor cable
760086371 | R-012-LN-8W-F12BK/25D | Variant of R-LN | Fiber Indoor/Outdoor cable, TeraSPEED®, Single Jacket All-Dielectric, Riser Rated, 12 fiber, Gel-Free, Stranded Loose Tube, Singlemode G.652.D and G.657.A1, Feet jacket marking, Black jacket color | CommScope® |  | R-LN | Fiber indoor/outdoor cable
760008094 | P-008-DS-CM-FSUAQ/8W002/5L006 | Variant of P-DS | Fiber indoor cable, TeraSPEED® Plenum Distribution, 8 fiber single-unit, Multimode composite, Feet jacket marking, Aqua jacket color | CommScope® |  | P-DS | Fiber indoor cable
760007930 | R-012-DS-CM-FSUAQ/8W004/5L008 | Variant of R-DS | Fiber indoor cable, TeraSPEED® Riser Distribution, Multimode composite, 12 fiber single-unit, Feet jacket marking, Aqua jacket color | CommScope® |  | R-DS | Fiber indoor cable
760009225 | N-012-DS-CM-FSUAQ/8W004/5L008/D | Variant of N-DS | Fiber indoor cable, TeraSPEED® Low Smoke Zero Halogen Riser Distribution, 12 fiber single-unit, Gel-free, Singlemode + Multimode OM3, Feet jacket marking, Aqua jacket color, Dca flame rating | CommScope® |  | N-DS | Fiber indoor cable
760008219 | P-060-DS-CM-FMUAQ/8W012/5L048 | Variant of P-DS | Fiber indoor cable, TeraSPEED® Plenum Distribution, 60 fiber multi-unit with 12 fiber subunits, Composite OM3 and G.652.D and G.657.A1, Gel-free, Feet jacket marking, Aqua jacket color | CommScope® |  | P-DS | Fiber indoor cable
760009753 | Z-006-DS-8W-FSUBK/D | Variant of Z-DS | Fiber indoor/outdoor cable, TeraSPEED® LSZH Riser Distribution, 6 fiber single-unit, Singlemode G.652.D and G.657.A1, Feet jacket marking, Black jacket color, Dca flame rating | CommScope® |  | Z-DS | Fiber indoor/outdoor cable
760010579 | R-002-ZC-5K-F29AQ | Variant of R-ZC | Fiber indoor cable, LazrSPEED® 2.9mm Riser Zipcord, Multimode OM4, Feet jacket marking, Aqua jacket color | CommScope® |  | R-ZC | Fiber indoor cable
760009191 | N-006-DS-CM-FSUAQ/8W002/5L004/D | Variant of N-DS | Fiber indoor cable, TeraSPEED® Low Smoke Zero Halogen Riser Distribution, 6 fiber single-unit, singlemode/multimode OM3, Feet jacket marking, Aqua jacket color, Dca flame rating | CommScope® |  | N-DS | Fiber indoor cable
760009217 | N-008-DS-CM-FSUAQ/8W004/5L004/D | Variant of N-DS | Fiber indoor cable, TeraSPEED® Low Smoke Zero Halogen Riser Distribution, 8 fiber single-unit, singlemode/multimode OM3, Feet jacket marking, Aqua jacket color, Dca flame rating | CommScope® |  | N-DS | Fiber indoor cable
760012104 | R-006-DS-5K-FSUAQ | Variant of R-DS | Fiber indoor cable, LazrSPEED® Riser Distribution, 6-Fiber Single-Unit, Multimode OM4, Feet jacket marking, Aqua jacket color | CommScope® |  | R-DS | Fiber indoor cable
760008516 | R-008-DS-5L-FSUAQ | Variant of R-DS | Fiber indoor cable, LazrSPEED® Riser Distribution, 8-Fiber Single-Unit, Multimode OM3, Feet jacket marking, Aqua jacket color | CommScope® |  | R-DS | Fiber indoor cable
760010132 | P-096-DS-5L-FMUAQ | Variant of P-DS | Fiber indoor cable, LazrSPEED® Plenum Distribution, 96-Fiber Multi-Unit with 12-Fiber Subunits, Multimode OM3, Gel-free, Feet jacket marking, Aqua jacket color | CommScope® |  | P-DS | Fiber indoor cable
760012278 | N-002-ZC-5K-F29AQ | Variant of N-ZC | Fiber Indoor Cable, LazrSPEED® 2.9 mm Low Smoke Zero Halogen Riser, 2-fiber Zipcord, Multimode OM4, Feet jacket marking, Aqua jacket color | CommScope® |  | N-ZC | Fiber indoor cable
760010561 | R-001-SP-5K-F29AQ | Variant of R-SP | Fiber indoor cable, LazrSPEED® 2.9 mm diameter, Riser, 1 fiber, Multimode OM4, Feet jacket marking, Aqua jacket color | CommScope® |  | R-SP | Fiber indoor cable
760018630 | P-024-DS-8W-FSUYL | Variant of P-DS | Fiber indoor cable, TeraSPEED® Plenum Distribution, 24 fiber single-unit, Singlemode G.652.D and G.657.A1, Feet jacket marking,Yellow jacket color | CommScope® |  | P-DS | Fiber indoor cable
760009282 | N-036-DS-CM-FMUAQ/8W012/5L024/C | Variant of N-DS | Fiber indoor cable, TeraSPEED® Low Smoke Zero Halogen Riser Distribution, 36 fiber multi-unit with 12 fiber subunits, Gel-free, Singlemode + Multimode OM3, Feet jacket marking, Aqua jacket color, Cca flame rating | CommScope® |  | N-DS | Fiber indoor cable
760018556 | R-024-DS-5L-FSUAQ | Variant of R-DS | Fiber indoor cable, LazrSPEED® Riser Distribution, 24-Fiber Single-Unit, Multimode OM3, Feet jacket marking, Aqua jacket color | CommScope® |  | R-DS | Fiber indoor cable
760018051 | P-096-DS-8W-FMUYL | Variant of P-DS | Fiber indoor cable, TeraSPEED® Plenum Distribution, 96 fiber multi-unit with 12 fiber subunits, Singlemode G.652.D and G.657.A1, Gel-free, Feet jacket marking, Yellow jacket color | CommScope® |  | P-DS | Fiber indoor cable
760018689 | P-024-DS-5L-FSUAQ | Variant of P-DS | Fiber indoor cable, LazrSPEED® Plenum Distribution Cable, 24 fiber single-unit, Multimode OM3, Feet jacket marking, Aqua jacket color | CommScope® |  | P-DS | Fiber indoor cable
760018739 | P-018-DS-CM-FSUAQ/8W006/5L012 | Variant of P-DS | Fiber indoor cable, TeraSPEED® Fiber Plenum Distribution, singlemode/multimode, 18 fiber single-unit, Feet jacket marking, Aqua jacket color | CommScope® |  | P-DS | Fiber indoor cable
760018697 | P-024-DS-5K-FSUAQ | Variant of P-DS | Fiber indoor cable, LazrSPEED® Plenum Distribution Cable, 24 fiber single-unit, Multimode OM4, Feet jacket marking, Aqua jacket color | CommScope® |  | P-DS | Fiber indoor cable
760009308 | N-048-DS-CM-FMUAQ/8W012/5L036/C | Variant of N-DS | Fiber indoor cable, TeraSPEED® Low Smoke Zero Halogen Riser Distribution, 48 fiber multi-unit with 12 fiber subunits, Gel-free, Singlemode + Multimode OM3, Feet jacket marking, Aqua jacket color, Cca flame rating | CommScope® |  | N-DS | Fiber indoor cable
760018515 | R-024-DS-8W-FSUYL | Variant of R-DS | Fiber indoor cable, TeraSPEED® Riser Distribution, Singlemode G.652.D and G.657.A1, 24 fiber single-unit, Feet jacket marking, Yellow jacket color | CommScope® |  | R-DS | Fiber indoor cable
760018614 | R-024-DS-CM-FSUAQ/8W006/5L018 | Variant of R-DS | Fiber indoor cable, TeraSPEED® Riser Distribution, Multimode composite, 24 fiber single-unit, Feet jacket marking, Aqua jacket color | CommScope® |  | R-DS | Fiber indoor cable
760019075 | N-024-DS-8W-FSUYL/D | Variant of N-DS | Fiber indoor cable, TeraSPEED® Low Smoke Zero Halogen Riser Distribution, 24 fiber single-unit, Singlemode G.652.D and G.657.A1, Feet jacket marking, Yellow jacket color, Dca flame rating | CommScope® |  | N-DS | Fiber indoor cable
760019174 | N-018-DS-CM-FSUAQ/8W006/5L012/D | Variant of N-DS | Fiber indoor cable, TeraSPEED® Low Smoke Zero Halogen Riser Distribution, 18 fiber single-unit, singlemode/multimode OM3, Feet jacket marking, Aqua jacket color, Dca flame rating | CommScope® |  | N-DS | Fiber indoor cable
760018879 | P-144-DS-5L-FMUAQ | Variant of P-DS | Fiber indoor cable, LazrSPEED® Plenum Distribution, 144 fiber multi-unit with 12 fiber subunits, Multimode OM3, Feet jacket marking, Aqua jacket color | CommScope® |  | P-DS | Fiber indoor cable
760021691 | P-096-DS-5K-FMUAQ | Variant of P-DS | Fiber indoor cable, LazrSPEED® Plenum Distribution, 96 fiber multi-unit with 12 fiber subunits, Multimode OM4, Feet jacket marking, Aqua jacket color | CommScope® |  | P-DS | Fiber indoor cable
760018887 | R-144-DS-8W-FMUYL | Variant of R-DS | Fiber indoor cable, TeraSPEED® Riser Distribution, 144 fiber multi-unit with 12 fiber subunits, Singlemode G.652.D and G.657.A1, Gel-free, Feet jacket marking, Yellow jacket color | CommScope® |  | R-DS | Fiber indoor cable
760019109 | N-024-DS-5L-FSUAQ/D | Variant of N-DS | Fiber indoor cable, LazrSPEED® Low Smoke Zero Halogen Riser Distribution, 24 fiber single-unit, Gel-free, Multimode OM3, Feet jacket marking, Aqua jacket color, Dca flame rating | CommScope® |  | N-DS | Fiber indoor cable
760009332 | N-072-DS-CM-FMUAQ/8W024/5L048 | Variant of N-DS | Fiber indoor cable, TeraSPEED® Low Smoke Zero Halogen Riser Distribution, 72 fiber multi-unit with 12 fiber subunits, Gel-free, Singlemode + Multimode OM3, Feet jacket marking, Aqua jacket color | CommScope® |  | N-DS | Fiber indoor cable
760019117 | N-024-DS-5K-FSUAQ/D | Variant of N-DS | Fiber indoor cable, LazrSPEED® Low Smoke Zero Halogen Riser Distribution, 24 fiber single-unit, Gel-free, Multimode OM4, Feet jacket marking, Aqua jacket color, Dca flame rating | CommScope® |  | N-DS | Fiber indoor cable
760024554 | P-048-DS-5K-FMUAQ | Variant of P-DS | Fiber indoor cable, LazrSPEED® Plenum Distribution, 48-Fiber Multi-Unit with 12-Fiber Subunits, Multimode OM4, Gel-free, Feet jacket marking, Aqua jacket color | CommScope® |  | P-DS | Fiber indoor cable
760024869 | P-144-DS-5K-FMUAQ | Variant of P-DS | Fiber indoor cable, LazrSPEED® Plenum Distribution, 144-Fiber Multi-Unit with 12-Fiber Subunits, Multimode OM4, Gel-free, Feet jacket marking, Aqua jacket color | CommScope® |  | P-DS | Fiber indoor cable
760026864 | R-096-DS-5K-FMUAQ | Variant of R-DS | Fiber indoor cable, LazrSPEED® Riser Distribution, 96 fiber Multi-Unit with 12-Fiber Subunits, Multimode OM4, Gel-free, Feet jacket marking, Aqua jacket color | CommScope® |  | R-DS | Fiber indoor cable
760026872 | R-144-DS-5K-FMUAQ | Variant of R-DS | Fiber indoor cable, LazrSPEED® Riser Distribution, 144 fiber Multi-Unit with 12-Fiber Subunits, Multimode OM4, Gel-free, Feet jacket marking, Aqua jacket color | CommScope® |  | R-DS | Fiber indoor cable
760026823 | R-096-DS-8W-FMUYL | Variant of R-DS | Fiber indoor cable, TeraSPEED® Riser Distribution, 96 fiber multi-unit with 12 fiber subunits, Singlemode G.652.D and G.657.A1, Gel-free, Feet jacket marking, Yellow jacket color | CommScope® |  | R-DS | Fiber indoor cable
760025437 | Z-048-DS-CM-FMUBK/8W024/5L024 | Variant of Z-DS | Fiber Indoor/Outdoor cable, TeraSPEED® Low Smoke Zero Halogen Riser Distribution, 48 fiber multi-unit with 12 fiber subunits, Gel-free, Singlemode + Multimode OM3, Feet jacket marking, Black jacket color | CommScope® |  | Z-DS | Fiber indoor/outdoor cable
760037200 | P-018-OD-8W-FSUBK | Variant of P-OD | Fiber Indoor/Outdoor cable, TeraSPEED® Plenum Distribution, 18 fiber single-unit, Singlemode G.652.D and G.657.A1, Gel-free, Feet jacket marking, black jacket color | CommScope® |  | P-OD | Fiber indoor/outdoor cable
760037218 | P-024-OD-8W-FSUBK | Variant of P-OD | Fiber Indoor/Outdoor cable, TeraSPEED® Plenum Distribution, 24 fiber single-unit, Singlemode G.652.D and G.657.A1, Gel-free, Feet jacket marking, black jacket color | CommScope® |  | P-OD | Fiber indoor/outdoor cable
760036418 | P-006-OD-5L-FSUBK | Variant of P-OD | Fiber indoor/outdoor cable LazrSPEED® Indoor/Outdoor Plenum Distribution, 6 fiber single-unit, Multimode OM3, Gel-free, Feet jacket marking, Black jacket color | CommScope® |  | P-OD | Fiber indoor/outdoor cable
760037408 | P-002-OD-5K-FSUBK | Variant of P-OD | Fiber indoor/outdoor cable LazrSPEED® Indoor/Outdoor Plenum Distribution, 2 fiber single-unit, Multimode OM4, Gel-free, Feet jacket marking, Black jacket color | CommScope® |  | P-OD | Fiber indoor/outdoor cable
760037168 | P-002-OD-8W-FSUBK | Variant of P-OD | Fiber indoor/outdoor cable, TeraSPEED® Plenum Distribution, 2 fiber single-unit, Singlemode G.652.D and G.657.A1, Feet jacket marking, Black jacket color | CommScope® |  | P-OD | Fiber indoor/outdoor cable
760037184 | P-008-OD-8W-FSUBK | Variant of P-OD | Fiber indoor/outdoor cable TeraSPEED® Indoor/Outdoor Plenum Distribution, 8 fiber single-unit, Singlemode G.652.D and G.657.A1, Gel-free, Feet jacket marking, black jacket color | CommScope® |  | P-OD | Fiber indoor/outdoor cable
760036384 | P-006-OD-8W-FSUBK | Variant of P-OD | Fiber indoor/outdoor cable, TeraSPEED® Plenum Distribution, 6 fiber single-unit, Singlemode G.652.D and G.657.A1, Feet jacket marking, Black jacket color | CommScope® |  | P-OD | Fiber indoor/outdoor cable
760037192 | P-012-OD-8W-FSUBK | Variant of P-OD | Fiber indoor/outdoor cable, TeraSPEED® Plenum Distribution, 12 fiber single-unit, Singlemode G.652.D and G.657.A1, Feet jacket marking, Black jacket color | CommScope® |  | P-OD | Fiber indoor/outdoor cable
760038166 | P-072-OD-5K-FMUBK | Variant of P-OD | Fiber Indoor/Outdoor cable, LazrSPEED®, Plenum Distribution Cable, 72 fiber multi-unit with 12 fiber subunits, Gel-free, Multimode OM4, Feet jacket marking, Black jacket color | CommScope® |  | P-OD | Fiber indoor/outdoor cable
760038174 | P-096-OD-5K-FMUBK | Variant of P-OD | Fiber Indoor/Outdoor cable, LazrSPEED®, Plenum Distribution Cable, 96 fiber multi-unit with 12 fiber subunits, Gel-free, Multimode OM4, Feet jacket marking, Black jacket color | CommScope® |  | P-OD | Fiber indoor/outdoor cable
760038083 | P-048-OD-5L-FMUBK | Variant of P-OD | Fiber Indoor/Outdoor cable, LazrSPEED®, Plenum Distribution Cable, 48 fiber multi-unit with 12 fiber subunits, Gel-free, Multimode OM3, Feet jacket marking, Black jacket color | CommScope® |  | P-OD | Fiber indoor/outdoor cable
760038091 | P-060-OD-5L-FMUBK | Variant of P-OD | Fiber Indoor/Outdoor cable, LazrSPEED®, Plenum Distribution Cable, 60 fiber multi-unit with 12 fiber subunits, Gel-free, Multimode OM3, Feet jacket marking, Black jacket color | CommScope® |  | P-OD | Fiber indoor/outdoor cable
760038182 | P-144-OD-5K-FMUBK | Variant of P-OD | Fiber Indoor/Outdoor cable, LazrSPEED®, Plenum Distribution Cable, 144 fiber multi-unit with 12 fiber subunits, Gel-free, Multimode OM4, Feet jacket marking, Black jacket color | CommScope® |  | P-OD | Fiber indoor/outdoor cable
760037937 | P-096-OD-8W-FMUBK | Variant of P-OD | Fiber indoor/outdoor cable, TeraSPEED® Plenum Distribution, 96 fiber multi-unit with 12 fiber subunits, Singlemode G.652.D and G.657.A1, Gel-free, Feet jacket marking, Black jacket color | CommScope® |  | P-OD | Fiber indoor/outdoor cable
760038109 | P-072-OD-5L-FMUBK | Variant of P-OD | Fiber Indoor/Outdoor cable, LazrSPEED®, Plenum Distribution Cable, 72 fiber multi-unit with 12 fiber subunits, Gel-free, Multimode OM3, Feet jacket marking, Black jacket color | CommScope® |  | P-OD | Fiber indoor/outdoor cable
760037945 | P-144-OD-8W-FMUBK | Variant of P-OD | Fiber indoor/outdoor cable, TeraSPEED® Plenum Distribution, 144 fiber multi-unit with 12 fiber subunits, Singlemode G.652.D and G.657.A1, Gel-free, Feet jacket marking, Black jacket color | CommScope® |  | P-OD | Fiber indoor/outdoor cable
760086587 | R-024-LN-CM-F12BK/25D/8W012/6F012 | Variant of R-LN | Fiber Indoor/Outdoor cable, TeraSPEED®, Single Jacket All-Dielectric, Riser Rated, 24 fiber, Gel-Free, Stranded Loose Tube, Singlemode + Multimode OM1, Feet jacket marking, Black jacket color | CommScope® |  | R-LN | Fiber indoor/outdoor cable
760086652 | R-144-LN-8W-F12BK/25D | Variant of R-LN | Fiber Indoor/Outdoor cable, TeraSPEED®, Single Jacket All-Dielectric, Riser Rated, 144 fiber, Gel-Free, Stranded Loose Tube, Singlemode G.652.D and G.657.A1, Feet jacket marking, Black jacket color | CommScope® |  | R-LN | Fiber indoor/outdoor cable
760256239 | C-012-LN-5K-M12BK/15D/B2 | Variant of C-LN | Fiber Indoor/outdoor Cable, Low Smoke Zero Halogen / 12 fiber Microsheath, Gel-free , Meters jacket marking, Black jacket color, B2ca flame rating | CommScope® |  | C-LN | Fiber indoor/outdoor cable
760256140 | C-036-LN-8W-M12BK/15D/B2 | Variant of C-LN | Fiber Indoor/outdoor Cable, Low Smoke Zero Halogen / 36 fiber Microsheath,, Gel-free, Singlemode , Meters jacket marking, Black jacket color, B2ca flame rating | CommScope® |  | C-LN | Fiber indoor/outdoor cable
760256242 | C-048-LN-5K-M12BK/15D/B2 | Variant of C-LN | Fiber Indoor/outdoor Cable, Low Smoke Zero Halogen / 48 fiber Microsheath, Gel-free, Meters jacket marking, Black jacket color, B2ca flame rating | CommScope® |  | C-LN | Fiber indoor/outdoor cable
760256138 | C-012-LN-8W-M12BK/15D/B2 | Variant of C-LN | Fiber Indoor/outdoor Cable, Low Smoke Zero Halogen / 12 fiber Microsheath,, Gel-free, Singlemode , Meters jacket marking, Black jacket color, B2ca flame rating | CommScope® |  | C-LN | Fiber indoor/outdoor cable
760256079 | C-004-DS-8M-MSUYL | Variant of C-DS | Fiber indoor/outdoor cable, LSZH Riser Distribution, 4 fiber single-unit, Singlemode G.652.D, Meters jacket marking, Yellow jacket color | CommScope® |  | C-DS | Fiber indoor/outdoor cable
760256081 | C-024-DS-8M-MSUYL | Variant of C-DS | Fiber indoor/outdoor cable, LSZH Riser Distribution, 24 fiber single-unit, Singlemode G.652.D, Meters jacket marking, Yellow jacket color | CommScope® |  | C-DS | Fiber indoor/outdoor cable
810010177/DB | L-012-LN-8W-M12YL/15D/B | Variant of L-LN | Single Jacket All-Dielectric, Gel-Free, Indoor Stranded Microsheath Tube Cable | CommScope® |  | L-LN | Fiber indoor cable
760244552 | L-012-LN-8F-M12YL/14D/AY/D-DE35 | Variant of L-LN | Fiber indoor cable, Single Jacket All-Dielectric, Gel-Free, Stranded Microsheath Tube, 12 fibers (RED Tube), Singlemode, G.657.A1, Meters jacket marking, Yellow jacket color, Dca Flame rating | CommScope® |  | L-LN | Fiber indoor cable
760244553 | L-048-LN-8F-M12YL/14D/AY/D-DE35 | Variant of L-LN | Fiber indoor cable, Single Jacket All-Dielectric, Gel-Free, Stranded Microsheath Tube cable, 48 fiber (Red, Blue, Green, Yellow Tubes), Singlemode G.657.A1, Yellow jacket color, Dca flame rating. Provides Rodent Resistance | CommScope® |  | L-LN | Fiber indoor cable
760256414 | Z-096-MP-RR-F12BK/8G1/99N/C | Variant of N-MP | Fiber indoor/outdoor cable, OFNR/LSZH Riser Rollable Ribbon Dual Rated Backbone, 96 fiber, Singlemode G.657.A2/B2, Feet jacket marking, Black jacket color, Cca flame rating | CommScope® |  | N-MP | Fiber indoor/outdoor cable
760255417 | C-004-LN-8W-F04BK/25D/HTS/B2 | Variant of C-LN | Fiber indoor/outdoor cable, TeraSPEED®, Single Jacket All-Dielectric (LSZH), 4 fiber, Singlemode G.652.D and G.657.A1, Gel-Free, Stranded Loose Tube, Feet jacket marking, Black jacket color, B2ca flame rating. Provides Rodent Resistance | CommScope® |  | C-LN | Fiber indoor/outdoor cable
760250692 | N-036-MP-5K-F12AQ/20T/B2 | Variant of N-MP | Fiber indoor cable, LazrSPEED® Low Smoke Zero Halogen Riser MPO Trunk, 36 fiber with 2.0 mm Subunits, Multimode OM4, Feet jacket marking, Aqua jacket color, B2ca flame rating | CommScope® |  | N-MP | Fiber indoor cable
760250693 | N-048-MP-5K-F12AQ/20T/B2 | Variant of N-MP | Fiber indoor cable, LazrSPEED® Low Smoke Zero Halogen Riser MPO Trunk, 48 fibers with 2.0mm Subunits, Multimode OM4, Gel-free, Feet jacket marking, Aqua jacket color, B2ca Flame rating | CommScope® |  | N-MP | Fiber indoor cable
760250695 | N-096-MP-5K-F12AQ/20T/B2 | Variant of N-MP | Fiber indoor cable, LazrSPEED® Low Smoke Zero Halogen Riser MPO Trunk, 96 fiber with 2.0mm Subunits, Multimode OM4, Gel-free, Feet jacket marking, Aqua jacket color, B2ca Flame rating | CommScope® |  | N-MP | Fiber indoor cable
760256144 | C-144-LN-8W-M12BK/15D/B2 | Variant of C-LN | Fiber indoor/outdoor cable, LightScope® ZWP Low Smoke Zero Halogen, 144 fiber Microsheath, Singlemode , Gel-free, Meters jacket marking, Black jacket color, B2ca flame rating | CommScope® |  | C-LN | Fiber indoor/outdoor cable
760250982 | Z-3456-LN-RR-F12BK/8G1/99L/200/C | Variant of Z-LN | Fiber indoor/outdoor cable,Dual Rate LSZH/Riser Rollable Ribbon with 200um Fibers, 3456 fiber, Singlemode G.657.A2, Gel-free, Feet jacket marking, Black jacket color, Cca flame rating | CommScope® |  | Z-LN | Fiber indoor/outdoor cable
C-LN |  | Base Product | Fiber Optic Cable, Indoor/outdoor Low Smoke Zero Halogen, CPR-only flame rated, Stranded Loose Tube All-Dielectric | CommScope® |  | C-LN | Fiber indoor/outdoor cable
L-DS |  | Base Product | Fiber Optic Cable, Indoor Zero Halogen, CPR-only flame rated, Distribution Cable | CommScope® |  | L-DS | Fiber indoor cable
L-LN |  | Base Product | Fiber Optic Cable, Indoor Zero Halogen, CPR-only flame rated, Stranded Loose Tube All-Dielectric | CommScope® |  | L-LN | Fiber indoor cable
N-DS |  | Base Product | Fiber Optic Cable, Indoor Zero Halogen, Dual listed, Distribution Cable | CommScope® |  | N-DS | Fiber indoor cable
N-DZ |  | Base Product | Fiber Optic Cable, Indoor Zero Halogen, Dual listed, Distribution Cable, Aluminum Interlocking Armored | CommScope® |  | N-DZ | Fiber indoor cable
N-MP |  | Base Product | Fiber Optic Cable, Indoor Zero Halogen, Dual listed, Loose Tube Cordage |  |  | N-MP | Fiber indoor cable
N-ZC |  | Base Product | Fiber Optic Cable, Indoor Zero Halogen, Dual listed, Duplex Zip Cord | CommScope® |  | N-ZC | Fiber indoor cable
R-ZC |  | Base Product | Fiber Optic Cable, Indoor Riser, Duplex Zip Cord | CommScope® |  | R-ZC | Fiber indoor cable
R-SP |  | Base Product | Fiber Optic Cable, Indoor Riser, Simplex Zip Cord | CommScope® |  | R-SP | Fiber indoor cable
P-DZ |  | Base Product | Fiber Optic Cable, Indoor Plenum, Distribution Cable, Aluminum Interlocking Armor | CommScope® |  | P-DZ | Fiber indoor cable
R-DS |  | Base Product | Fiber Optic Cable, Indoor Riser, Distribution Cable | CommScope® |  | R-DS | Fiber indoor cable
P-MZ |  | Base Product | Fiber Optic Cable, Indoor Plenum, Interlocking Armored MP Loose Tube Cordage | CommScope® |  | P-MZ | Fiber indoor cable
760136499 | P-002-DS-8W-FSUAQ | Variant of P-DS | Fiber indoor cable, TeraSPEED® Plenum Distribution, 2-Fiber Single-Unit, Singlemode G.652.D and G.657.A1, Feet jacket marking, Aqua jacket color | CommScope® |  | P-DS | Fiber indoor cable
760136671 | Z-048-LZ-8W-F12BK/20G | Variant of Z-LZ | Fiber indoor/outdoor cable, TeraSPEED® Inner LSZH, 48 fiber, Mini Stranded Loose Tube, Riser Rated, Singlemode G.652.D and G.657.A1, Gel-Filled Subunits, Aluminum Interlocking Armor, Feet jacket marking, Black jacket color | CommScope® |  | Z-LZ | Fiber indoor/outdoor cable |  | Discontinued
760136507 | P-024-DS-8W-FSUGR | Variant of P-DS | Fiber indoor cable, TeraSPEED® Plenum Distribution, 24 fiber single-unit, Singlemode G.652.D and G.657.A1, Feet jacket marking, Green jacket color | CommScope® |  | P-DS | Fiber indoor cable
760138636 | R-002-ZC-5M-F16BL | Variant of R-ZC | LazrSPEED® 1.6mm Riser Zipcord Cable | CommScope® |  | R-ZC | Fiber indoor cable |  | Discontinued
760138065 | P-024-DS-8W-FSUBL | Variant of P-DS | Fiber indoor cable, TeraSPEED® Plenum Distribution, 24 fiber single-unit, Singlemode G.652.D and G.657.A1, Feet jacket marking, Blue jacket color | CommScope® |  | P-DS | Fiber indoor cable
760138867 | Z-002-ZC-8W-F16BK | Variant of Z-ZC | Fiber indoor/outdoor cable, TeraSPEED® 1.6 mm Low Smoke Zero Halogen Riser Zipcord 2-fiber, Singlemode G.652.D and G.657.A1, Gel-free, Feet jacket marking, Black jacket color | CommScope® |  | Z-ZC | Fiber indoor/outdoor cable
760138248 | P-002-DS-5M-FSURD | Variant of P-DS | LazrSPEED® Plenum Distribution Cable, 2 fiber single-unit | CommScope® |  | P-DS | Fiber indoor cable |  | Discontinued
760138263 | P-002-DS-5M-FSUBL | Variant of P-DS | LazrSPEED® Plenum Distribution Cable, 2 fiber single-unit | CommScope® |  | P-DS | Fiber indoor cable |  | Discontinued
760138750 | P-024-DS-5L-FSUYL | Variant of P-DS | Fiber indoor cable, LazrSPEED® Plenum Distribution Cable, 24 fiber single-unit, Multimode OM3, Feet jacket marking, Yellow jacket color | CommScope® |  | P-DS | Fiber indoor cable
760139774 | P-024-LN-CM-F12BK/25D/8W012/5K012 | Variant of P-LN | Fiber indoor/outdoor cable, TeraSPEED®, Single Jacket All-Dielectric, Plenum Rated, Multimode/Singlemode, 24 fiber, Gel-Free, Stranded Loose Tube, PVDF jacket, Black jacket color, Feet cable marking | CommScope® |  | P-LN | Fiber indoor/outdoor cable
760138776 | Z-018-DS-CM-FSUBK/8W006/5K012/D | Variant of Z-DS | Fiber Indoor/Outdoor cable, TeraSPEED® Low Smoke Zero Halogen Riser Distribution, 18 fiber single-unit, Gel-free, Singlemode + Multimode OM4, Feet jacket marking, Black jacket color, Dca flame rating | CommScope® |  | Z-DS | Fiber indoor/outdoor cable
760140525 | Z-024-DZ-5K-FSUBK | Variant of Z-DZ | Fiber indoor/outdoor cable, LazrSPEED® LSZH Riser Distribution, interlocking aluminum armored, 24 fiber single-unit, Multimode OM4, Feet jacket marking, Black jacket color | CommScope® |  | Z-DZ | Fiber indoor/outdoor cable
760139766 | P-036-DS-5L-FMUGR | Variant of P-DS | Fiber indoor cable, LazrSPEED® Plenum Distribution, 36-Fiber Multi-Unit with 12-Fiber Subunits, Multimode OM3, Gel-free, Feet jacket marking, Green jacket color | CommScope® |  | P-DS | Fiber indoor cable
760140939 | P-024-LZ-8W-F12BK/25D | Variant of P-LZ | Fiber indoor/outdoor cable, TeraSPEED®, Plenum Rated, Singlemode G.652.D and G.657.A1, Gel-Free, 24 fiber, Stranded Loose Tube with Aluminum Interlocking Armor containing a Plenum Rated Outer Jacket, Black jacket color, Feet cable marking | CommScope® |  | P-LZ | Fiber indoor/outdoor cable
760139998 | P-144-LN-5K-F12BK/25D | Variant of P-LN | Fiber indoor/outdoor cable, LazrSPEED®, Single Jacket All-Dielectric, Plenum Rated, Multimode OM4, Gel-Free, 144 fiber, Stranded Loose Tube, PVDF jacket, Black jacket color, Feet cable marking | CommScope® |  | P-LN | Fiber indoor/outdoor cable
760140442 | P-144-DS-8W-FMUGR | Variant of P-DS | Fiber indoor cable, TeraSPEED® Plenum Distribution, 144 fiber multi-unit with 12 fiber subunits, Singlemode G.652.D and G.657.A1, Gel-free, Feet jacket marking, Green jacket color | CommScope® |  | P-DS | Fiber indoor cable
760140640 | P-006-LZ-8W-F06BK/25D | Variant of P-LZ | Fiber indoor/outdoor cable, TeraSPEED®, Plenum Rated, Singlemode G.652.D and G.657.A1, Gel-Free, 6 fiber, Stranded Loose Tube with Aluminum Interlocking Armor containing a Plenum Rated Outer Jacket, Black jacket color, Feet cable marking | CommScope® |  | P-LZ | Fiber indoor/outdoor cable
760140459 | P-144-DS-8W-FMUBR | Variant of P-DS | Fiber indoor cable, TeraSPEED® Plenum Distribution, 144 fiber multi-unit with 12 fiber subunits, Singlemode G.652.D and G.657.A1, Gel-free, Feet jacket marking, Brown jacket color | CommScope® |  | P-DS | Fiber indoor cable
760139899 | P-006-OZ-8W-FSUBK | Variant of P-OZ | Fiber indoor/outdoor cable, TeraSPEED® Plenum Distribution, interlocking aluminum armored with plenum jacket, 6 fiber single-unit, Singlemode G.652.D and G.657.A1, Feet jacket marking, Black jacket color | CommScope® |  | P-OZ | Fiber indoor/outdoor cable
760140467 | P-144-DS-8W-FMUAQ | Variant of P-DS | Fiber indoor cable, TeraSPEED® Plenum Distribution, 144 fiber multi-unit with 12 fiber subunits, Singlemode G.652.D and G.657.A1, Gel-free, Feet jacket marking, Aqua jacket color | CommScope® |  | P-DS | Fiber indoor cable
760142315 | R-002-ZC-5K-F29OR | Variant of R-ZC | LazrSPEED® 2.9 mm Riser Zipcord Cable | CommScope® |  | R-ZC | Fiber indoor cable |  | Discontinued
760140483 | P-004-DS-6F-FSURD | Variant of P-DS | OptiSPEED® Plenum Distribution Cable 4-Fiber Single-Unit | CommScope® |  | P-DS | Fiber indoor cable |  | Discontinued
760141390 | R-002-ZC-5M-F29OR | Variant of R-ZC | LazrSPEED® 2.9 mm Riser Zipcord Cable | CommScope® |  | R-ZC | Fiber indoor cable |  | Discontinued
760140707 | R-036-LN-CM-F12BK/25D/8W024/5L012 | Variant of R-LN | Fiber Indoor/Outdoor cable, TeraSPEED®, Single Jacket All-Dielectric, Riser Rated, 36 fiber, Gel-Free, Stranded Loose Tube, Singlemode + Multimode OM3, Feet jacket marking, Black jacket color | CommScope® |  | R-LN | Fiber indoor/outdoor cable
760142059 | Z-048-LA-5L-F12BK/20G/D | Variant of Z-LA | Fiber indoor/outdoor cable, LazrSPEED®, Mini Single Jacket/Single Armor, Riser/LSZH rated, 48 fiber, Gel-Filled, Stranded Loose Tube, Multimode OM3, Feet jacket marking, Black jacket color, Dca flame rating | CommScope® |  | Z-LA | Fiber indoor/outdoor cable
760142430 | P-006-DS-5M-FSUOR | Variant of P-DS | LazrSPEED® Plenum Distribution Cable, 6 fiber single-unit | CommScope® |  | P-DS | Fiber indoor cable |  | Discontinued
760142703 | R-002-DS-6F-FSUBL | Variant of R-DS | OptiSPEED® Riser Distribution Cable, 2 fiber single-unit | CommScope® |  | R-DS | Fiber indoor cable |  | Discontinued
760146514 | Z-048-DS-CM-FMUBK/8W024/5K024 | Variant of Z-DS | Fiber Indoor/Outdoor cable, TeraSPEED® Low Smoke Zero Halogen Riser Distribution, 48 fiber multi-unit with 12 fiber subunits, Gel-free, Singlemode + Multimode OM4, Feet jacket marking, Black jacket color | CommScope® |  | Z-DS | Fiber indoor/outdoor cable
760144691 | R-144-LZ-5K-F12BK/25D | Variant of R-LZ | Fiber indoor/outdoor cable, LazrSPEED®, Riser Rated, Gel-Free, Stranded Loose Tube with Aluminum Interlocking Armor containing a Riser Rated Outer Jacket, 144 fiber, Multimode OM4, Feet jacket marking, Black jacket color | CommScope® |  | R-LZ | Fiber indoor/outdoor cable
760144709 | R-288-LZ-8W-F12BK/25D | Variant of R-LZ | Fiber indoor/outdoor cable, TeraSPEED® Riser Rated, 288 fiber, Singlemode G.652.D and G.657.A1, Gel-Free, Stranded Loose Tube with Aluminum Interlocking Armor containing a Riser Rated Outer Jacket, Black jacket color, Feet cable marking | CommScope® |  | R-LZ | Fiber indoor/outdoor cable
760144808 | P-036-LN-CM-F12BK/25D/8W012/5L024 | Variant of P-LN | Fiber indoor/outdoor cable, TeraSPEED®, Single Jacket All-Dielectric, Plenum Rated, Multimode/Singlemode, 36 fiber, Gel-Free, Stranded Loose Tube, PVDF jacket, Black jacket color, Feet cable marking | CommScope® |  | P-LN | Fiber indoor/outdoor cable
760146431 | R-048-DZ-CM-FMUAQ/8W024/5K024 | Variant of R-DZ | Fiber indoor cable, TeraSPEED® Riser Distribution, interlocking aluminum armored, Multimode/Singlemode, 48 fiber multi-unit with 12 fiber subunits, gel-free, Feet jacket marking, Aqua jacket color | CommScope® |  | R-DZ | Fiber indoor cable
760146696 | Z-008-LA-5L-F08BK/20G/D | Variant of Z-LA | Fiber indoor/outdoor cable, LazrSPEED®, Mini Single Jacket/Single Armor, Riser/LSZH rated, 8 fiber, Gel-Filled, Stranded Loose Tube, Multimode OM3, Feet jacket marking, Black jacket color, Dca flame rating | CommScope® |  | Z-LA | Fiber indoor/outdoor cable
760146498 | Z-024-DS-CM-FSUBK/8W012/5K012/D | Variant of Z-DS | Fiber Indoor/Outdoor cable, TeraSPEED® Low Smoke Zero Halogen Riser Distribution, 24 fiber single-unit, Gel-free, Singlemode + Multimode OM4, Feet jacket marking, Black jacket color, Dca flame rating | CommScope® |  | Z-DS | Fiber indoor/outdoor cable
760146795 | Z-008-LA-8W-F08BK/20G/D | Variant of Z-LA | Fiber indoor/outdoor cable, TeraSPEED® Mini Single Jacket/Single Armor,Riser/LSZH rated, 8 fiber, Singlemode G.652.D and G.657.A1, Gel-Filled, Stranded Loose Tube, Black jacket color, Feet jacket marking, Dca flame rating | CommScope® |  | Z-LA | Fiber indoor/outdoor cable
760146712 | Z-144-LA-5L-F12BK/20G/D | Variant of Z-LA | Fiber indoor/outdoor cable, LazrSPEED®, Mini Single Jacket/Single Armor, Riser/LSZH rated, 144 fiber, Gel-Filled, Stranded Loose Tube, Multimode OM3, Feet jacket marking, Black jacket color, Dca flame rating | CommScope® |  | Z-LA | Fiber indoor/outdoor cable
760147611 | P-096-DZ-6F-FMUOR | Variant of P-DZ | OptiSPEED® Plenum Distribution Cable, interlocking aluminum armored with plenum jacket, 96 fiber multi-unit with 12 fiber subunits | CommScope® |  | P-DZ | Fiber indoor cable |  | Discontinued
760146886 | Z-008-LN-5L-F08BK/20G/HTS/D | Variant of Z-LN | Fiber indoor/outdoor cable, LazrSPEED® High Tensile Strength Riser/LSZH Rated Mini All-Dielectric Single Jacket, 8 fiber, Gel-Filled, Stranded Loose Tube, Multimode OM3, Feet jacket marking, Dca flame rating. Provides Rodent Resistance | CommScope® |  | Z-LN | Fiber indoor/outdoor cable
760147587 | P-024-DZ-8W-FSURS | Variant of P-DZ | Fiber Indoor cable, TeraSPEED® Plenum Distribution, interlocking aluminum armored with plenum jacket, 24 fiber single-unit, Gel-free, Singlemode G.652.D and G.657.A1, Feet jacket marking, Rose jacket color | CommScope® |  | P-DZ | Fiber indoor cable
760149526 | P-004-DS-6F-FSUBK | Variant of P-DS | OptiSPEED® Plenum Distribution Cable, 4 fiber single-unit | CommScope® |  | P-DS | Fiber indoor cable |  | Discontinued
760149518 | P-002-DS-6F-FSUBK | Variant of P-DS | OptiSPEED® Plenum Distribution Cable, 2 fiber single-unit | CommScope® |  | P-DS | Fiber indoor cable |  | Discontinued
760150961 | Z-072-DS-5K-FMUBK | Variant of Z-DS | Fiber Indoor/Outdoor cable, LazrSPEED®, Low Smoke Zero Halogen Riser Distribution Cable, 72 fiber multi-unit with 12 fiber subunits, Gel-free, Multimode OM4, Feet jacket marking, Black jacket color | CommScope® |  | Z-DS | Fiber indoor/outdoor cable
760150128 | P-120-LZ-8W-F12BK/25D | Variant of P-LZ | Fiber indoor/outdoor cable, TeraSPEED®, Plenum Rated, 120 fiber, Singlemode G.652.D and G.657.A1, Gel-Free, Stranded Loose Tube with Aluminum Interlocking Armor containing a Plenum Rated Outer Jacket, Black jacket color, Feet cable marking | CommScope® |  | P-LZ | Fiber indoor/outdoor cable
760151357 | P-008-DS-5M-FSUOR | Variant of P-DS | LazrSPEED® Plenum Distribution Cable, 8 fiber single-unit | CommScope® |  | P-DS | Fiber indoor cable |  | Discontinued
760151548 | Z-012-DZ-5L-FSUBK | Variant of Z-DZ | Fiber indoor/outdoor cable, LazrSPEED® Riser/LSZH rated, Distribution, interlocking aluminum armored, 12 fiber single-unit, Multimode OM3, Gel-free, Feet jacket marking, Black jacket color | CommScope® |  | Z-DZ | Fiber indoor/outdoor cable
760151365 | P-024-DS-5M-FSUOR | Variant of P-DS | LazrSPEED® Plenum Distribution Cable 24-Fiber Single-Unit | CommScope® |  | P-DS | Fiber indoor cable |  | Discontinued
760150870 | R-024-LZ-CM-F12BK/25D/8W012/6F012 | Variant of R-LZ | Fiber indoor/outdoor cable, TeraSPEED® Riser Rated, Gel-Free, 24 fiber, Multimode/Singlemode, Stranded Loose Tube with Aluminum Interlocking Armor containing a Riser Rated Outer Jacket, Black jacket color, Feet cable marking | CommScope® |  | R-LZ | Fiber indoor/outdoor cable
760151373 | P-144-DS-5M-FMUOR | Variant of P-DS | LazrSPEED® Plenum Distribution Cable, 144 fiber multi-unit with 12 fiber subunits | CommScope® |  | P-DS | Fiber indoor cable |  | Discontinued
760152009 | Z-144-LN-5K-F12BK/20G/HTS/D | Variant of Z-LN | Fiber indoor/outdoor cable, LazrSPEED® High Tensile Strength Riser/LSZH Rated Mini All-Dielectric Single Jacket, 144 fiber, Multimode OM4, Gel-Filled, Stranded Loose Tube, Feet jacket marking, Dca flame rating. Provides Rodent Resistance | CommScope® |  | Z-LN | Fiber indoor/outdoor cable
760259513 | C-002-DN-5X-M02AQ/09X/B1 | Variant of C-DN | Fiber indoor/outdoor cable, LSZH Figure 8, 2 fiber, Multimode OM4, Meters jacket marking, Aqua jacket color | CommScope® |  | C-DN | Fiber indoor/outdoor cable
760256148 | C-024-LN-5G-M12BK/15D/B2 | Variant of C-LN | Fiber Indoor/outdoor Cable, Low Smoke Zero Halogen / 24 fiber Microsheath,, Gel-free, Meters jacket marking, Black jacket color, B2ca flame rating | CommScope® |  | C-LN | Fiber indoor/outdoor cable
760259881 | R-1728-CN-RR-F12YL/8W/91G/200 | Variant of N-CN | Fiber indoor cable, All-Dielectric, Riser-Rated, Gel-Free, Central Tube with 12x200um Rollable Ribbons, 1728 fiber, G.652.D / G.657.A1 Singlemode , Feet jacket marking, Yellow jacket color | CommScope® |  |  | Fiber indoor cable
810010478/DB | C-001-DN-8G-M01BK/09/AY/C-1000-UK00 | Variant of C-DN | Indoor/Outdoor Fiber Optic Drop cable, 1 Fiber G657 A2 0.9mm tight buffer. Breaking load Max 2000N. Suitable for installation under overhead power lines ≤11kV, vertical clearance ≥1.8m. | CommScope® |  |  | Fiber indoor/outdoor cable
760262029 | L-096-LN-8F-M12YL/14D/GY/C | Variant of L-LN | Fiber indoor cable, Single Jacket All-Dielectric, 96 fiber, Gel-Free, Stranded Microsheath Tube, Singlemode, G.657.A1, Meters jacket marking, Yellow jacket color, Cca Flame rating. Provides Rodent Resistance | CommScope® |  | L-LN | Fiber indoor cable
760259651 | C-096-LA-5Y-M12BK/22G/093 | Variant of C-LA | Fiber indoor/outdoor cable, loose tube gel-filled CST, 96 fiber, Multimode OM3, Meters jacket marking, Black jacket color | CommScope® |  | C-LA | Fiber indoor/outdoor cable
760259652 | C-144-LA-5Y-M12BK/22G/093 | Variant of C-LA | Fiber indoor/outdoor cable, loose tube gel-filled CST, 144 fiber, Multimode OM3, Meters jacket marking, Black jacket color | CommScope® |  | C-LA | Fiber indoor/outdoor cable
810010369/DB | C-048-LN-8F-M12BK/14D/D-0500-DK02 | Variant of C-LN | Fiber Indoor/outdoor Cable, Low Smoke Zero Halogen / 24 fiber Microsheath, Tube Colours as per DIN/VDE 0888, Gel-free, Singlemode G.657.A1, Meters jacket marking, Black jacket color, Dca flame rating | CommScope® |  | C-LN | Fiber indoor/outdoor cable
810010378/DB | C-072-LN-5K-M12BK/20G/HTS/D | Variant of C-LN | Fiber indoor/outdoor cable, High Tensile Strength, LSZH, LazrSPEED® Multimode OM4, 72 fiber, Mini All-Dielectric Single Jacket, Gel-Filled, Stranded Loose Tube, Black jacket color, Dca flame rating, Provides Rodent Resistance | CommScope® |  | C-LN | Fiber indoor/outdoor cable
810010227/DB | C-006-DN-8W-M06BK/28G/AY/D | Variant of C-DN | Fiber indoor/outdoor cable, LightScope® ZWP, Gel-Filled loose tube, Singlemode G.652.D, 6 fiber, meters jacket marking, Black jacket color, Dca flame rating | CommScope® |  | C-DN | Fiber indoor/outdoor cable
760123471 | Z-072-DZ-5K-FMUBK | Variant of Z-DZ | Fiber indoor/outdoor cable, LazrSPEED® LSZH Riser Distribution, interlocking aluminum armored, 72 fiber multi-unit with 12 fiber subunits, Multimode OM4, Gel-free, Feet jacket marking, Black jacket color | CommScope® |  | Z-DZ | Fiber indoor/outdoor cable
760241481 | P-006-DS-5K-FSUGR | Variant of P-DS | Fiber indoor cable, LazrSPEED® Plenum Distribution Cable, 6 fiber single-unit, Multimode OM4, Feet jacket marking, Green jacket color | CommScope® |  | P-DS | Fiber indoor cable
810010335/DB | C-048-LN-8F-M12BK/14D/D | Variant of C-LN | Fiber Indoor/Outdoor Cable, Low Smoke Zero Halogen, 48 fiber, Microsheath, Singlemode, G.657.A1, Gel-free, Meters jacket marking, Black jacket color, Dca flame rating | CommScope® |  | C-LN | Fiber indoor/outdoor cable
810010337/DB | C-096-LN-8F-M12BK/14D/D | Variant of C-LN | Fiber Indoor/Outdoor Cable, Low Smoke Zero Halogen, 96 fiber, Microsheath, Singlemode, G.657.A1, Gel-free, Meters jacket marking, Black jacket color, Dca flame rating | CommScope® |  | C-LN | Fiber indoor/outdoor cable
810010338/DB | C-144-LN-8F-M12BK/14D/D | Variant of C-LN | Fiber Indoor/Outdoor Cable, Low Smoke Zero Halogen, 144 fiber, Microsheath, Singlemode, G.657.A1, Gel-free, Meters jacket marking, Black jacket color, Dca flame rating | CommScope® |  | C-LN | Fiber indoor/outdoor cable
810010339/DB | C-012-LN-8F-M12BK/14D/D-DE00 | Variant of C-LN | Fiber Indoor/Outdoor Cable, Low Smoke Zero Halogen, 12 fiber, Microsheath, Singlemode, G.657.A1, Gel-free, Meters jacket marking, Black jacket color, Dca flame rating | CommScope® |  | C-LN | Fiber indoor/outdoor cable
810010340/DB | C-024-LN-8F-M12BK/14D/D-DE00 | Variant of C-LN | Fiber Indoor/Outdoor Cable, Low Smoke Zero Halogen, 24 fiber, Microsheath, Singlemode, G.657.A1, Gel-free, Meters jacket marking, Black jacket color, Dca flame rating | CommScope® |  | C-LN | Fiber indoor/outdoor cable
810010341/DB | C-048-LN-8F-M12BK/14D/D-DE00 | Variant of C-LN | Fiber Indoor/Outdoor Cable, Low Smoke Zero Halogen, 48 fiber, Microsheath, Singlemode, G.657.A1, Gel-free, Meters jacket marking, Black jacket color, Dca flame rating | CommScope® |  | C-LN | Fiber indoor/outdoor cable
810010342/DB | C-072-LN-8F-M12BK/14D/D-DE00 | Variant of C-LN | Fiber Indoor/Outdoor Cable, Low Smoke Zero Halogen, 72 fiber, Microsheath, Singlemode, G.657.A1, Gel-free, Meters jacket marking, Black jacket color, Dca flame rating | CommScope® |  | C-LN | Fiber indoor/outdoor cable
810010344/DB | C-144-LN-8F-M12BK/14D/D-DE00 | Variant of C-LN | Fiber Indoor/Outdoor Cable, Low Smoke Zero Halogen, 144 fiber, Microsheath, Singlemode, G.657.A1, Gel-free, Meters jacket marking, Black jacket color, Dca flame rating | CommScope® |  | C-LN | Fiber indoor/outdoor cable
760258683 | P-002-ZC-8G-F16GR | Variant of P-ZC | Fiber indoor cable, 1.6 mm diameter, Plenum rated, Zipcord 2-fiber, Singlemode G.657.A2, Feet jacket marking, Green jacket color | CommScope® |  | P-ZC | Fiber indoor cable
760258684 | P-002-ZC-8G-F16OR | Variant of P-ZC | Fiber indoor cable, 1.6 mm diameter, Plenum rated, Zipcord 2-fiber, Singlemode G.657.A2, Feet jacket marking, Orange jacket color | CommScope® |  | P-ZC | Fiber indoor cable
810010450/DB | C-144-LN-8W-M12BK/14D/D | Variant of C-LN | Fiber Indoor/Outdoor Cable, Low Smoke Zero Halogen, 144 fiber, Microsheath, Singlemode, G.657.A1, Gel-free, Meters jacket marking, Black jacket color, Dca flame rating | CommScope® |  | C-LN | Fiber indoor/outdoor cable
760258787 | Z-004-LA-8W-F04BK/25D/C | Variant of Z-LA | Fiber indoor/outdoor cable, TeraSPEED®, Single Jacket/Single Armor, Low Smoke Zero Halogen (LSZH), 4 fiber, Singlemode G.652.D and G.657.A1, Gel-Free, Stranded Loose Tube, Black jacket color, Feet jacket marking, Cca flame rating | CommScope® |  | Z-LA | Fiber indoor/outdoor cable
760244293 | C-012-CN-5K-M12BK/28D/GY/D | Variant of C-CN | Fiber indoor/outdoor cable, 12-fiber, Multimode OM4, Gel-free, Meters jacket marking, Black jacket color, Dca flame rating, 2000 m. Provides Rodent Resistance | CommScope® |  | C-CN | Fiber indoor/outdoor cable
4-599144-3 |  | Variant of C-DS | Fiber Optic Cable, 4-fiber, OM3 BIF, 4000 m, aqua | CommScope® |  | C-DS | Fiber indoor/outdoor cable |  | Discontinued
4-599615-4 | C-006-CN-8W-M06YL/28D/GY/D | Variant of C-CN | Fiber Optic Cable, 6-fiber, OS2, loose tube, dry, 4000 m, yellow. Provides Rodent Resistance. | CommScope® |  | C-CN | Fiber indoor/outdoor cable |  | Discontinued
4-599625-2 | C-012-CN-5K-M12AQ/28G/GY/E | Variant of C-CN | Fiber Optic Cable, 12-fiber, 1 x 12, OM4, ULSZH, aqua. Provides Rodent Resistance. | CommScope® |  | C-CN | Fiber indoor/outdoor cable |  | Discontinued
4-599146-3 |  | Variant of C-DS | Fiber Optic Cable, 8-fiber, OM3, 4000 m, aqua | CommScope® |  | C-DS | Fiber indoor/outdoor cable |  | Discontinued
4-599625-3 | C-012-CN-5L-M12AQ/28G/GY/E/4K | Variant of C-CN | Fiber Optic Cable, 12-fiber, 1 x 12, OM3, ULSZH, aqua. Provides Rodent Resistance. | CommScope® |  | C-CN | Fiber indoor/outdoor cable
4-599146-4 |  | Variant of C-DS | Fiber Optic Cable, 8-fiber, OS2, 4000 m, yellow | CommScope® |  | C-DS | Fiber indoor/outdoor cable |  | Discontinued
4-599625-4 | C-012-CN-8W-M12YL/28G/GY/E | Variant of C-CN | Fiber Optic Cable, 12-fiber, 1 x 12, OS2, ULSZH, 4000 m, yellow. Provides Rodent Resistance. | CommScope® |  | C-CN | Fiber indoor/outdoor cable
760237015 | P-012-OD-5G-FSUBK | Variant of P-OD | Fiber Indoor/Outdoor cable, LazrSPEED® Plenum Distribution, 12 fiber single-unit, Multimode OM5, Gel-free, Feet jacket marking, Black jacket color | CommScope® |  | P-OD | Fiber indoor/outdoor cable
760237423 | Z-096-LZ-8W-F12BK/20G | Variant of Z-LZ | Fiber indoor/outdoor cable, TeraSPEED® Inner LSZH, Mini Stranded Loose Tube, 96 fiber, Riser Rated, Gel-Filled Subunits with Aluminum Interlocking Armor, Singlemode G.652.D and G.657.A1, Feet jacket marking, Black jacket color | CommScope® |  | Z-LZ | Fiber indoor/outdoor cable
760237424 | Z-144-LZ-8W-F12BK/20G | Variant of Z-LZ | Fiber indoor/outdoor cable, TeraSPEED® Inner LSZH, Mini Stranded Loose Tube, 144 fiber, Riser Rated, Gel-filled Subunits with Aluminum Interlocking Armor, Singlemode G.652.D and G.657.A1, Feet jacket marking, Black jacket color | CommScope® |  | Z-LZ | Fiber indoor/outdoor cable
760100206 | Z-096-LN-5L-F12BK/20G/E | Variant of Z-LN | Fiber indoor/outdoor cable, LazrSPEED®, Mini Single Jacket, All-Dielectric, Riser/LSZH rated, 96 fiber, Gel-Filled, Stranded Loose Tube, Multimode OM3, Feet jacket marking, Black jacket color, Eca flame rating | CommScope® |  | Z-LN | Fiber indoor/outdoor cable
760100081 | P-024-DS-5L-FSURD | Variant of P-DS | Fiber indoor cable, LazrSPEED® Plenum Distribution Cable, 24 fiber single-unit, Multimode OM3, Feet jacket marking, Red jacket color | CommScope® |  | P-DS | Fiber indoor cable
760101311 | R-036-LN-5K-F12BK/25D | Variant of R-LN | Fiber Indoor/Outdoor cable, LazrSPEED®, Single Jacket All-Dielectric, Riser Rated, 36 fiber, Gel-Free, Stranded Loose Tube, Multimode OM4, Feet jacket marking, Black jacket color | CommScope® |  | R-LN | Fiber indoor/outdoor cable
760101592 | N-002-DS-5L-FSUBK/D | Variant of N-DS | Fiber indoor cable, LazrSPEED® Low Smoke Zero Halogen Riser Distribution, 2 fiber single-unit, Multimode OM3, Feet jacket marking, Black jacket color, Dca flame rating | CommScope® |  | N-DS | Fiber indoor cable
760101451 | P-001-SP-5K-F16AQ | Variant of P-SP | Fiber indoor cable, LazrSPEED® 1.6 mm Plenum Simplex, Multimode OM4, Feet jacket marking, Aqua jacket color | CommScope® |  | P-SP | Fiber indoor cable
760103531 | P-048-LN-5K-F12BK/25D | Variant of P-LN | Fiber indoor/outdoor cable, LazrSPEED®, Single Jacket All-Dielectric, Plenum Rated, 48 fiber, Multimode OM4, Gel-Free, Stranded Loose Tube, PVDF jacket, Black jacket color, Feet cable marking | CommScope® |  | P-LN | Fiber indoor/outdoor cable
760105346 | P-036-LN-5K-F12BK/25D | Variant of P-LN | Fiber indoor/outdoor cable, LazrSPEED®, Single Jacket All-Dielectric, Plenum Rated, Multimode OM4, Gel-Free, 36 fiber, Stranded Loose Tube, PVDF jacket, Black jacket color, Feet cable marking | CommScope® |  | P-LN | Fiber indoor/outdoor cable
760105700 | P-096-LN-5K-F12BK/25D | Variant of P-LN | Fiber indoor/outdoor cable, LazrSPEED®, Single Jacket All-Dielectric, Plenum Rated, Multimode OM4, Gel-Free, Stranded Loose Tube, PVDF jacket, 96 fiber, Black jacket color, Feet cable marking | CommScope® |  | P-LN | Fiber indoor/outdoor cable
760105536 | P-072-LN-5K-F12BK/25D | Variant of P-LN | Fiber indoor/outdoor cable, LazrSPEED®, Single Jacket All-Dielectric, Plenum Rated, 72 fiber, Multimode OM4, Gel-Free, Stranded Loose Tube, PVDF jacket, Black jacket color, Feet cable marking | CommScope® |  | P-LN | Fiber indoor/outdoor cable
760106807 | P-024-LN-5K-F12BK/25D | Variant of P-LN | Fiber indoor/outdoor cable, LazrSPEED®, Single Jacket All-Dielectric, Plenum Rated, Multimode OM4, Gel-Free, 24 fiber, Stranded Loose Tube, PVDF jacket, Black jacket color, Feet cable marking | CommScope® |  | P-LN | Fiber indoor/outdoor cable
760106922 | P-024-LN-8W-F12BK/25D | Variant of P-LN | Fiber indoor/outdoor cable, TeraSPEED®, Single Jacket All-Dielectric, Plenum Rated, Singlemode G.652.D and G.657.A1, Gel-Free, 24 fiber, Stranded Loose Tube, PVDF jacket, Black jacket color, Feet cable marking | CommScope® |  | P-LN | Fiber indoor/outdoor cable
760110106 | R-024-DS-CM-FSUAQ/8W012/5K012 | Variant of R-DS | Fiber indoor cable, TeraSPEED® Riser Distribution, Multimode composite, 24 fiber single-unit, Feet jacket marking, Aqua jacket color | CommScope® |  | R-DS | Fiber indoor cable
760112425 | R-012-LN-8W-F12BK/25D/LTS | Variant of R-LN | Fiber indoor/outdoor cable, TeraSPEED® Light Duty, Single Jacket, Riser Rated, Singlemode G.652.D and G.657.A1, Gel-Free, 12 fiber, All-Dielectric Outdoor Stranded Loose Tube, Black jacket color, Feet cable marking | CommScope® |  | R-LN | Fiber indoor/outdoor cable
760112656 | R-006-LN-5K-F06BK/25D/LTS | Variant of R-LN | Fiber indoor/outdoor cable, LazrSPEED®, Light Duty, Single Jacket, Riser Rated, Multimode OM4, 6 fiber, Gel-Free, All-Dielectric Outdoor Stranded Loose Tube, Feet jacket marking, Black jacket color | CommScope® |  | R-LN | Fiber indoor/outdoor cable
760112441 | R-036-LN-8W-F12BK/25D/LTS | Variant of R-LN | Fiber indoor/outdoor cable, TeraSPEED® Light Duty, Single Jacket, Riser Rated, 36 fiber, Singlemode G.652.D and G.657.A1, Gel-Free, All-Dielectric Outdoor Stranded Loose Tube, Black jacket color, Feet cable marking | CommScope® |  | R-LN | Fiber indoor/outdoor cable
760112672 | R-024-LN-5K-F12BK/25D/LTS | Variant of R-LN | Fiber indoor/outdoor cable, LazrSPEED®, Light Duty, Single Jacket, Riser Rated, 24 fiber, Multimode OM4, Gel-Free, All-Dielectric Outdoor Stranded Loose Tube, Gel-free, Feet jacket marking, Black jacket color | CommScope® |  | R-LN | Fiber indoor/outdoor cable
760112581 | R-002-LN-5L-F02BK/25D/LTS | Variant of R-LN | Fiber indoor/outdoor cable, LazrSPEED®, Light Duty, Single Jacket, Riser Rated, Gel-Free, All-Dielectric Outdoor Stranded Loose Tube, 2 fiber, Multimode OM3, Gel-free, Feet jacket marking, Black jacket color | CommScope® |  | R-LN | Fiber indoor/outdoor cable
760037366 | P-008-OD-5L-FSUBK | Variant of P-OD | Fiber indoor/outdoor cable LazrSPEED® Indoor/Outdoor Plenum Distribution, 8 fiber single-unit, Multimode OM3, Gel-free, Feet jacket marking, Black jacket color | CommScope® |  | P-OD | Fiber indoor/outdoor cable
760042556 | P-018-DS-5L-FSUAQ | Variant of P-DS | Fiber indoor cable, LazrSPEED® Plenum Distribution Cable, 18 fiber single-unit, Multimode OM3, Feet jacket marking, Aqua jacket color | CommScope® |  | P-DS | Fiber indoor cable
760037374 | P-012-OD-5L-FSUBK | Variant of P-OD | Fiber Indoor/Outdoor cable, LazrSPEED® Plenum Distribution, 12 fiber single-unit, Multimode OM3, Gel-free, Feet jacket marking, Black jacket color | CommScope® |  | P-OD | Fiber indoor/outdoor cable
760037390 | P-024-OD-5L-FSUBK | Variant of P-OD | Fiber Indoor/Outdoor cable, LazrSPEED® Plenum Distribution, 24 fiber single-unit, Multimode OM3, Gel-free, Feet jacket marking, Black jacket color | CommScope® |  | P-OD | Fiber indoor/outdoor cable
760047860 | R-096-DS-5L-FMUAQ | Variant of R-DS | Fiber indoor cable, LazrSPEED® Riser Distribution, 96 fiber Multi-Unit with 12-Fiber Subunits, Multimode OM3, Gel-free, Feet jacket marking, Aqua jacket color | CommScope® |  | R-DS | Fiber indoor cable
760046649 | Z-004-DS-5L-FSUBK/D | Variant of Z-DS | Fiber Indoor/Outdoor cable, LazrSPEED®, Low Smoke Zero Halogen Riser Distribution Cable, 4 fiber single-unit, Gel-free, Multimode OM3, Feet jacket marking, Black jacket color, Dca flame rating | CommScope® |  | Z-DS | Fiber indoor/outdoor cable
760051581 | R-060-DS-CM-FMUAQ/8W024/5L036 | Variant of R-DS | Fiber indoor cable, TeraSPEED® Riser Distribution, 60 fiber multi-unit with 12 fiber subunits, Composite OM3 and G.652.D and G.657.A1, Gel-free, Feet jacket marking, Aqua jacket color | CommScope® |  | R-DS | Fiber indoor cable
760055442 | Z-036-DS-CM-FMUBK/8W018/5L018 | Variant of Z-DS | Fiber Indoor/Outdoor cable, TeraSPEED® Low Smoke Zero Halogen Riser Distribution, 36 fiber multi-unit with 12 fiber subunits, Gel-free, Singlemode + Multimode OM3, Feet jacket marking, Black jacket color | CommScope® |  | Z-DS | Fiber indoor/outdoor cable
760057034 | P-002-DS-5K-FSUAQ | Variant of P-DS | Fiber indoor cable, LazrSPEED® Plenum Distribution Cable, 2 fiber single-unit, Multimode OM4, Feet jacket marking, Aqua jacket color | CommScope® |  | P-DS | Fiber indoor cable
760057091 | P-072-DS-CM-FMUAQ/8W036/5K036 | Variant of P-DS | Fiber indoor cable, TeraSPEED® Plenum Distribution, 72 fiber multi-unit with 12 fiber subunits, Composite OM4 and G.652.D and G.657.A1, Gel-free, Feet jacket marking, Aqua jacket color | CommScope® |  | P-DS | Fiber indoor cable
760055111 | Z-072-DS-CM-FMUBK/8W036/5L036 | Variant of Z-DS | Fiber Indoor/Outdoor cable, TeraSPEED® Low Smoke Zero Halogen Riser Distribution, 72 fiber multi-unit with 12 fiber subunits, Gel-free, Singlemode + Multimode OM3, Feet jacket marking, Black jacket color | CommScope® |  | Z-DS | Fiber indoor/outdoor cable
3-1427437-4 |  | Variant of C-LN | Indoor/Outdoor Fiber Optic Cable, 6-fiber, singlemode, OS2, LSZH, loose tube, gel-filled, 3000 m | CommScope® |  | C-LN | Fiber indoor/outdoor cable |  | Discontinued
3-1553415-8 |  | Variant of C-DS | Fiber Optic Cable, dualan, 2-fiber, OFNP, 2.9 mm, OM3, white | CommScope® |  | C-DS | Fiber indoor/outdoor cable
3-1553415-9 |  | Variant of C-DS | Fiber Optic Cable, dualan, 2-fiber, OFNP, 2.9 mm, OM3, aqua | CommScope® |  | C-DS | Fiber indoor/outdoor cable |  | Discontinued
3-599145-4 |  | Variant of C-DS | Indoor/Outdoor Fiber Optic Cable, 6-fiber, 1 x 6, OS2, yellow | CommScope® |  | C-DS | Fiber indoor/outdoor cable |  | Discontinued
3-599145-5 |  | Variant of C-DS | Indoor/Outdoor Fiber Optic Cable, 6-fiber, OM1, tight buffer, orange | CommScope® |  | C-DS | Fiber indoor/outdoor cable |  | Discontinued
3-599146-7 |  | Variant of C-DS | Fiber Optic Cable, 8-fiber, OM2, 3000 m, orange | CommScope® |  | C-DS | Fiber indoor/outdoor cable |  | Discontinued
3-599148-7 |  | Variant of C-DS | Fiber Optic Cable, 12-fiber, OM2 BIF, 3000 m, orange | CommScope® |  | C-DS | Fiber indoor/outdoor cable |  | Discontinued
760160226 | P-002-DS-6F-FSUYL | Variant of P-DS | OptiSPEED® Plenum Distribution Cable, 2 fiber single-unit | CommScope® |  | P-DS | Fiber indoor cable |  | Discontinued
760160572 | Z-006-DZ-5K-FSUBK | Variant of Z-DZ | Fiber indoor/outdoor cable, LazrSPEED® Riser/LSZH rated, Distribution, interlocking aluminum armored, Multimode OM4, 6 fiber single-unit, Gel-free, Feet jacket marking, Black jacket color | CommScope® |  | Z-DZ | Fiber indoor/outdoor cable
760161505 | P-012-OZ-CM-FSUBK/8W006/5L006 | Variant of P-OZ | Fiber indoor/outdoor cable, TeraSPEED® Plenum Distribution, interlocking aluminum armored with plenum jacket, Multimode/Singlemode, 12 fiber single-unit, Black jacket color, Feet cable marking | CommScope® |  | P-OZ | Fiber indoor/outdoor cable
760161604 | R-018-DZ-8W-FSUYL | Variant of R-DZ | Fiber Indoor cable, TeraSPEED® Riser Distribution, interlocking aluminum armored with riser jacket, 18 fiber single-unit, Gel-free, Singlemode G.652.D and G.657.A1, Feet jacket marking, Yellow jacket color | CommScope® |  | R-DZ | Fiber indoor cable
760161430 | P-004-DS-5L-FSUWH | Variant of P-DS | Fiber indoor cable, LazrSPEED® Plenum Distribution Cable, 4 fiber single-unit, Multimode OM3, Feet jacket marking, White jacket color | CommScope® |  | P-DS | Fiber indoor cable
760163204 | N-072-MZ-5L-F24AQ/B2 | Variant | Fiber indoor cable, LazrSPEED® Riser/LSZH rated, MPO Trunk, interlocking aluminum armored, Multimode OM3, 72 fiber multi-unit with 24 fiber subunits, Gel-free, Feet jacket marking, Aqua jacket color, B2ca flame rating | CommScope® |  | N-MZ | Fiber indoor cable |  | Discontinued
760163212 | N-096-MZ-5L-F24AQ/B2 | Variant | Fiber indoor cable, LazrSPEED® Riser/LSZH rated, MPO Trunk, interlocking aluminum armored, Multimode OM3, 96 fiber multi-unit with 24 fiber subunits, Gel-free, Feet jacket marking, Aqua jacket color, B2ca flame rating | CommScope® |  | N-MZ | Fiber indoor cable |  | Discontinued
760162867 | P-012-DS-5M-FSUGR | Variant of P-DS | LazrSPEED® Plenum Distribution Cable 12-Fiber Single-Unit | CommScope® |  | P-DS | Fiber indoor cable |  | Discontinued
760163055 | P-012-MZ-6F-F12OR | Variant of P-MZ | OptiSPEED® Plenum MPO Trunk Cable, interlocking aluminum armored with plenum jacket, 12 fiber | CommScope® |  | P-MZ | Fiber indoor cable |  | Discontinued
760163402 | R-048-LZ-CM-F12BK/25D/8W024/5L024 | Variant of R-LZ | Fiber indoor/outdoor cable, TeraSPEED® Riser Rated, Gel-Free, Multimode/Singlemode, 48 fiber, Stranded Loose Tube with Aluminum Interlocking Armor containing a Riser Rated Outer Jacket, Black jacket color, Feet cable marking | CommScope® |  | R-LZ | Fiber indoor/outdoor cable
760163220 | N-144-MZ-5L-F24AQ/B2 | Variant | Fiber indoor cable, LazrSPEED® Riser/LSZH rated, MPO Trunk, interlocking aluminum armored, Multimode OM3, 144 fiber multi-unit with 24 fiber subunits, Gel-free, Feet jacket marking, Aqua jacket color, B2ca flame rating | CommScope® |  | N-MZ | Fiber indoor cable |  | Discontinued
760163410 | R-018-DS-5L-FSUBL | Variant of R-DS | Fiber indoor cable, LazrSPEED® Riser Distribution, 18-Fiber Single-Unit, Multimode OM3, Feet jacket marking, Blue jacket color | CommScope® |  | R-DS | Fiber indoor cable
760162883 | P-012-LZ-5L-F12BK/25D | Variant of P-LZ | Fiber indoor/outdoor cable, LazrSPEED®, Plenum Rated, Gel-Free, Stranded Loose Tube with Aluminum Interlocking Armor containing a Plenum Rated Outer Jacket, 12 fiber, Multimode OM3, Feet jacket marking, Black jacket color | CommScope® |  | P-LZ | Fiber indoor/outdoor cable
760162891 | P-012-DS-8W-FSUAQ | Variant of P-DS | Fiber indoor cable, TeraSPEED® Plenum Distribution, 12-Fiber Single-Unit, Singlemode G.652.D and G.657.A1, Feet jacket marking, Aqua jacket color | CommScope® |  | P-DS | Fiber indoor cable
760164178 | N-001-SP-5K-F29AQ | Variant of N-SP | Fiber Indoor Cable, LazrSPEED® 2.9mm Low Smoke Zero Halogen Riser, 1-fiber Simplex, Multimode OM4, Feet jacket marking, Aqua jacket color | CommScope® |  | N-SP | Fiber indoor cable
760164186 | N-001-SP-8W-F29YL | Variant of N-SP | Fiber Indoor Cable, TeraSPEED® 2.9mm Low Smoke Zero Halogen Riser, 1-fiber Simplex, Singlemode G.652.D and G.657.A1, Feet jacket marking, Yellow jacket color | CommScope® |  | N-SP | Fiber indoor cable
760164723 | R-018-LZ-5L-F12BK/25D | Variant of R-LZ | Fiber indoor/outdoor cable, LazrSPEED®, Gel-Free, 12 fiber, Stranded Loose Tube with Aluminum Interlocking Armor containing a Riser Rated Outer Jacket, Multimode OM3, Feet jacket marking, Black jacket color | CommScope® |  | R-LZ | Fiber indoor/outdoor cable
760164962 | P-006-DS-6F-FSUGR | Variant of P-DS | OptiSPEED® Plenum Distribution Cable, 6 fiber single-unit | CommScope® |  | P-DS | Fiber indoor cable |  | Discontinued
760164608 | P-006-DS-6F-FSUVI | Variant of P-DS | OptiSPEED® Plenum Distribution Cable, 6 fiber single-unit | CommScope® |  | P-DS | Fiber indoor cable |  | Discontinued
760164749 | P-024-LZ-5L-F12BK/25D | Variant of P-LZ | Fiber indoor/outdoor cable, LazrSPEED®, Plenum Rated, Gel-Free, 24 fiber, Stranded Loose Tube with Aluminum Interlocking Armor containing a Plenum Rated Outer Jacket, Multimode OM3, Feet jacket marking, Black jacket color | CommScope® |  | P-LZ | Fiber indoor/outdoor cable
760164970 | P-024-DS-6F-FSUGR | Variant of P-DS | OptiSPEED® Plenum Distribution Cable, 24 fiber single-unit | CommScope® |  | P-DS | Fiber indoor cable |  | Discontinued
760164756 | P-036-LZ-5L-F12BK/25D | Variant of P-LZ | Fiber indoor/outdoor cable, LazrSPEED®, Plenum Rated, Gel-Free, Stranded Loose Tube with Aluminum Interlocking Armor containing a Plenum Rated Outer Jacket, 36 fiber, Multimode OM3, Feet jacket marking, Black jacket color | CommScope® |  | P-LZ | Fiber indoor/outdoor cable
760164764 | P-024-LZ-5K-F12BK/25D | Variant of P-LZ | Fiber indoor/outdoor cable, LazrSPEED®, Plenum Rated, Gel-Free, 24 fiber, Stranded Loose Tube with Aluminum Interlocking Armor containing a Plenum Rated Outer Jacket, Multimode OM4, Feet jacket marking, Black jacket color | CommScope® |  | P-LZ | Fiber indoor/outdoor cable
760164996 | R-006-DS-8W-FSUGR | Variant of R-DS | Fiber indoor cable, TeraSPEED® Riser Distribution, Singlemode G.652.D and G.657.A1, 6 fiber single-unit, Feet jacket marking, Green jacket color | CommScope® |  | R-DS | Fiber indoor cable
760168757 | P-002-ZC-5M-F16YL | Variant of P-ZC | LazrSPEED® 1.6 mm Plenum Zipcord Cable | CommScope® |  | P-ZC | Fiber indoor cable |  | Discontinued
760248052 | L-048-LN-5K-M12AQ/14D/GY/C | Variant of L-LN | Fiber indoor cable, Single Jacket All-Dielectric, Gel-Free, 48 fibers, Stranded Microsheath Tube, Multimode OM4, Meters jacket marking, Aqua jacket color, Cca Flame rating. Provides Rodent Resistance | CommScope® |  | L-LN | Fiber indoor cable
760246170 | L-024-LN-5K-M12AQ/14D/GY/C | Variant of L-LN | Fiber indoor cable, Single Jacket All-Dielectric, Gel-Free, Stranded Microsheath Tube, 24 fibers, Multimode OM4, Meters jacket marking, Aqua jacket color, Cca Flame rating. Provides Rodent Resistance | CommScope® |  | L-LN | Fiber indoor cable
760251599 | P-004-DS-5K-FSUYL | Variant of P-DS | Fiber indoor cable, LazrSPEED® Plenum Distribution Cable, 4 fiber single-unit, Multimode OM4, Feet jacket marking, Yellow jacket color | CommScope® |  | P-DS | Fiber indoor cable
760251601 | P-006-DS-5K-FSUOR | Variant of P-DS | Fiber indoor cable, LazrSPEED® Plenum Distribution Cable, 6 fiber single-unit, Multimode OM4, Feet jacket marking, Orange jacket color | CommScope® |  | P-DS | Fiber indoor cable
760251514 | P-072-MP-RR-F12YL/8G1/99N | Variant of P-MP | Indoor Plenum Rollable Ribbon Backbone Cable | CommScope® |  | P-MP | Fiber indoor cable
760251518 | N-072-MP-RR-F12YL/8G1/99N/C | Variant of N-MP | Fiber indoor cable, LSZH Riser Rollable Ribbon Dual Rated Backbone, 72 fiber, Singlemode G.657.A2/B2, Feet jacket marking, Yellow jacket color, Cca flame rating | CommScope® |  | N-MP | Fiber indoor cable
760251519 | N-096-MP-RR-F12YL/8G1/99N/C | Variant of N-MP | Fiber indoor cable, LSZH Riser Rollable Ribbon Dual Rated Backbone, 96 fiber, Singlemode G.657.A2/B2, Feet jacket marking, Yellow jacket color, Cca flame rating | CommScope® |  | N-MP | Fiber indoor cable
760250108 | Z-864-CN-RR-F12BK/8G1/99L/200/C | Variant of Z-CN | Fiber indoor/outdoor cable, All-Dielectric, LSZH, Riser-Rated, Gel-Free, Central Tube Rollable Ribbon, 864 fiber, Singlemode G.657.A2/B2, Feet jacket marking, Black jacket color, Cca flame rating | CommScope® |  | Z-CN | Fiber indoor/outdoor cable
810009772/DB | C-036-LA-8W-M12BK/20G/C | Variant of C-LA | Fiber indoor/outdoor cable, TeraSPEED®, Single Jacket/Single Armor, Low Smoke Zero Halogen (LSZH), Singlemode G.652.D and G.657.A1, 36 fiber, Gel Filled , Stranded Loose Tube, Feet jacket marking, Black jacket color, Cca flame rating | CommScope® |  | C-LA | Fiber indoor/outdoor cable
810009791/DB | C-048-LN-8F-M12BK/14D/AY/D | Variant of C-LN | Fiber Indoor/Outdoor Cable, Low Smoke Zero Halogen, 48 fiber, Microsheath, Singlemode, G.657.A1, Gel-free, Meters jacket marking, Black jacket color, Dca flame rating | CommScope® |  | C-LN | Fiber indoor/outdoor cable
810009793/DB | C-096-LN-8F-M12BK/14D/AY/D | Variant of C-LN | Fiber Indoor/Outdoor Cable, Low Smoke Zero Halogen, 96 fiber, Microsheath, Singlemode, G.657.A1, Gel-free, Meters jacket marking, Black jacket color, Dca flame rating | CommScope® |  | C-LN | Fiber indoor/outdoor cable
810009794/DB | C-144-LN-8F-M12BK/14D/AY/D | Variant of C-LN | Fiber Indoor/Outdoor Cable, Low Smoke Zero Halogen, 144 fiber, Microsheath, Singlemode, G.657.A1, Gel-free, Meters jacket marking, Black jacket color, Dca flame rating | CommScope® |  | C-LN | Fiber indoor/outdoor cable
810009807/DB | L-012-LN-8F-M12YL/14D/GY/C | Variant of L-LN | Fiber indoor cable, Single Jacket All-Dielectric, Gel-Free, Stranded Microsheath Tube, 12 fibers, Singlemode, G.657.A1, Meters jacket marking, Yellow jacket color, Cca Flame rating. Provides Rodent Resistance | CommScope® |  | L-LN | Fiber indoor cable
810009808/DB | L-024-LN-8F-M12YL/14D/GY/C | Variant of L-LN | Fiber indoor cable, Single Jacket All-Dielectric, Gel-Free, Stranded Microsheath Tube, 24 fibers, Singlemode, G.657.A1, Meters jacket marking, Yellow jacket color, Cca Flame rating. Provides Rodent Resistance | CommScope® |  | L-LN | Fiber indoor cable
810009809/DB | L-048-LN-8F-M12YL/14D/GY/C | Variant of L-LN | Fiber indoor cable, Single Jacket All-Dielectric, Gel-Free, 48 fibers, Stranded Microsheath Tube, Singlemode, G.657.A1, Meters jacket marking, Yellow jacket color, Cca Flame rating. Provides Rodent Resistance | CommScope® |  | L-LN | Fiber indoor cable
810009810/DB | L-072-LN-8F-M12YL/14D/GY/C | Variant of L-LN | Fiber indoor cable, Single Jacket All-Dielectric, Gel-Free, 72 fiber, Stranded Microsheath Tube, Singlemode, G.657.A1, Meters jacket marking, Yellow jacket color, Cca Flame rating. Provides Rodent Resistance | CommScope® |  | L-LN | Fiber indoor cable
810009812/DB | L-144-LN-8F-M12YL/14D/GY/C | Variant of L-LN | Fiber indoor cable, Single Jacket All-Dielectric, 144 fiber, Gel-Free, Stranded Microsheath Tube, Singlemode, G.657.A1, Meters jacket marking, Yellow jacket color, Cca Flame rating. Provides Rodent Resistance | CommScope® |  | L-LN | Fiber indoor cable
810009825/DB | C-001-DN-8G-M01BK/15G/V6/D | Variant of C-DN | Fiber Drop Cable, Façade, Duct and Aerial, FTTH, 1 fiber, Singlemode, G.657.A2, Gel-filled, Meters jacket marking, Black jacket, Dca Flame Rating | CommScope® |  | C-DN | Fiber indoor/outdoor cable
9-1592145-9 | C-012-DS-5K-MSUAQ/GY/C | Variant of C-DS | Indoor/outdoor Fiber Optic Cable, 12-fiber, office distribution, multimode, OM4, ULSZH, aqua. Provides Rodent Resistance. | CommScope® |  | C-DS | Fiber indoor/outdoor cable
900003177/DB | R-001-SP-8G-F29IV/WB/RNB | Variant of R-SP | All-Dielectric Indoor/Outdoor Riser Simplex Cable, Reel in Box, 1000 FT | CommScope® |  | R-SP | Fiber indoor cable
900003694/DB | R-002-DS-8G-FSUYL | Variant of R-DS | Fiber indoor cable, Riser Distribution, 2 fiber single-unit, Singlemode G.657.A2, Meters jacket marking, Yellow jacket color | CommScope® |  | R-DS | Fiber indoor cable
760248775 | C-012-L2-8W-M12RD/40G/GY/FS/B | Variant of C-L2 | Fiber Indoor/Outdoor cable, TeraSPEED®, 120 min Fire Survival, Low Smoke Zero Halogen (LSZH), 12 fiber, Gel-Filled, Central Loose Tube, Singlemode G.652.D and G.657.A1, Meters jacket marking, Red jacket color | CommScope® |  | C-L2 | Fiber indoor/outdoor cable
760250069 | C-036-LA-5L-M12BK/25G/GY/FS | Variant of C-LA | Fiber indoor/outdoor cable, LazrSPEED®, Single Jacket/Single Armor, 90 min Fire Survival, Low Smoke Zero Halogen (LSZH), 36 fiber, Gel-Filled, Stranded Loose Tube, Multimode OM3, Black jacket color, Meters cable marking | CommScope® |  | C-LA | Fiber indoor/outdoor cable
760245384 | C-012-LA-8W-M12BK/25G/GY/FS/B | Variant of C-LA | Fiber indoor/outdoor cable, TeraSPEED®, Single Jacket/Single Armor, 90 min Fire Survival, Low Smoke Zero Halogen (LSZH), 12 fiber, Singlemode G.652.D and G.657.A1, Gel-Filled, Stranded Loose Tube, Black jacket color, Meters cable marking | CommScope® |  | C-LA | Fiber indoor/outdoor cable
760245381 | C-048-LA-8W-M12BK/25G/GY/FS/B | Variant of C-LA | Fiber indoor/outdoor cable, TeraSPEED®, Single Jacket/Single Armor, 90 min Fire Survival, Low Smoke Zero Halogen (LSZH), 48 fiber, Singlemode G.652.D and G.657.A1, Gel-Filled, Stranded Loose Tube, Black jacket color, Meters cable marking | CommScope® |  | C-LA | Fiber indoor/outdoor cable
760250067 | C-012-LA-5L-M12BK/25G/GY/FS | Variant of C-LA | Fiber indoor/outdoor cable, LazrSPEED®, Single Jacket/Single Armor, 90 min Fire Survival, Low Smoke Zero Halogen (LSZH), 12 fiber, Gel-Filled, Stranded Loose Tube, Multimode OM3, Black jacket color, Meters cable marking | CommScope® |  | C-LA | Fiber indoor/outdoor cable
760245383 | C-024-LA-8W-M12BK/25G/GY/FS/B | Variant of C-LA | Fiber indoor/outdoor cable, TeraSPEED®, Single Jacket/Single Armor, 90 min Fire Survival, Low Smoke Zero Halogen (LSZH), 24 fiber, Singlemode G.652.D and G.657.A1, Gel-Filled, Stranded Loose Tube, Black jacket color, Meters cable marking | CommScope® |  | C-LA | Fiber indoor/outdoor cable
760250073 | C-012-LA-5K-M12BK/25G/GY/FS | Variant of C-LA | Fiber indoor/outdoor cable, LazrSPEED®, Single Jacket/Single Armor, 90 min Fire Survival, Low Smoke Zero Halogen (LSZH), 12 fiber, Multimode OM4, Gel-Filled, Stranded Loose Tube, Black jacket color, Meters cable marking | CommScope® |  | C-LA | Fiber indoor/outdoor cable
760250074 | C-024-LA-5K-M12BK/25G/GY/FS | Variant of C-LA | Fiber indoor/outdoor cable, LazrSPEED®, Single Jacket/Single Armor, 90 min Fire Survival, Low Smoke Zero Halogen (LSZH), 24 fiber, Multimode OM4, Gel-Filled, Stranded Loose Tube, Black jacket color, Meters cable marking | CommScope® |  | C-LA | Fiber indoor/outdoor cable
760250350 | C-006-L2-5K-M06RD/40G/GY/FS/B | Variant of C-L2 | Fiber Indoor/Outdoor cable, LazrSPEED®, 120 min Fire Survival, Low Smoke Zero Halogen (LSZH), 6 fiber, Gel-Filled, Central Loose Tube Cable, Multimode OM4, Meters jacket marking, Black jacket color | CommScope® |  | C-L2 | Fiber indoor/outdoor cable
810009763/DB | C-006-LN-8W-M06BK/20G/HTS/D | Variant of C-LN | Fiber indoor/outdoor cable, LightScope® ZWP High Tensile Strength, LSZH, Singlemode G.652.D and G.657.A1, 6 fiber, Mini All-Dielectric Single Jacket, Gel-Filled, Stranded Loose Tube, Black jacket color, Dca flame rating, Provides Rodent Resistance | CommScope® |  | C-LN | Fiber indoor/outdoor cable
810009858/DB | C-006-DN-8W-M06YL/28G/GY/E | Variant of C-DN | Fiber indoor/outdoor cable, LightScope® ZWP, Gel-Filled loose tube. Singlemode G.652.D, 6 fiber, Meters jacket marking, Yellow jacket color, Eca flame rating. Provides Rodent Resistance | CommScope® |  | C-DN | Fiber indoor/outdoor cable |  | Discontinued
810009773/DB | C-012-LN-8W-M12BK/25D/B2 | Variant of C-LN | Fiber indoor/outdoor cable, LightScope® ZWP, Single Jacket All-Dielectric, Low Smoke Zero Halogen (LSZH), Singlemode G.652.D and G.657.A1, 12 fiber, Gel-Free, Stranded Loose Tube, Feet jacket marking, Black jacket color, B2ca flame rating | CommScope® |  | C-LN | Fiber indoor/outdoor cable |  | Discontinued
810009761/DB | C-002-LN-8W-M02BK/20G/HTS/D | Variant of C-LN | Fiber indoor/outdoor cable, LightScope® ZWP High Tensile Strength, LSZH, Singlemode G.652.D and G.657.A1, 2 fiber, Mini All-Dielectric Single Jacket, Gel-Filled, Stranded Loose Tube, Black jacket color, Dca flame rating, Provides Rodent Resistance | CommScope® |  | C-LN | Fiber indoor/outdoor cable
760241345 | Z-144-CN-RR-F12BK/8W/99G/C | Variant of Z-CN | Fiber indoor/outdoor cable, All-Dielectric, LSZH Riser-Rated, 144 fiber, Gel-Free, Central Tube Rollable Ribbon, Singlemode G.652.D and G.657.A1, Feet jacket marking, Black jacket color, Cca flame rating | CommScope® |  | Z-CN | Fiber indoor/outdoor cable
760241357 | D-576-LA-RR-F12NS/8W/99H | Variant of D-LA | Fiber OSP cable, Outdoor Steel Armored, Gel-Free, Stranded Loose Tube Rollable Ribbon, 576 fiber, Singlemode G.652.D and G.657.A1, Feet jacket marking, Black jacket color | CommScope® |  | D-LA | Fiber OSP cable
760241348 | Z-576-CN-RR-F12BK/8W/99G/C | Variant of Z-CN | Fiber indoor/outdoor cable, All-Dielectric, LSZH Riser-Rated, Gel-Free, Central Tube Rollable Ribbon, 576 fiber, Singlemode G.652.D and G.657.A1, Feet jacket marking, Black jacket color, Cca flame rating | CommScope® |  | Z-CN | Fiber indoor/outdoor cable
760241358 | D-864-LA-RR-F12NS/8W/99H | Variant of D-LA | Fiber OSP cable, Outdoor Steel Armored, Gel-Free, Stranded Loose Tube Rollable Ribbon, 864 fiber, Singlemode G.652.D and G.657.A1, Feet jacket marking, Black jacket color | CommScope® |  | D-LA | Fiber OSP cable
760241759 | N-004-DS-5G-FSULM/B2 | Variant of N-DS | Fiber indoor cable, LazrSPEED® Low Smoke Zero Halogen Riser Distribution Cable, 4 fiber single-unit, Gel-free, Multimode OM5, Feet jacket marking, Lime green jacket color, B2ca flame rating | CommScope® |  | N-DS | Fiber indoor cable
760241753 | N-004-DS-8W-FSUYL/B2 | Variant of N-DS | Fiber indoor cable, TeraSPEED® Low Smoke Zero Halogen Riser Distribution Cable, 4 fiber single-unit, Gel-free, Singlemode G.652.D and G.657.A1, Feet jacket marking, Yellow jacket color, B2ca flame rating | CommScope® |  | N-DS | Fiber indoor cable
760241765 | N-024-DS-8W-FSUYL/B2 | Variant of N-DS | Fiber indoor cable, TeraSPEED® Low Smoke Zero Halogen Riser Distribution, 24 fiber single-unit, Gel-free, Singlemode G.652.D and G.657.A1, Feet jacket marking, Yellow jacket color, B2ca flame rating | CommScope® |  | N-DS | Fiber indoor cable
760241755 | N-004-DS-5L-FSUAQ/B2 | Variant of N-DS | Fiber indoor cable, LazrSPEED® Low Smoke Zero Halogen Riser Distribution, 4 fiber single-unit, Gel-free, Multimode OM3, Feet jacket marking, Aqua jacket color, B2ca flame rating | CommScope® |  | N-DS | Fiber indoor cable
760242275 | N-864-CN-RR-F12YL/8G1/99G/C | Variant of N-CN | Fiber indoor outdoor cable, All-Dielectric, LSZH/Riser-Rated, Gel-Free, Central Tube Rollable Ribbon, 864 fiber, Singlemode G.657.A2, Feet jacket marking, Yellow jacket color, Cca flame rating | CommScope® |  | N-CN | Fiber indoor cable
760242192 | Z-012-MD-8V-F36BK/C | Variant of Z-MD | Fiber Indoor/Outdoor Cable, Low Smoke Zero Halogen Micro-Distribution, 12-Fiber, Singlemode G.657.A2/B2, Gel-free, Feet jacket marking, Black jacket color, Cca flame rating | CommScope® |  | Z-MD | Fiber indoor/outdoor cable
760242568 | C-004-LN-8W-M04BK/25D/B2 | Variant of C-LN | Fiber indoor/outdoor cable, TeraSPEED®, Single Jacket All-Dielectric, Low Smoke Zero Halogen (LSZH), 4 fiber, Singlemode G.652.D and G.657.A1, Gel-Free, Stranded Loose Tube, Meters jacket marking, Black jacket color, B2ca flame rating | CommScope® |  | C-LN | Fiber indoor/outdoor cable
760242569 | C-006-LN-8W-M06BK/25D/B2 | Variant of C-LN | Fiber indoor/outdoor cable, TeraSPEED®, Single Jacket All-Dielectric, Low Smoke Zero Halogen (LSZH), 6 fiber, Singlemode G.652.D and G.657.A1, Gel-Free, Stranded Loose Tube, Meters jacket marking, Black jacket color, B2ca flame rating | CommScope® |  | C-LN | Fiber indoor/outdoor cable
760242443 | P-048-DS-CM-FMULM/8W024/5G024 | Variant of P-DS | Fiber indoor cable, TeraSPEED® Plenum Distribution, 48 fiber multi-unit with 12 fiber subunits, Composite OM5 and G.652.D and G.657.A1, Gel-free, Feet jacket marking, Lime green jacket color | CommScope® |  | P-DS | Fiber indoor cable
760249626 | C-001-DN-8G-M01WH/15G/V6/D | Variant of C-DN | Fiber Drop Cable, Façade, Duct and Aerial, FTTH, 1 fiber, Singlemode, G.657.A2, Gel-filled, Meters jacket marking, White jacket color, Dca Flame Rating | CommScope® |  | C-DN | Fiber indoor/outdoor cable
760249628 | C-024-RD-8F-M24WH-08D | Variant of C-RD | Fiber indoor/outdoor Retractable Façade Distribution Cable, 24 fibers, Singlemode, G.657.A1, Gel-free, White jacket color, Meters jacket marking, White jacket color | CommScope® |  | C-RD | Fiber indoor/outdoor cable
760249357 | N-002-DS-5Y-MSUAQ/093 | Variant of N-DS | Fiber indoor cable, Low Smoke Zero Halogen Distribution, 2 fiber single-unit, Multimode OM3, Meters jacket marking, Aqua jacket color | CommScope® |  | N-DS | Fiber indoor cable
760249714 | C-012-CN-5Y-M12BK/28G/093 | Variant of Z-CN | Fiber indoor/outdoor cable, Gel-filled Central Tube, 12 fiber, Multimode OM3, Meters jacket marking, Black jacket color | CommScope® |  | Z-CN | Fiber indoor/outdoor cable
760249713 | C-006-CN-5Y-M06BK/28G/093 | Variant of Z-CN | Fiber indoor/outdoor cable, Gel-filled Central Tube, 6 fiber, Multimode OM3, Meters jacket marking, Black jacket color | CommScope® |  | Z-CN | Fiber indoor/outdoor cable
760249717 | C-012-CN-5X-M12BK/28G/093 | Variant of Z-CN | Fiber indoor/outdoor cable, Gel-filled Central Tube, 12 fiber, Multimode OM4, Meters jacket marking, Black jacket color | CommScope® |  | Z-CN | Fiber indoor/outdoor cable
760249710 | C-006-CN-8Z-M06BK/28G/093 | Variant of Z-CN | Fiber indoor/outdoor cable, Gel-filled Central Tube, 6 fiber, Singlemode G.652.D and G.657.A1, Meters jacket marking, Black jacket color | CommScope® |  | Z-CN | Fiber indoor/outdoor cable
760249718 | C-024-CN-5X-M24BK/28G/093 | Variant of Z-CN | Fiber indoor/outdoor cable, Gel-filled Central Tube, 24 fiber, Multimode OM4, Meters jacket marking, Black jacket color | CommScope® |  | Z-CN | Fiber indoor/outdoor cable
760250013 | P-024-OZ-5G-FSUBK | Variant of P-OZ | Fiber indoor/outdoor cable, LazrSPEED® Plenum Distribution, interlocking aluminum armored with plenum jacket, Multimode OM5, 24 fiber single-unit, Gel-free, Feet jacket marking, Black jacket color | CommScope® |  | P-OZ | Fiber indoor/outdoor cable
760245385 | C-096-LA-8W-M12BK/25G/GY/FS/C | Variant of C-LA | Fiber indoor/outdoor cable, TeraSPEED®, Single Jacket/Single Armor, 120 min Fire Survival, LSZH, Gel-Filled, Stranded Loose Tube, Singlemode G.652.D and G.657.A1, Meters jacket marking, Black jacket color. Provides Rodent Resistance | CommScope® |  | C-LA | Fiber indoor/outdoor cable
760250037 | P-002-DS-5G-FSUYL | Variant of P-DS | Fiber indoor cable, LazrSPEED® Plenum Distribution Cable, 2 fiber single-unit, Multimode OM5, Feet jacket marking, Yellow jacket color | CommScope® |  | P-DS | Fiber indoor cable
760250038 | P-002-DS-5G-FSUOR | Variant of P-DS | Fiber indoor cable, LazrSPEED® Plenum Distribution Cable, 2 fiber single-unit, Multimode OM5, Feet jacket marking, Orange jacket color | CommScope® |  | P-DS | Fiber indoor cable
760249746 | C-048-LA-8Z-M12BK/22G/093 | Variant of C-LA | Fiber indoor/outdoor cable, loose tube gel-filled CST, 48 fiber, Singlemode G.652.D and G.657.A1, Meters jacket marking, Black jacket color | CommScope® |  | C-LA | Fiber indoor/outdoor cable
760249750 | C-048-LA-5X-M12BK/22G/093 | Variant of C-LA | Fiber indoor/outdoor cable, loose tube gel-filled CST, 48 fiber, Multimode OM4, Meters jacket marking, Black jacket color | CommScope® |  | C-LA | Fiber indoor/outdoor cable
760249744 | C-048-LN-5X-M12BK/21G/093 | Variant of C-LN | Fiber indoor/outdoor cable, Loose Tube Gel-filled, 48 fiber, Multimode OM4, Meters jacket marking, Black jacket color | CommScope® |  | C-LN | Fiber indoor/outdoor cable
760249742 | C-048-LN-5Y-M12BK/21G/093 | Variant of C-LN | Fiber indoor/outdoor cable Loose Tube Gel-filled, 48 fiber, Multimode OM3, Meters jacket marking, Black jacket color | CommScope® |  | C-LN | Fiber indoor/outdoor cable
760249745 | C-072-LN-5X-M12BK/21G/093 | Variant of C-LN | Fiber indoor/outdoor cable, Loose Tube Gel-filled, 72 fiber, Multimode OM4, Meters jacket marking, Black jacket color | CommScope® |  | C-LN | Fiber indoor/outdoor cable
760249748 | C-048-LA-5Y-M12BK/22G/093 | Variant of C-LA | Fiber indoor/outdoor cable, loose tube gel-filled CST, 48 fiber, Multimode OM3, Meters jacket marking, Black jacket color | CommScope® |  | C-LA | Fiber indoor/outdoor cable
760243517 | C-006-LN-8W-F06BK/25D/HTS/B2 | Variant of C-LN | Fiber indoor/outdoor cable, TeraSPEED®, Single Jacket All-Dielectric (LSZH), 6 fiber, Singlemode G.652.D and G.657.A1, Gel-Free, Stranded Loose Tube, Feet jacket marking, Black jacket color, B2ca flame rating. Provides Rodent Resistance | CommScope® |  | C-LN | Fiber indoor/outdoor cable
760245021 | L-024-LN-8F-M12YL/14D/GY/C | Variant of L-LN | Fiber indoor cable, Single Jacket All-Dielectric, Gel-Free, Stranded Microsheath Tube, 24 fibers, Singlemode, G.657.A1, Meters jacket marking, Yellow jacket color, Cca Flame rating. Provides Rodent Resistance | CommScope® |  | L-LN | Fiber indoor cable
760245231 | Z-192-CN-RR-F12BK/8G1/99G/C | Variant of Z-CN | Fiber indoor/outdoor cable, All-Dielectric, LSZH Riser-Rated, Gel-Free, Central Tube Rollable Ribbon, 192 fiber, Singlemode G.657.A2/B2, Feet jacket marking, Black jacket color, Cca flame rating | CommScope® |  | Z-CN | Fiber indoor/outdoor cable
760245018 | L-096-LN-8F-M12YL/14D/GY/C | Variant of L-LN | Fiber indoor cable, Single Jacket All-Dielectric, 96 fiber, Gel-Free, Stranded Microsheath Tube, Singlemode, G.657.A1, Meters jacket marking, Yellow jacket color, Cca Flame rating. Provides Rodent Resistance | CommScope® |  | L-LN | Fiber indoor cable
760245019 | C-072-LN-8F-M12YL/14D/GY/C | Variant of L-LN | Fiber indoor cable, Single Jacket All-Dielectric, Gel-Free, 72 fiber, Stranded Microsheath Tube, Singlemode, G.657.A1, Meters jacket marking, Yellow jacket color, Cca Flame rating. Provides Rodent Resistance | CommScope® |  | L-LN | Fiber indoor cable
760245020 | L-048-LN-8F-M12YL/14D/GY/C | Variant of L-LN | Fiber indoor cable, Single Jacket All-Dielectric, Gel-Free, Stranded Microsheath Tube cable, 48 fiber, Singlemode G.657.A1, Yellow jacket color, Cca flame rating. Provides Rodent Resistance | CommScope® |  | L-LN | Fiber indoor cable
760245203 | N-012-MP-8G1-F20YL/E | Variant of N-MP | Low Smoke Zero Halogen Riser Light Duty Interconnect Cable, 12 fiber | CommScope® |  | N-MP | Fiber indoor cable
760245324 | P-096-DS-5K-FMURS | Variant of P-DS | Fiber indoor cable, LazrSPEED® Plenum Distribution, 96-Fiber Multi-Unit with 12-Fiber Subunits, Multimode OM4, Gel-free, Feet jacket marking, Rose jacket color | CommScope® |  | P-DS | Fiber indoor cable
760245229 | P-192-CN-RR-F12YL/8G1/99E | Variant of P-CN | Fiber indoor cable, Plenum All-Dielectric Central Tube Rollable Ribbon, 192 fiber, Singlemode G.657.A2/B2, Feet jacket marking, Yellow jacket color | CommScope® |  | P-CN | Fiber indoor cable
760245230 | N-192-CN-RR-F12YL/8G1/99G/C | Variant of N-CN | Fiber indoor cable, All-Dielectric, LSZH/Riser-Rated, Gel-Free, Central Tube Rollable Ribbon, 192 fiber, Singlemode G.657.A2/B2, Feet jacket marking, Yellow jacket color, Cca flame rating | CommScope® |  | N-CN | Fiber indoor cable
760245959 | P-024-DS-8W-FSUWH | Variant of P-DS | Fiber indoor cable, TeraSPEED® Plenum Distribution, 24 fiber single-unit, Singlemode G.652.D and G.657.A1, Feet jacket marking, White jacket color | CommScope® |  | P-DS | Fiber indoor cable
760239048 | Z-144-CZ-RR-F12BK/8G1/99G/B2 | Variant of Z-CZ | Fiber indoor/outdoor cable, Interlocking Armored, LSZH Riser-Rated, 144 fiber, Gel-Free, Central Tube Rollable Ribbon, Singlemode G.657.A2/B2, Feet jacket marking, Black jacket color, B2ca flame rating | CommScope® |  | Z-CZ | Fiber indoor/outdoor cable
760239111 | Z-048-LZ-8W-F12BK/25D | Variant of Z-LZ | Fiber indoor/outdoor cable, TeraSPEED®, Gel-Free, 48 fiber, Singlemode G.652.D and G.657.A1, Inner Low Smoke Zero Halogen (LSZH) Stranded Loose Tube with Aluminum Interlocking Armor and a LSZH Outer Jacket, Black jacket color, Feet cable marking | CommScope® |  | Z-LZ | Fiber indoor/outdoor cable
760239112 | Z-072-LZ-8W-F12BK/25D | Variant of Z-LZ | Fiber indoor/outdoor cable, TeraSPEED®, Gel-Free, Singlemode G.652.D and G.657.A1, Inner Low Smoke Zero Halogen (LSZH), 72 fiber, Stranded Loose Tube with Aluminum Interlocking Armor and a LSZH Outer Jacket, Black jacket color, Feet cable marking | CommScope® |  | Z-LZ | Fiber indoor/outdoor cable
760239113 | Z-096-LZ-8W-F12BK/25D | Variant of Z-LZ | Fiber indoor/outdoor cable, TeraSPEED®, Gel-Free, 96 fiber, Singlemode G.652.D and G.657.A1, Inner Low Smoke Zero Halogen (LSZH) Stranded Loose Tube with Aluminum Interlocking Armor and a LSZH Outer Jacket, Black jacket color, Feet cable marking | CommScope® |  | Z-LZ | Fiber indoor/outdoor cable
760239114 | Z-144-LZ-8W-F12BK/25D | Variant of Z-LZ | Fiber indoor/outdoor cable, TeraSPEED®, Gel-Free, 144 fiber, Singlemode G.652.D and G.657.A1, Inner Low Smoke Zero Halogen (LSZH) Stranded Loose Tube with Aluminum Interlocking Armor and a LSZH Outer Jacket, Black jacket color, Feet cable marking | CommScope® |  | Z-LZ | Fiber indoor/outdoor cable
760239121 | R-072-LZ-8W-F12BK/25D | Variant of R-LZ | Fiber indoor/outdoor cable, TeraSPEED® Riser Rated, Singlemode G.652.D and G.657.A1, Gel-Free, 72 fiber, Stranded Loose Tube with Aluminum Interlocking Armor containing a Riser Rated Outer Jacket, Black jacket color, Feet cable marking | CommScope® |  | R-LZ | Fiber indoor/outdoor cable
760239307 | N-144-CN-RR-F12YL/8G1/99G/C | Variant of N-CN | Fiber indoor/outdoor cable, All-Dielectric, LSZH, Riser-Rated, Gel-Free, Central Tube Rollable Ribbon, 144 fiber, Singlemode G.657.A2/B2, Feet jacket marking, Yellow jacket color, Cca flame rating | CommScope® |  | N-CN | Fiber indoor cable
760239308 | N-288-CN-RR-F12YL/8G1/99G/C | Variant of N-CN | Fiber indoor outdoor cable, All-Dielectric, LSZH/Riser-Rated, Gel-Free, Central Tube Rollable Ribbon, 288 fiber, Singlemode G.657.A2/B2, Feet jacket marking, Yellow jacket color, Cca flame rating | CommScope® |  | N-CN | Fiber indoor cable
760239389 | D-1728-LN-RR-F12NS/8W/99H | Variant of D-LN | Fiber OSP cable, Non-Armored, All-Dielectric, Gel-Free, Stranded Loose Tube Rollable Ribbon, 1728 fiber, Singlemode G.652.D and G.657.A1, Feet jacket marking, Black jacket color | CommScope® |  | D-LN | Fiber OSP cable
760239556 | N-012-DS-8W-FSUWH/D | Variant of N-DS | Fiber indoor cable, TeraSPEED® Low Smoke Zero Halogen Riser Distribution, 12 fiber single-unit, Singlemode G.652.D and G.657.A1, Feet jacket marking, White jacket color, Dca flame rating | CommScope® |  | N-DS | Fiber indoor cable
760239378 | Z-048-DS-8W-FMUBK | Variant of Z-DS | Fiber Indoor/Outdoor cable, TeraSPEED® Low Smoke Zero Halogen Riser Distribution, 48 fiber multi-unit with 12 fiber subunits, Gel-free, Singlemode G.652.D and G.657.A1, Feet jacket marking, Black jacket color | CommScope® |  | Z-DS | Fiber indoor/outdoor cable
760239668 | N-024-DS-5L-FSURS/D | Variant of N-DS | Fiber indoor cable, LazrSPEED® Low Smoke Zero Halogen Riser Distribution, 24 fiber single-unit, Multimode OM3, Feet jacket marking, Rose jacket color, Dca flame rating | CommScope® |  | N-DS | Fiber indoor cable
760239830 | Z-096-LA-CM-F12BK/25D/8W048/5K048/C | Variant of Z-LA | Fiber indoor/outdoor cable, TeraSPEED®/LazrSPEED®, Single Jacket/Single Armor, Low Smoke Zero Halogen (LSZH), 96 fiber, Multimode/Singlemode, Gel-Free, Stranded Loose Tube, Black jacket color, Feet jacket marking, Cca flame rating | CommScope® |  | Z-LA | Fiber indoor/outdoor cable
760239671 | N-024-DS-8W-FSUBL/D | Variant of N-DS | Fiber indoor cable, TeraSPEED® Low Smoke Zero Halogen Riser Distribution, 24 fiber single-unit, Singlemode G.652.D and G.657.A1, Feet jacket marking, Blue jacket color, Dca flame rating | CommScope® |  | N-DS | Fiber indoor cable
760239662 | N-012-DS-5L-FSURD/D | Variant of N-DS | Fiber indoor cable, LazrSPEED® Low Smoke Zero Halogen Riser Distribution, 12 fiber single-unit, Multimode OM3, Feet jacket marking, Red jacket color, Dca flame rating | CommScope® |  | N-DS | Fiber indoor cable
760239672 | N-024-DS-8W-FSURD/D | Variant of N-DS | Fiber indoor cable, TeraSPEED® Low Smoke Zero Halogen Riser Distribution, 24 fiber single-unit, Singlemode G.652.D and G.657.A1, Feet jacket marking, Red jacket color, Dca flame rating | CommScope® |  | N-DS | Fiber indoor cable
760239653 | N-006-DS-5L-FSURS/D | Variant of N-DS | Fiber indoor cable, LazrSPEED® Low Smoke Zero Halogen Riser Distribution, 6 fiber single-unit, Multimode OM3, Feet jacket marking, Rose jacket color, Dca flame rating | CommScope® |  | N-DS | Fiber indoor cable
760239654 | N-006-DS-5L-FSUSL/D | Variant of N-DS | Fiber indoor cable, LazrSPEED® Low Smoke Zero Halogen Riser Distribution, 6 fiber single-unit, Multimode OM3, Feet jacket marking, Slate jacket color, Dca flame rating | CommScope® |  | N-DS | Fiber indoor cable
760239856 | D-1152-LN-RR-F12NS/8W/99H | Variant of D-LN | Fiber OSP cable, Non-Armored, All-Dielectric, Gel-Free, Stranded Loose Tube Rollable Ribbon, 1152 fiber, Singlemode G.652.D and G.657.A1, Feet jacket marking, Black jacket color | CommScope® |  | D-LN | Fiber OSP cable
760239655 | N-006-DS-5L-FSUWH/D | Variant of N-DS | Fiber indoor cable, LazrSPEED® Low Smoke Zero Halogen Riser Distribution, 6 fiber single-unit, Multimode OM3, Feet jacket marking, White jacket color, Dca flame rating | CommScope® |  | N-DS | Fiber indoor cable
760239656 | N-006-DS-8W-FSUBL/D | Variant of N-DS | Fiber indoor cable, TeraSPEED® Low Smoke Zero Halogen Riser Distribution, 6 fiber single-unit, Singlemode G.652.D and G.657.A1, Feet jacket marking, Blue jacket color, Dca flame rating | CommScope® |  | N-DS | Fiber indoor cable
760239675 | N-024-DS-8W-FSUWH/D | Variant of N-DS | Fiber indoor cable, TeraSPEED® Low Smoke Zero Halogen Riser Distribution, 24 fiber single-unit, Singlemode G.652.D and G.657.A1, Feet jacket marking, White jacket color, Dca flame rating | CommScope® |  | N-DS | Fiber indoor cable
760239858 | D-1728-LA-RR-F12NS/8W/99H | Variant of D-LA | Fiber OSP cable, Outdoor Steel Armored, Gel-Free, Stranded Loose Tube Rollable Ribbon, 1728 fiber, Singlemode G.652.D and G.657.A1, Feet jacket marking, Black jacket color | CommScope® |  | D-LA | Fiber OSP cable
760239667 | N-024-DS-5L-FSURD/D | Variant of N-DS | Fiber indoor cable, LazrSPEED® Low Smoke Zero Halogen Riser Distribution, 24 fiber single-unit, Multimode OM3, Feet jacket marking, Red jacket color, Dca flame rating | CommScope® |  | N-DS | Fiber indoor cable
760239829 | Z-144-LA-CM-F12BK/25D/8W072/5K072/C | Variant of Z-LA | Fiber indoor/outdoor cable, TeraSPEED®/LazrSPEED®, Single Jacket/Single Armor, Low Smoke Zero Halogen (LSZH), 144 fiber, Multimode/Singlemode, Gel-Free, Stranded Loose Tube, Black jacket color, Feet jacket marking, Cca flame rating | CommScope® |  | Z-LA | Fiber indoor/outdoor cable
810009759/DB | C-002-LN-8W-M02BK/20G/D | Variant of C-LN | Fiber indoor/outdoor cable, LightScope® ZWP, Mini Single Jacket, All-Dielectric, Singlemode G.652.D and G.657.A1, Low Smoke Zero Halogen (LSZH), 2 fiber, Gel-Filled, Stranded Loose Tube, Meters jacket marking, Black jacket color, Dca flame rating | CommScope® |  | C-LN | Fiber indoor/outdoor cable
810009881/DB | C-006-DS-8W-MSUYL/GY/C | Variant of C-DS | Fiber indoor/outdoor cable, LightScope® ZWP, 6 x 900um buffered fiber, office distribution, Singlemode OS2 G.652.D and G.657.A1, ULSZH, Yellow jacket color, Cca flame rating. Provides Rodent Resistance | CommScope® |  | C-DS | Fiber indoor/outdoor cable |  | Discontinued
810009882/DB | C-012-DS-8W-MSUYL/GY/C | Variant of C-DS | Fiber indoor/outdoor cable, LightScope® ZWP , 12 x 900um buffered fiber, office distribution, Singlemode OS2 G.652.D and G.657.A1, ULSZH, Yellow jacket color, Cca flame rating. Provides Rodent Resistance | CommScope® |  | C-DS | Fiber indoor/outdoor cable |  | Discontinued
810009883/DB | C-024-DS-8W-MSUYL/GY/C | Variant of C-DS | Fiber indoor/outdoor cable, LightScope® ZWP, 24 x 900um buffered fiber, office distribution, Singlemode OS2 G.652.D and G.657.A1, ULSZH, Yellow jacket color, Cca flame rating. Provides Rodent Resistance | CommScope® |  | C-DS | Fiber indoor/outdoor cable |  | Discontinued
760248051 | L-012-LN-5K-M12AQ/14D/GY/C | Variant of L-LN | Fiber indoor cable, Single Jacket All-Dielectric, Gel-Free, Stranded Microsheath Tube, 12 fibers, Multimode OM4, Meters jacket marking, Aqua jacket color, Cca Flame rating. Provides Rodent Resistance | CommScope® |  | L-LN | Fiber indoor cable
760250118 | N-072-DS-5Y-MMUAQ/093 | Variant of N-DS | Fiber indoor cable, Low Smoke Zero Halogen Distribution, 72 fiber multi-unit, Multimode OM3, Meters jacket marking, Aqua jacket color | CommScope® |  | N-DS | Fiber indoor cable
760250121 | N-072-DS-5X-MMUAQ/093 | Variant of N-DS | Fiber indoor cable, Low Smoke Zero Halogen Distribution, 72 fiber multi-unit, Multimode OM4, Meters jacket marking, Aqua jacket color | CommScope® |  | N-DS | Fiber indoor cable
760250124 | N-096-DS-5Y-MMUAQ/093 | Variant of N-DS | Fiber indoor cable, Low Smoke Zero Halogen Distribution, 96 fiber multi-unit, Multimode OM3, Meters jacket marking, Aqua jacket color | CommScope® |  | N-DS | Fiber indoor cable
760250117 | N-096-DS-8Z-MMUYL/093 | Variant of N-DS | Fiber indoor cable, Low Smoke Zero Halogen Distribution, 96 fiber multi-unit, Singlemode G.657.A1, Meters jacket marking, Yellow jacket color | CommScope® |  | N-DS | Fiber indoor cable
760249993 | C-096-LA-5L-M12BK/25G/GY/FS | Variant of C-LA | Fiber indoor/outdoor cable, LazrSPEED®, Single Jacket/Single Armor, 120 min Fire Survival, LSZH) 96 fiber, Gel-Filled, Stranded Loose, Multimode OM3, Meters jacket marking, Black jacket color. Provides Rodent Resistance | CommScope® |  | C-LA | Fiber indoor/outdoor cable
760249994 | C-096-LA-5K-M12BK/25G/GY/FS | Variant of C-LA | Fiber indoor/outdoor cable, LazrSPEED®, Single Jacket/Single Armor, 120 min Fire Survival, LSZH, 96 fiber, Gel-Filled, Stranded Loose Tube, Multimode OM4, Meters jacket marking, Black jacket color. Provides Rodent Resistance | CommScope® |  | C-LA | Fiber indoor/outdoor cable
760243287 | C-024-LA-5K-M12BK/20G/C | Variant of C-LA | Fiber indoor/outdoor cable, LazrSPEED®, Single Jacket/Single Armor, Low Smoke Zero Halogen (LSZH), 24 fiber, Multimode OM4, Gel Filled , Stranded Loose Tube, Black jacket color, Meters jacket marking, Cca flame rating | CommScope® |  | C-LA | Fiber indoor/outdoor cable
760243322 | C-012-LN-5K-M12BK/20G/HTS/D | Variant of C-LN | Fiber indoor/outdoor cable, LazrSPEED® High Tensile Strength (LSZH) Mini All-Dielectric Single Jacket, 12 fiber, Multimode OM4, Gel-Filled, Stranded Loose Tube, Meters jacket marking, Black jacket color, Dca flame rating. Provides Rodent Resistance | CommScope® |  | C-LN | Fiber indoor/outdoor cable
760248396 | P-006-DS-5L-FSUBK | Variant of P-DS | Fiber indoor cable, LazrSPEED® Plenum Distribution Cable, 6 fiber single-unit, Multimode OM3, Feet jacket marking, Black jacket color | CommScope® |  | P-DS | Fiber indoor cable
9100543/DB | P-012-DS-8W-FSUYL | Variant of P-DS | Fiber indoor cable, TeraSPEED® Plenum Distribution, 12-Fiber Single-Unit, Singlemode G.652.D and G.657.A1, Feet jacket marking, Yellow jacket color | CommScope® |  | P-DS | Fiber indoor cable
760246290 | P-288-CN-RR-F12YL/8G1/99E | Variant of P-CN | Fiber indoor cable, Plenum All-Dielectric Central Tube Rollable Ribbon, 288 fiber, Singlemode G.657.A2/B2, Feet jacket marking, Yellow jacket color | CommScope® |  | P-CN | Fiber indoor cable
760246291 | N-432-CN-RR-F12YL/8G1/99G/C | Variant of N-CN | Fiber indoor/outdoor cable, All-Dielectric, LSZH/Riser-Rated, Gel-Free, Central Tube Rollable Ribbon, 432 fiber, Singlemode G.657.A2/B2, Feet jacket marking, Yellow jacket color, Cca flame rating | CommScope® |  | N-CN | Fiber indoor cable
760248082 | Z-864-CZ-RR-F12BK/8G1/99G/B2 | Variant of Z-CZ | Fiber indoor/outdoor cable, Interlocking Armored, LSZH Riser-Rated, Gel-Free, Central Tube Rollable Ribbon, 864 fiber, Singlemode G.657.A2/B2, Feet jacket marking, Black jacket color, B2ca flame rating | CommScope® |  | Z-CZ | Fiber indoor/outdoor cable
760248083 | Z-288-CZ-RR-F12BK/8G1/99G/B2 | Variant of Z-CZ | Fiber indoor/outdoor cable, Interlocking Armored, LSZH Riser-Rated, Gel-Free, Central Tube Rollable Ribbon, 288 fiber, Singlemode G.657.A2/B2, Feet jacket marking, Black jacket color, B2ca flame rating | CommScope® |  | Z-CZ | Fiber indoor/outdoor cable
760248084 | Z-432-CZ-RR-F12BK/8G1/99G/B2 | Variant of Z-CZ | Fiber indoor/outdoor cable, Interlocking Armored, LSZH Riser-Rated, Gel-Free, Central Tube Rollable Ribbon, 432 fiber, Singlemode G.657.A2/B2, Feet jacket marking, Black jacket color, B2ca flame rating | CommScope® |  | Z-CZ | Fiber indoor/outdoor cable
760243291 | C-048-LA-5K-M12BK/20G/C | Variant of C-LA | Fiber indoor/outdoor cable, LazrSPEED®, Single Jacket/Single Armor, Low Smoke Zero Halogen (LSZH), 48 fiber, Multimode OM4, Gel Filled , Stranded Loose Tube, Black jacket color, Meters jacket marking, Cca flame rating | CommScope® |  | C-LA | Fiber indoor/outdoor cable
760243280 | C-006-LA-5K-M06BK/20G/B | Variant of C-LA | Fiber indoor/outdoor cable, LazrSPEED®, Single Jacket/Single Armor, Low Smoke Zero Halogen (LSZH), 6 fiber, Multimode OM4, Gel Filled , Stranded Loose Tube, Meters jacket marking, Black jacket color, B2ca flame rating | CommScope® |  | C-LA | Fiber indoor/outdoor cable
2-599605-2 | POC-FO-CAB-IEDLT-48X4-2KM | Variant of C-LN | Fiber Optic Cable, 48-fiber, OM4, loose tube, dry, 2000 m, aqua | CommScope® |  | C-LN | Fiber indoor/outdoor cable
760248474 | P-144-MP-8G1-F12YL/20T | Variant of P-MP | Fiber Indoor Cable, Plenum MPO Trunk, 144 fiber multi-unit with 12 fiber subunits, Singlemode G.657.A2, Gel-free, Feet jacket marking, Yellow jacket color; Light Duty | CommScope® |  | P-MP | Fiber indoor cable
760243303 | C-006-LN-5L-M06BK/20G/D | Variant of C-LN | Fiber indoor/outdoor cable, LazrSPEED®, Mini Single Jacket, All-Dielectric, Low Smoke Zero Halogen (LSZH), 6 fiber, Gel-Filled, Stranded Loose Tube, Multimode OM3, Meters jacket marking, Black jacket color, Dca flame rating | CommScope® |  | C-LN | Fiber indoor/outdoor cable
760242533 | C-012-LN-5K-M12BK/20G/D | Variant of C-LN | Fiber indoor/outdoor cable, LazrSPEED®, Mini Single Jacket, All-Dielectric, Low Smoke Zero Halogen (LSZH), 12 fiber, Multimode OM4, Gel-Filled, Stranded Loose Tube, Meters jacket marking, Black jacket color, Dca flame rating | CommScope® |  | C-LN | Fiber indoor/outdoor cable
760243304 | C-012-LN-5L-M12BK/20G/D | Variant of C-LN | Fiber indoor/outdoor cable, LazrSPEED®, Mini Single Jacket, All-Dielectric, Low Smoke Zero Halogen (LSZH), 12 fiber, Gel-Filled, Stranded Loose Tube, Multimode OM3, Meters jacket marking, Black jacket color, Dca flame rating | CommScope® |  | C-LN | Fiber indoor/outdoor cable
760242534 | C-024-LN-5K-M12BK/20G/E | Variant of C-LN | Fiber indoor/outdoor cable, LazrSPEED®, Mini Single Jacket, All-Dielectric, Low Smoke Zero Halogen (LSZH), 24 fiber, Multimode OM4, Gel-Filled, Stranded Loose Tube, Meters jacket marking, Black jacket color, Eca flame rating | CommScope® |  | C-LN | Fiber indoor/outdoor cable
760243307 | C-048-LN-5K-M12BK/20G/E | Variant of C-LN | Fiber indoor/outdoor cable, LazrSPEED®, Mini Single Jacket, All-Dielectric, Low Smoke Zero Halogen (LSZH), 48 fiber, Multimode OM4, Gel-Filled, Stranded Loose Tube, Meters jacket marking, Black jacket color, Eca flame rating | CommScope® |  | C-LN | Fiber indoor/outdoor cable
760251948 | C-002-CN-5X-M02BK/28G/093 | Variant of Z-CN | Fiber indoor/outdoor cable, Gel-filled Central Tube, 2 fiber, Multimode OM4, Meters jacket marking, Black jacket color | CommScope® |  | C-CN | Fiber indoor/outdoor cable
760257845 | N-002-DS-5C-MSULM/093 | Variant of N-DS | Fiber indoor cable, Low Smoke Zero Halogen Distribution, 2 fiber single-unit, Multimode OM5, Meters jacket marking, Lime green jacket color | CommScope® |  | N-DS | Fiber indoor cable
760257847 | N-006-DS-5C-MSULM/093 | Variant of N-DS | Fiber indoor cable, Low Smoke Zero Halogen Distribution, 6 fiber single-unit, Multimode OM5 bend insensitive, Meters jacket marking, Lime green jacket color | CommScope® |  | N-DS | Fiber indoor cable
760257848 | N-008-DS-5C-MSULM/093 | Variant of N-DS | Fiber indoor cable, Low Smoke Zero Halogen Distribution, 8 fiber single-unit, Multimode OM5, Meters jacket marking, Lime green jacket color | CommScope® |  | N-DS | Fiber indoor cable
760257837 | C-024-CN-5C-M24BK/28G/093 | Variant of Z-CN | Fiber indoor/outdoor cable, Gel-filled Central Tube, 24 fiber, Multimode OM5, Meters jacket marking, Black jacket color | CommScope® |  | C-CN | Fiber indoor/outdoor cable
N-036-MP-RR-F12YL/8G1/99N/C |  | Variant of N-MP | Fiber indoor cable, LSZH Riser Rollable Ribbon Dual Rated Backbone, 36 fiber, Singlemode G.657.A2/B2, Feet jacket marking, Yellow jacket color, Cca flame rating | CommScope® |  | N-MP | Fiber indoor cable
760255974 | C-024-LA-8W-M12YL/20G/GRP/D | Variant of C-LA | Indoor/outdoor fiber cable, TeraSPEED® Single Jacket/Single GRP Armor, Gel-filled, Stranded Loose Tube, Singlemode OS2, Yellow Jacket Provides Rodent Resistance. | CommScope® |  | C-LA | Fiber indoor/outdoor cable
760257866 | N-012-MP-5K-F12VI/SP/B2 | Variant of N-MP | LazrSPEED® Low Smoke Zero Halogen Riser MPO Trunk Cable, 12 fiber | CommScope® |  | N-MP | Fiber indoor cable
810010535/DB | C-024-LA-8W-M12BK/25D/B | Variant of Z-LA | Fiber indoor/outdoor cable, Single Jacket/Single Armor, Low Smoke Zero Halogen (LSZH), 24 fiber, Singlemode G.652.D and G.657.A1, Gel-Free, Stranded Loose Tube, Black jacket color, Meter jacket marking, B2ca flame rating | CommScope® |  | Z-LA | Fiber indoor/outdoor cable
810010536/DB | C-036-LA-8W-M12BK/25D/B | Variant of Z-LA | Fiber indoor/outdoor cable, Single Jacket/Single Armor, Low Smoke Zero Halogen (LSZH), 36 fiber, Singlemode G.652.D and G.657.A1, Gel-Free, Stranded Loose Tube, Black jacket color, Meter jacket marking, B2ca flame rating | CommScope® |  | Z-LA | Fiber indoor/outdoor cable
810010537/DB | C-048-LA-8W-M12BK/25D/B | Variant of Z-LA | Fiber indoor/outdoor cable, Single Jacket/Single Armor, Low Smoke Zero Halogen (LSZH), 48 fiber, Singlemode G.652.D and G.657.A1, Gel-Free, Stranded Loose Tube, Black jacket color, Meter jacket marking, B2ca flame rating | CommScope® |  | Z-LA | Fiber indoor/outdoor cable
810010539/DB | C-096-LA-8W-M12BK/25D/B | Variant of Z-LA | Fiber indoor/outdoor cable, Single Jacket/Single Armor, Low Smoke Zero Halogen (LSZH), 96 fiber, Singlemode G.652.D and G.657.A1, Gel-Free, Stranded Loose Tube, Black jacket color, Meter jacket marking, B2ca flame rating | CommScope® |  | Z-LA | Fiber indoor/outdoor cable
810010540/DB | C-144-LA-8W-M12BK/25D/B | Variant of Z-LA | Fiber indoor/outdoor cable, Single Jacket/Single Armor, Low Smoke Zero Halogen (LSZH), 144 fiber, Singlemode G.652.D and G.657.A1, Gel-Free, Stranded Loose Tube, Black jacket color, Meter jacket marking, B2ca flame rating | CommScope® |  | Z-LA | Fiber indoor/outdoor cable
810010541/DB | C-006-LA-8W-M06BK/25D/C | Variant of Z-LA | Fiber indoor/outdoor cable, Single Jacket/Single Armor, Low Smoke Zero Halogen (LSZH), 6 fiber, Singlemode G.652.D and G.657.A1, Gel-Free, Stranded Loose Tube, Black jacket color, Meter jacket marking, Cca flame rating | CommScope® |  | Z-LA | Fiber indoor/outdoor cable
810010543/DB | C-024-LA-8W-M12BK/25D/C | Variant of Z-LA | Fiber indoor/outdoor cable, Single Jacket/Single Armor, Low Smoke Zero Halogen (LSZH), 24 fiber, Singlemode G.652.D and G.657.A1, Gel-Free, Stranded Loose Tube, Black jacket color, Meter jacket marking, Cca flame rating | CommScope® |  | Z-LA | Fiber indoor/outdoor cable
810010545/DB | C-048-LA-8W-M12BK/25D/C | Variant of Z-LA | Fiber indoor/outdoor cable, Single Jacket/Single Armor, Low Smoke Zero Halogen (LSZH), 48 fiber, Singlemode G.652.D and G.657.A1, Gel-Free, Stranded Loose Tube, Black jacket color, Meter jacket marking, Cca flame rating | CommScope® |  | Z-LA | Fiber indoor/outdoor cable
760250975 |  | Variant of N-CN | Fiber indoor cable, All-Dielectric, LSZH/Riser-Rated, Gel-Free, Central Tube 200µm Rollable Ribbon, 432 fiber, Singlemode G.657.A2/B2, Feet jacket marking, Yellow jacket color, Cca flame rating | CommScope® |  | N-CN | Fiber indoor cable
760250978 |  | Variant of N-LN | Fiber indoor cable, All-Dielectric, LSZH Riser-Rated, Gel-Free, Loose Tube Rollable 200µm Ribbon, 3456 fiber, Singlemode G.657.A2, Feet jacket marking, Yellow jacket color | CommScope® |  | N-LN | Fiber indoor cable
760245282 |  | Variant of Z-CN | Fiber indoor/outdoor cable, All-Dielectric, LSZH Riser-Rated, Gel-Free, Central Tube Rollable Ribbon, 144 fiber, Singlemode G.657.A2/B2, Feet jacket marking, Black jacket color, Cca flame rating | CommScope® |  | Z-CN | Fiber indoor/outdoor cable
760250979 | Z-432-CN-RR-F12BK/8G1/99L/200/C | Variant of Z-CN | Fiber indoor/outdoor cable, All-Dielectric, LSZH Riser-Rated, Gel-Free, Central Tube Rollable Ribbon, 432 fiber, Singlemode G.657.A2/B2, Feet jacket marking, Black jacket color, Cca flame rating | CommScope® |  | Z-CN | Fiber indoor/outdoor cable
760250980 |  | Variant of Z-CN | Fiber indoor/outdoor cable, All-Dielectric, LSZH Riser-Rated, Gel-Free, Central Tube Rollable Ribbon, 576 fiber, Singlemode G.657.A2/B2, Feet jacket marking, Black jacket color, Cca flame rating | CommScope® |  | Z-CN | Fiber indoor/outdoor cable
760255312 | L-002-DS-5Y-MSUAQ/09X/B2 | Variant of L-DS | Fiber indoor cable, Low Smoke Zero Halogen Indoor Distribution, 2 fiber single-unit, Multimode OM3, Meters jacket marking, Aqua jacket color | CommScope® |  | L-DS | Fiber indoor cable
760255317 | L-024-DS-5Y-MSUAQ/09X/B2 | Variant of L-DS | Fiber indoor cable, Low Smoke Zero Halogen Indoor Distribution, 24 fiber single-unit, Multimode OM3, Meters jacket marking, Aqua jacket color | CommScope® |  | L-DS | Fiber indoor cable
760255318 | L-002-DS-5X-MSUAQ/09X/B2 | Variant of L-DS | Fiber indoor cable, Low Smoke Zero Halogen Indoor Distribution, 2 fiber single-unit, Multimode OM4, Meters jacket marking, Aqua jacket color | CommScope® |  | L-DS | Fiber indoor cable
760255319 | L-004-DS-5X-MSUAQ/09X/B2 | Variant of L-DS | Fiber indoor cable, Low Smoke Zero Halogen Indoor Distribution, 4 fiber single-unit, Multimode OM4, Meters jacket marking, Aqua jacket color | CommScope® |  | L-DS | Fiber indoor cable
760255321 | L-008-DS-5X-MSUAQ/09X/B2 | Variant of L-DS | Fiber indoor cable, Low Smoke Zero Halogen Indoor Distribution, 8 fiber single-unit, Multimode OM4, Meters jacket marking, Aqua jacket color | CommScope® |  | L-DS | Fiber indoor cable
760255309 | L-008-DS-8Z-MSUYL/09X/B2 | Variant of L-DS | Fiber indoor cable, Low Smoke Zero Halogen Indoor Distribution, 8 fiber single-unit, Singlemode G.657.A1, Meters jacket marking, Yellow jacket color | CommScope® |  | L-DS | Fiber indoor cable
760255310 | L-012-DS-8Z-MSUYL/09X/B2 | Variant of L-DS | Fiber indoor cable, Low Smoke Zero Halogen Indoor Distribution, 12 fiber single-unit, Singlemode G.657.A1, Meters jacket marking, Yellow jacket color | CommScope® |  | L-DS | Fiber indoor cable
760261223 | N-016-MP-RR-F16YL/8G1/99K/200/C | Variant of N-MP | Fiber indoor cable, LSZH Riser Rollable Ribbon Dual Rated Backbone, 16 fiber, Singlemode G.657.A2, feet jacket marking, Yellow jacket color, Cca flame rating | CommScope® |  | N-MP | Fiber indoor cable
760261226 | N-064-MP-RR-F16YL/8G1/99K/200/C | Variant of N-MP | Fiber indoor cable, LSZH Riser Rollable Ribbon Dual Rated Backbone, 64 fiber, Singlemode G.657.A2, feet jacket marking, Yellow jacket color, Cca flame rating | CommScope® |  | N-MP | Fiber indoor cable
760262526 | N-3456-CN-RR-F16YL/8G1/97/200 | Variant of N-CN | Fiber indoor/outdoor cable, All-Dielectric, LSZH/Riser-Rated, Gel-Free, Central Tube 200µm Rollable Ribbon, 3456 fiber, Singlemode G.657.A2, Feet jacket marking, Yellow jacket color | CommScope® |  | N-CN | Fiber indoor cable
810110967/DB | C-024-LN-8W-M12BK/14D/D-DE00 | Variant of C-LN | Fiber Indoor/Outdoor Cable, Low Smoke Zero Halogen, 24 fiber, Microsheath, Singlemode, G.652.D, Gel-free, Meters jacket marking, Black jacket color, Dca flame rating | CommScope® |  | C-LN | Fiber indoor/outdoor cable
810110968/DB | C-048-LN-8W-M12BK/14D/D-DE00 | Variant of C-LN | Fiber Indoor/Outdoor Cable, Low Smoke Zero Halogen, 48 fiber, Microsheath, Singlemode, G.652.D, Gel-free, Meters jacket marking, Black jacket color, Dca flame rating | CommScope® |  | C-LN | Fiber indoor/outdoor cable
810110971/DB | C-144-LN-8W-M12BK/14D/D-DE00 | Variant of C-LN | Fiber Indoor/Outdoor Cable, Low Smoke Zero Halogen, 144 fiber, Microsheath, Singlemode, G.652.D, Gel-free, Meters jacket marking, Black jacket color, Dca flame rating | CommScope® |  | C-LN | Fiber indoor/outdoor cable
1156518-1 |  | Variant of C-DS | Fiber Optic Distribution Cable, multimode, 24-fiber, D24, W3EB, PVC | CommScope® |  | C-DS | Fiber indoor/outdoor cable
P-SP |  | Base Product | Fiber Optic Cable, Indoor Plenum, Simplex Zip Cord | CommScope® |  | P-SP | Fiber indoor cable
L-RD |  | Base Product | Fiber Optic Cable, Indoor Zero Halogen, CPR-only flame rated, Retractable Dielectric | CommScope® |  | L-RD | Fiber indoor cable
C-CA |  | Base Product | Fiber Optic Cable, Indoor/outdoor Low Smoke Zero Halogen, Central Tube Armored | CommScope® |  | C-CA | Fiber indoor/outdoor cable
C-L2 |  | Base Product | Fiber Optic Cable, Indoor/outdoor Low Smoke Zero Halogen, CPR-only flame rated, Stranded Loose Tube Double Jacketed, Single Armored | CommScope® |  | C-L2 | Fiber indoor/outdoor cable
C-RD |  | Base Product | Fiber Optic Cable, Indoor/outdoor Low Smoke Zero Halogen, CPR-only flame rated, Retractable Dielectric | CommScope® |  | C-RD | Fiber indoor/outdoor cable
P-LZ |  | Base Product | Fiber Optic Cable, Indoor/Outdoor Plenum, Stranded Loose Tube, Aluminum Interlocking Armor | CommScope® |  | P-LZ | Fiber indoor/outdoor cable
P-OD |  | Base Product | Fiber Optic Cable, Indoor/Outdoor Plenum, Distribution Cable | CommScope® |  | P-OD | Fiber indoor/outdoor cable
P-OZ |  | Base Product | Fiber Optic Cable, Indoor/Outdoor Plenum, Distribution Cable, Aluminum Interlocking Armor | CommScope® |  | P-OZ | Fiber indoor/outdoor cable
R-CN |  | Base Product | Fiber Optic Cable, Indoor/Outdoor Riser, Central Tube All-Dielectric | CommScope® |  | R-CN | Fiber indoor/outdoor cable
R-LN |  | Base Product | Fiber Optic Cable, Indoor/Outdoor Riser, Stranded Loose Tube All-Dielectric | CommScope® |  | R-LN | Fiber indoor/outdoor cable
Z-CZ |  | Base Product | Fiber Optic Cable, Indoor/Outdoor Zero Halogen, Dual listed, Central Tube Ribbon, Aluminum Interlocking Armor | CommScope® |  | Z-CZ | Fiber indoor/outdoor cable
Z-ZC |  | Base Product | Fiber Optic Cable, Indoor/Outdoor Zero Halogen, Dual listed, Duplex Zip Cord | CommScope® |  | Z-ZC | Fiber indoor/outdoor cable
Z-IC |  | Base Product | Fiber Optic Cable, Indoor/Outdoor Zero Halogen, Dual listed, Interconnect Cordage | CommScope® |  | Z-IC | Fiber indoor/outdoor cable
Z-MD |  | Base Product | Fiber Optic Cable, Indoor/Outdoor Zero Halogen, Dual listed, Mini Distribution | CommScope® |  | Z-MD | Fiber indoor/outdoor cable
760257360 | Z-048-LN-CM-F12BK/25D/8W024/5G024/E | Variant of Z-LN | Fiber indoor/outdoor cable, TeraSPEED®, Single Jacket All-Dielectric, Low Smoke Zero Halogen (LSZH), 48 fiber, Multimode/Singlemode, Gel-Free, Stranded Loose Tube, Black jacket color, Feet cable marking, Eca flame rating | CommScope® |  | Z-LN | Fiber indoor/outdoor cable
1-1427439-3 |  | Variant of C-LN | Indoor/Outdoor Fiber Optic Cable, 12-fiber, loose tube, LSZH, OM3, 1000 m | CommScope® |  | C-LN | Fiber indoor/outdoor cable |  | Discontinued
1-1427436-3 |  | Variant of C-LN | Indoor/Outdoor Fiber Optic Cable, 4-fiber, OM3, loose tube, LSZH, 1000 m | CommScope® |  | C-LN | Fiber indoor/outdoor cable |  | Discontinued
1-1427441-4 |  | Variant of C-LN | Indoor/Outdoor Fiber Optic Cable, 24-fiber, loose tube, LSZH, Singlemode, 1000 m | CommScope® |  | C-LN | Fiber indoor/outdoor cable |  | Discontinued
8-1594995-6 | L-048-LN-8F-M12YL/14D/AY/D | Variant of L-LN | Fiber indoor cable, Single Jacket All-Dielectric, Gel-Free, Stranded Microsheath Tube cable, 48 fiber, Singlemode G.657.A1, Yellow jacket color, Dca flame rating. Provides Rodent Resistance | CommScope® |  | L-LN | Fiber indoor cable
760146217 | R-001-SP-8W-F29WH | Variant of R-SP | Fiber indoor cable, TeraSPEED® 2.9 mm Riser Simplex, Singlemode G.652.D and G.657.A1, Feet jacket marking, White jacket color | CommScope® |  | R-SP | Fiber indoor cable
760257788 | N-288-MP-8G1-F16YL/20T/B2/200 | Variant of N-MP | Fiber indoor cable, Low Smoke Zero Halogen Riser MPO Trunk, 288 fiber with 16-fiber, 2.0 mm Subunits, Singlemode 200um G.657.A2, Feet jacket marking, Yellow jacket color, B2ca flame rating | CommScope® |  | N-MP | Fiber indoor cable
760257347 | C-006-LN-8W-M06BK/25D/E | Variant of Z-LN | Fiber indoor/outdoor cable, TeraSPEED®, Single Jacket All-Dielectric, Low Smoke Zero Halogen (LSZH), 6 fiber, Singlemode G.652.D and G.657.A1, Gel-Free, Stranded Loose Tube, Black jacket color, Meters cable marking, Eca flame rating | CommScope® |  | Z-LN | Fiber indoor/outdoor cable
8107971/DB | R-012-LN-8W-F12BK/25D | Variant of R-LN | Fiber indoor/outdoor cable, LightScope® ZWP, Single Jacket All-Dielectric, Riser Rated, 12 fiber, Gel-Free, Stranded Loose Tube, Singlemode G.652.D and G.657.A1, Meters jacket marking, Black jacket color | CommScope® |  | R-LN | Fiber indoor/outdoor cable
8107972/DB | R-024-LN-8W-F12BK/25D | Variant of R-LN | Fiber indoor/outdoor cable, LightScope® ZWP, Single Jacket All-Dielectric, Riser Rated, 24 fiber, Gel-Free, Stranded Loose Tube, Singlemode G.652.D and G.657.A1, Feet jacket marking, Black jacket color, Build America Buy America (BABA) | CommScope® |  | R-LN | Fiber indoor/outdoor cable
8107973/DB | R-048-LN-8W-F12BK/25D | Variant of R-LN | Fiber indoor/outdoor cable, LightScope® ZWP, Single Jacket All-Dielectric, Riser Rated, 48 fiber, Gel-Free, Stranded Loose Tube, Singlemode G.652.D and G.657.A1, Meters jacket marking, Black jacket color, Build America Buy America (BABA) | CommScope® |  | R-LN | Fiber indoor/outdoor cable
8108062/DB | P-012-LN-8W-F12BK/25D | Variant of P-LN | Fiber indoor/outdoor cable, LightScope® ZWP, Single Jacket All-Dielectric, Plenum Rated, Gel-Free, Singlemode G.652.D and G.657.A1, 12 fiber, Stranded Loose Tube, PVDF jacket, Feet jacket marking, Black jacket color | CommScope® |  | P-LN | Fiber indoor/outdoor cable
8107975/DB | R-096-LN-8W-F12BK/25D | Variant of R-LN | Fiber indoor/outdoor cable, LightScope® ZWP, Single Jacket All-Dielectric, Riser Rated, 96 fiber, Gel-Free, Stranded Loose Tube, Singlemode G.652.D and G.657.A1, Meters jacket marking, Black jacket color, Build America Buy America (BABA) | CommScope® |  | R-LN | Fiber indoor/outdoor cable
8108066/DB | P-024-LN-8W-F12BK/25D | Variant of P-LN | Fiber indoor/outdoor cable, LightScope® ZWP, Single Jacket All-Dielectric, Plenum Rated, Gel-Free, Singlemode G.652.D and G.657.A1, 24 fiber, Stranded Loose Tube, PVDF jacket, Feet jacket marking, Black jacket color, Build America Buy America (BABA) | CommScope® |  | P-LN | Fiber indoor/outdoor cable
8107976/DB | R-144-LN-8W-F12BK/25D | Variant of R-LN | LightScope® ZWP Indoor/Outdoor, Single Jacket All-Dielectric, Riser Rated, Gel-Free, Stranded Loose Tube Cable, Build America Buy America (BABA) | CommScope® |  | R-LN | Fiber indoor/outdoor cable
8108070/DB | P-048-LN-8W-F12BK/25D | Variant of P-LN | Fiber indoor/outdoor cable, LightScope® ZWP, Single Jacket All-Dielectric, Plenum Rated, Singlemode G.652.D and G.657.A1, 48 fiber, Gel-Free, Stranded Loose Tube, PVDF jacket, Feet jacket marking, Black jacket color, Build America Buy America (BABA) | CommScope® |  | P-LN | Fiber indoor/outdoor cable
8108074/DB | P-072-LN-8W-F12BK/25D | Variant of P-LN | Fiber indoor/outdoor cable, LightScope® ZWP, Single Jacket All-Dielectric, Plenum Rated, Singlemode G.652.D and G.657.A1, 72 fiber, Gel-Free, Stranded Loose Tube, PVDF jacket, Feet jacket marking, Black jacket color | CommScope® |  | P-LN | Fiber indoor/outdoor cable
8108080/DB | P-144-LN-8W-F12BK/25D | Variant of P-LN | Fiber indoor/outdoor cable, LightScope® ZWP, Single Jacket All-Dielectric, Plenum Rated, 144 fiber, Singlemode G.652.D and G.657.A1, Gel-Free, Stranded Loose Tube, PVDF jacket, Meters jacket marking, Black jacket color, Build America Buy America (BABA) | CommScope® |  | P-LN | Fiber indoor/outdoor cable
8108402/DB | R-048-LZ-8W-F12BK/25D | Variant of R-LZ | Fiber indoor/outdoor cable, LightScope® ZWP, Riser Rated, Gel-Free, Stranded Loose Tube Cable with Aluminum Interlocking Armor, 48 fiber, Singlemode G.652.D and G.657.A1, Feet jacket marking, Black jacket color | CommScope® |  | R-LZ | Fiber indoor/outdoor cable
8-1553415-4 |  | Variant of C-DS | Fiber Optic Cable, dualan, OFNP, OM3, 2.9 mm, violet | CommScope® |  | C-DS | Fiber indoor/outdoor cable
8-1592145-9 | C-012-DS-5L-MSUAQ/GY/C | Variant of C-DS | Indoor/outdoor Fiber Optic Cable, 12-fiber, office distribution, multimode, OM3, ULSZH, aqua. Provides Rodent Resistance. | CommScope® |  | C-DS | Fiber indoor/outdoor cable
8-1592139-1 | C-004-DS-5L-MSUOR/GY/C | Variant of C-DS | Indoor/outdoor Fiber Optic Cable, 4-fiber, office distribution, multimode, OM3, ULSZH, orange. Provides Rodent Resistance. | CommScope® |  | C-DS | Fiber indoor/outdoor cable
8-1427439-4 |  | Variant of C-LN | Indoor/Outdoor Fiber Optic Cable, 12-fiber, singlemode, OS2, LSZH, loose tube, gel-filled, cut length | CommScope® |  | C-LN | Fiber indoor/outdoor cable |  | Discontinued
8-1594455-1 | C-024-DS-5L-MSUOR/GY/C | Variant of C-DS | Indoor/outdoor Fiber Optic Cable, 24-fiber, office distribution, multimode, OM3, ULSZH, orange. Provides Rodent Resistance. | CommScope® |  | C-DS | Fiber indoor/outdoor cable
8-1592139-9 | C-004-DS-5L-MSUAQ/GY/C | Variant of C-DS | Indoor/outdoor Fiber Optic Cable, 4-fiber, office distribution, multimode, OM3, ULSZH, aqua. Provides Rodent Resistance. | CommScope® |  | C-DS | Fiber indoor/outdoor cable
8-1594455-9 | C-024-DS-5L-MSUAQ/GY/C | Variant of C-DS | Indoor/outdoor Fiber Optic Cable, 24-fiber, office distribution, multimode, OM3, ULSZH, aqua. Provides Rodent Resistance. | CommScope® |  | C-DS | Fiber indoor/outdoor cable
8-1592143-1 | C-008-DS-5L-MSUOR/GY/C | Variant of C-DS | Indoor/outdoor Fiber Optic Cable, 8-fiber, office distribution, multimode, OM3, ULSZH, orange. Provides Rodent Resistance. | CommScope® |  | C-DS | Fiber indoor/outdoor cable
810009230/DB | R-001-DN-8G-F49IV/SP29/RNB | Variant of R-DN | Fiber indoor/outdoor drop cable, All-Dielectric, 1 fiber Tight Buffer construction, riser, drop all-dielectric, Singlemode G.657.A2, Gel-free, Feet jacket marking, Ivory jacket color | CommScope® |  | R-DN | Fiber indoor/outdoor cable
810009131/DB | R-001-DN-8G-F01BK-SP18 | Variant of R-DN | Fiber Indoor/Outdoor Drop Cable, All-Dielectric, 1 fiber, Tight Buffer construction, Riser, Singlemode, G.657.A2, 1 Fiber, Gel-free, Feet marking, Black jacket color | CommScope® |  | R-DN | Fiber indoor/outdoor cable
810009267/DB | R-001-DN-8G-F49BK/SP29/RNB | Variant of R-DN | Fiber indoor/outdoor drop cable, All-Dielectric, 1 fiber Tight Buffer construction, riser, drop all-dielectric, Singlemode G.657.A2, Gel-free, Feet jacket marking, Black jacket color | CommScope® |  | R-DN | Fiber indoor/outdoor cable
810009224/DB | R-001-DN-8G-F01WH/SP18/RNB | Variant of R-DN | Fiber Indoor/Outdoor Drop Cable, All-Dielectric, 1 fiber, Tight Buffer construction, Riser, Singlemode, G.657.A2, 1 Fiber, Gel-free, Feet marking, White jacket color | CommScope® |  | R-DN | Fiber indoor/outdoor cable
810009429/DB | D-144-CN-RR-F12NS/8W/99G | Variant of D-CN | Fiber OSP cable, Non-Armored, All-Dielectric, Arid-Core, Dry Central Tube Rollable Ribbon, 144 fiber, Singlemode G.652.D and G.657.A1, Gel-free, Feet jacket marking, Black jacket color | CommScope® |  | D-CN | Fiber OSP cable
810009430/DB | D-288-CN-RR-F12NS/8W/99G | Variant of D-CN | Fiber OSP cable, Non-Armored, All-Dielectric, Arid-Core, Dry Central Tube Rollable Ribbon, 288 fiber, Singlemode G.652.D and G.657.A1, Gel-free, Feet jacket marking, Black jacket color | CommScope® |  | D-CN | Fiber OSP cable
810009658/DB | C-006-LA-8W-M06BK/20G/B | Variant of C-LA | Fiber indoor/outdoor cable, TeraSPEED®, Single Jacket/Single Armor, Low Smoke Zero Halogen (LSZH), Singlemode G.652.D and G.657.A1, 6 fiber, Gel Filled , Stranded Loose Tube, Meters jacket marking, Black jacket color, B2ca flame rating | CommScope® |  | C-LA | Fiber indoor/outdoor cable
810009669/DB | C-048-LN-8W-M12BK/20G/E | Variant of C-LN | Fiber indoor/outdoor cable, LightScope® ZWP, Mini Single Jacket, All-Dielectric, Low Smoke Zero Halogen (LSZH), Singlemode G.652.D and G.657.A1, 48 fiber, Gel-Filled, Stranded Loose Tube, Feet jacket marking, Black jacket color, Eca flame rating | CommScope® |  | C-LN | Fiber indoor/outdoor cable
810009670/DB | C-072-LN-8W-M12BK/20G/E | Variant of C-LN | Fiber indoor/outdoor cable, LightScope® ZWP, Mini Single Jacket, All-Dielectric, Low Smoke Zero Halogen (LSZH), Singlemode G.652.D and G.657.A1, 72 fiber, Gel-Filled, Stranded Loose Tube, Feet jacket marking, Black jacket color, Eca flame rating | CommScope® |  | C-LN | Fiber indoor/outdoor cable
810009671/DB | C-096-LN-8W-M12BK/20G/E | Variant of C-LN | Fiber indoor/outdoor cable, LightScope® ZWP, Mini Single Jacket, All-Dielectric, Low Smoke Zero Halogen (LSZH), Singlemode G.652.D and G.657.A1, 96 fiber, Gel-Filled, Stranded Loose Tube, Feet jacket marking, Black jacket color, Eca flame rating | CommScope® |  | C-LN | Fiber indoor/outdoor cable
810009633/DB | P-024-LZ-8W-F12BK/25D | Variant of P-LZ | Fiber indoor/outdoor cable, LightScope® ZWP, Plenum Rated, Gel-Free, Stranded Loose Tube Cable with Aluminum Interlocking Armor, 24 fiber, Singlemode G.652.D and G.657.A1, Feet jacket marking, Black jacket color | CommScope® |  | P-LZ | Fiber indoor/outdoor cable
8106121/DB | R-006-CN-8W-F06BK | Variant of R-CN | Fiber indoor/outdoor cable, LightScope® ZWP Single Jacket All-Dielectric, Singlemode G.652.D and G.657.A1, 6 fiber Arid Core construction, Gel-filled, central loose tube, Meters jacket marking, Black jacket color | CommScope® |  | R-CN | Fiber indoor/outdoor cable
810009664/DB | C-144-LA-8W-M12BK/20G/C | Variant of C-LA | Fiber indoor/outdoor cable, LightSCOPE® Indoor/Outdoor, Single Jacket/Single Armor, Low Smoke Zero Halogen (LSZH), Singlemode G.652.D and G.657.A1, 144 fiber, Gel Filled , Stranded Loose Tube, Feet jacket marking, Black jacket color, Cca flame rating | CommScope® |  | C-LA | Fiber indoor/outdoor cable
8106092/DB | R-012-CN-8W-F12BK | Variant of R-CN | Fiber indoor/outdoor cable, LightScope® ZWP Single Jacket All-Dielectric, Singlemode G.652.D and G.657.A1, 12 fiber Arid Core construction, Gel-filled, central loose tube, Meters jacket marking, Black jacket color | CommScope® |  | R-CN | Fiber indoor/outdoor cable
760219659 | P-012-DS-5K-FSURD | Variant of P-DS | Fiber indoor cable, LazrSPEED® Plenum Distribution, 12 fiber single-unit, Multimode OM4, Feet jacket marking, Red jacket color | CommScope® |  | P-DS | Fiber indoor cable
760222620 | P-012-DS-5K-FSUVI | Variant of P-DS | Fiber indoor cable, LazrSPEED® Plenum Distribution, 12 fiber single-unit, Multimode OM4, Feet jacket marking, Violet jacket color | CommScope® |  | P-DS | Fiber indoor cable
760222638 | P-012-DS-8W-FSUVI | Variant of P-DS | Fiber indoor cable, TeraSPEED® Plenum Distribution, 12-Fiber Single-Unit, Singlemode G.652.D and G.657.A1, Feet jacket marking, Violet jacket color | CommScope® |  | P-DS | Fiber indoor cable
760224196 | Z-048-LA-8W-M12BK/25D/C | Variant of Z-LA | Fiber indoor/outdoor cable, TeraSPEED®, Single Jacket/Single Armor, Low Smoke Zero Halogen (LSZH), 48 fiber, Singlemode G.652.D and G.657.A1, Gel-Free, Stranded Loose Tube, Black jacket color, Meters jacket marking, Cca flame rating | CommScope® |  | Z-LA | Fiber indoor/outdoor cable
760224204 | Z-072-LA-8W-M12BK/25D/C | Variant of Z-LA | Fiber indoor/outdoor cable, TeraSPEED®, Single Jacket/Single Armor, Low Smoke Zero Halogen (LSZH), 72 fiber, Singlemode G.652.D and G.657.A1, Gel-Free, Stranded Loose Tube, Black jacket color, Meters jacket marking, Cca flame rating | CommScope® |  | Z-LA | Fiber indoor/outdoor cable
760225730 | P-048-DZ-8W-FMUBK | Variant of P-DZ | Fiber indoor cable, TeraSPEED® Plenum Distribution, interlocking aluminum armored with plenum jacket, Singlemode G.652.D and G.657.A1, 48 fiber multi-unit with 12 fiber subunits, gel-free, Feet jacket marking, Black jacket color | CommScope® |  | P-DZ | Fiber indoor cable
760229435 | P-048-DS-5G-FMULM | Variant of P-DS | Fiber indoor cable, LazrSPEED® Plenum Distribution, 48-Fiber Multi-Unit with 12-Fiber Subunits, Multimode OM5, Gel-free, Feet jacket marking, Lime green jacket color | CommScope® |  | P-DS | Fiber indoor cable
760229534 | P-024-DZ-5G-FSULM | Variant of P-DZ | Fiber indoor cable, LazrSPEED® Plenum Distribution, interlocking aluminum armored with plenum jacket, 24 fiber single-unit, Gel-free, Multimode OM5, Feet jacket marking, Lime green jacket color | CommScope® |  | P-DZ | Fiber indoor cable
760229443 | P-072-DS-5G-FMULM | Variant of P-DS | Fiber indoor cable, LazrSPEED® Plenum Distribution, 72-Fiber Multi-Unit with 12-Fiber Subunits, Multimode OM5, Gel-free, Feet jacket marking, Lime green jacket color | CommScope® |  | P-DS | Fiber indoor cable
760229542 | P-036-DZ-5G-FMULM | Variant of P-DZ | Fiber indoor cable, LazrSPEED® Plenum Distribution, interlocking aluminum armored with plenum jacket, Multimode OM5, 36 fiber multi-unit with 12 fiber subunits, Lime-green jacket color, Feet cable marking | CommScope® |  | P-DZ | Fiber indoor cable
760229351 | P-002-DS-5G-FSULM | Variant of P-DS | Fiber indoor cable, LazrSPEED® Plenum Distribution Cable, 2 fiber single-unit, Multimode OM5, Feet jacket marking, Lime green jacket color | CommScope® |  | P-DS | Fiber indoor cable
760229690 | Z-006-LN-5K-F06BK/25D/E | Variant of Z-LN | Fiber indoor/outdoor cable, LazrSPEED®, Single Jacket All-Dielectric, Low Smoke Zero Halogen (LSZH), Multimode OM4, 6 fiber, Gel-Free, Stranded Loose Tube, Black jacket color, Feet cable marking, Eca flame rating | CommScope® |  | Z-LN | Fiber indoor/outdoor cable
760229799 | R-072-DS-5G-FMULM | Variant of R-DS | Fiber indoor cable, LazrSPEED® Riser Distribution, 72 fiber Multi-Unit with 12-Fiber Subunits, Multimode OM5, Gel-free, Feet jacket marking, Lime green jacket color | CommScope® |  | R-DS | Fiber indoor cable
760229807 | R-096-DS-5G-FMULM | Variant of R-DS | Fiber indoor cable, LazrSPEED® Riser Distribution, 96 fiber Multi-Unit with 12-Fiber Subunits, Multimode OM5, Gel-free, Feet jacket marking, Lime green jacket color | CommScope® |  | R-DS | Fiber indoor cable
760229468 | P-144-DS-5G-FMULM | Variant of P-DS | Fiber indoor cable, LazrSPEED® Plenum Distribution, 144-Fiber Multi-Unit with 12-Fiber Subunits, Multimode OM5, Gel-free, Feet jacket marking, Lime green jacket color | CommScope® |  | P-DS | Fiber indoor cable
760229567 | P-072-DZ-5G-FMULM | Variant of P-DZ | Fiber indoor cable, LazrSPEED® Plenum Distribution, interlocking aluminum armored with plenum jacket, Multimode OM5, 72 fiber multi-unit with 12 fiber subunits, Lime-green jacket color, Feet cable marking | CommScope® |  | P-DZ | Fiber indoor cable
760229385 | P-008-DS-5G-FSULM | Variant of P-DS | Fiber indoor cable, LazrSPEED® Plenum Distribution Cable, 8 fiber single-unit, Multimode OM5, Feet jacket marking, Lime green jacket color | CommScope® |  | P-DS | Fiber indoor cable
760229716 | R-004-DS-5G-FSULM | Variant of R-DS | Fiber indoor cable, LazrSPEED® Riser Distribution, 4-Fiber Single-Unit, Multimode OM5, Feet jacket marking, Lime green jacket color | CommScope® |  | R-DS | Fiber indoor cable
760229393 | P-012-DS-5G-FSULM | Variant of P-DS | Fiber indoor cable, LazrSPEED® Plenum Distribution, 12 fiber single-unit, Multimode OM5, Lime green jacket color | CommScope® |  | P-DS | Fiber indoor cable
760229831 | R-002-DZ-5G-FSULM | Variant of R-DZ | Fiber indoor cable, LazrSPEED® Riser Distribution Interlocking Aluminum Armored with Riser Jacket 2-Fiber Single-Unit, Gel-free, Multimode OM5, Feet jacket marking, Lime green jacket color | CommScope® |  | R-DZ | Fiber indoor cable
760229724 | R-006-DS-5G-FSULM | Variant of R-DS | Fiber indoor cable, LazrSPEED® Riser Distribution, Multimode OM5, 6 fiber single-unit, Feet jacket marking, Lime green jacket color | CommScope® |  | R-DS | Fiber indoor cable
760229583 | P-144-DZ-5G-FMULM | Variant of P-DZ | Fiber indoor cable, LazrSPEED® Plenum Distribution, interlocking aluminum armored with plenum jacket, Multimode OM5, 144 fiber multi-unit with 12 fiber subunits, Lime-green jacket color, Feet cable marking | CommScope® |  | P-DZ | Fiber indoor cable
760228676 | R-006-LZ-5K-F06BK/25D | Variant of R-LZ | Fiber indoor/outdoor cable, LazrSPEED®, Riser Rated, Gel-Free, 6 fiber, Stranded Loose Tube with Aluminum Interlocking Armor containing a Riser Rated Outer Jacket, Multimode OM4, Feet jacket marking, Black jacket color | CommScope® |  | R-LZ | Fiber indoor/outdoor cable
760229849 | R-004-DZ-5G-FSULM | Variant of R-DZ | Fiber indoor cable, LazrSPEED® Riser Distribution Interlocking Aluminum Armored with Riser Jacket 4-Fiber Single-Unit, Gel-free, Multimode OM5, Feet jacket marking, Lime green jacket color | CommScope® |  | R-DZ | Fiber indoor cable
760229906 | R-036-DZ-5G-FMULM | Variant of R-DZ | Fiber indoor cable, LazrSPEED® Riser Distribution, interlocking aluminum armored, Multimode OM5, 36 fiber multi-unit with 12 fiber subunits, Lime-green jacket color, Feet cable marking | CommScope® |  | R-DZ | Fiber indoor cable
760229914 | R-048-DZ-5G-FMULM | Variant of R-DZ | Fiber indoor cable, LazrSPEED® Riser Distribution, interlocking aluminum armored, Multimode OM5, 48 fiber multi-unit with 12 fiber subunits, Lime-green jacket color, Feet cable marking | CommScope® |  | R-DZ | Fiber indoor cable
760229500 | P-008-DZ-5G-FSULM | Variant of P-DZ | Fiber indoor cable, LazrSPEED® Plenum Distribution, interlocking aluminum armored with plenum jacket, 8 fiber single-unit, Gel-free, Multimode OM5, Feet jacket marking, Lime green jacket color | CommScope® |  | P-DZ | Fiber indoor cable
760229740 | R-012-DS-5G-FSULM | Variant of R-DS | Fiber indoor cable, LazrSPEED® Riser Distribution, 12-Fiber Single-Unit, Multimode OM5, Feet jacket marking, Lime green jacket color | CommScope® |  | R-DS | Fiber indoor cable
760229922 | R-072-DZ-5G-FMULM | Variant of R-DZ | Fiber indoor cable, LazrSPEED® Riser Distribution, interlocking aluminum armored, Multimode OM5, 72 fiber multi-unit with 12 fiber subunits, Lime-green jacket color, Feet cable marking | CommScope® |  | R-DZ | Fiber indoor cable
760229674 | Z-002-LN-5K-F02BK/25D/E | Variant of Z-LN | Fiber indoor/outdoor cable, LazrSPEED®, Single Jacket All-Dielectric, Low Smoke Zero Halogen (LSZH), 2 fiber, Multimode OM4, Gel-Free, Stranded Loose Tube, Feet jacket marking, Black jacket color, Eca flame rating | CommScope® |  | Z-LN | Fiber indoor/outdoor cable
760229930 | R-096-DZ-5G-FMULM | Variant of R-DZ | Fiber indoor cable, LazrSPEED® Riser Distribution, interlocking aluminum armored with riser jacket, 96 fiber multi-unit with 12 fiber subunits, Multimode OM5, Feet jacket marking, Lime green jacket marking | CommScope® |  | R-DZ | Fiber indoor cable
760228965 | Z-024-LN-5K-F12BK/25D/E | Variant of Z-LN | Fiber indoor/outdoor cable, LazrSPEED®, Single Jacket All-Dielectric, Low Smoke Zero Halogen (LSZH), 24 fiber, Multimode OM4, Gel-Free, Stranded Loose Tube, Black jacket color, Feet cable marking, Eca flame rating | CommScope® |  | Z-LN | Fiber indoor/outdoor cable
760229872 | R-012-DZ-5G-FSULM | Variant of R-DZ | Fiber indoor cable, LazrSPEED® Riser Distribution Interlocking Aluminum Armored with Riser Jacket 12-Fiber Single-Unit, Gel-free, Multimode OM5, Feet jacket marking, Lime green jacket color | CommScope® |  | R-DZ | Fiber indoor cable
760229526 | P-018-DZ-5G-FSULM | Variant of P-DZ | Fiber indoor cable, LazrSPEED® Plenum Distribution, interlocking aluminum armored with plenum jacket, 18 fiber single-unit, Gel-free, Multimode OM5, Feet jacket marking, Lime green jacket color | CommScope® |  | P-DZ | Fiber indoor cable
760229781 | R-048-DS-5G-FMULM | Variant of R-DS | Fiber indoor cable, LazrSPEED® Riser Distribution, 48 fiber Multi-Unit with 12-Fiber Subunits, Multimode OM5, Gel-free, Feet jacket marking, Lime green jacket color | CommScope® |  | R-DS | Fiber indoor cable
760231613 | N-048-DS-5G-FMULM/C | Variant of N-DS | Fiber indoor cable, LazrSPEED® Low Smoke Zero Halogen Riser Distribution, 48 fiber multi-unit with 12 fiber subunits, Gel-free, Multimode OM5, Feet jacket marking, Lime green jacket color, Cca flame rating | CommScope® |  | N-DS | Fiber indoor cable
760231621 | N-072-DS-5G-FMULM | Variant of N-DS | Fiber indoor cable, LazrSPEED® Low Smoke Zero Halogen Riser Distribution, 72 fiber multi-unit with 12 fiber subunits, Gel-free, Multimode OM5, Feet jacket marking, Lime green jacket color | CommScope® |  | N-DS | Fiber indoor cable
760241042 | C-012-LN-8W-M12BK/20G/D | Variant of C-LN | Fiber indoor/outdoor cable, TeraSPEED®, Mini Single Jacket, All-Dielectric, Low Smoke Zero Halogen (LSZH), 12 fiber, Singlemode G.652.D and G.657.A1, Gel-Filled, Stranded Loose Tube, Black jacket color, Meters cable marking, Dca flame rating | CommScope® |  | C-LN | Fiber indoor/outdoor cable
760241034 | C-006-LA-8W-M06BK/20G/B | Variant of C-LA | Fiber indoor/outdoor cable, TeraSPEED®, Single Jacket/Single Armor, Low Smoke Zero Halogen (LSZH), 6 fiber, Singlemode G.652.D and G.657.A1, Gel Filled , Stranded Loose Tube, Meters jacket marking, Black jacket color, B2ca flame rating | CommScope® |  | C-LA | Fiber indoor/outdoor cable
760241043 | C-024-LN-8W-M12BK/20G/E | Variant of C-LN | Fiber indoor/outdoor cable, TeraSPEED®, Mini Single Jacket, All-Dielectric, Low Smoke Zero Halogen (LSZH), 24 fiber, Singlemode G.652.D and G.657.A1, Gel-Filled, Stranded Loose Tube, Black jacket color, Meters cable marking, Eca flame rating | CommScope® |  | C-LN | Fiber indoor/outdoor cable
760241069 | C-096-LA-8G-M12BK/20G/C | Variant of C-LA | Fiber indoor/outdoor cable, TeraSPEED®, Single Jacket/Single Armor, Low Smoke Zero Halogen (LSZH), 96 fiber, Singlemode G.657.A2, Gel Filled , Stranded Loose Tube, Black jacket color, Meters jacket marking, Cca flame rating | CommScope® |  | C-LA | Fiber indoor/outdoor cable
760241045 | C-072-LN-8W-M12BK/20G/E | Variant of C-LN | Fiber indoor/outdoor cable, TeraSPEED®, Mini Single Jacket, All-Dielectric, Low Smoke Zero Halogen (LSZH), 72 fiber, Singlemode G.652.D and G.657.A1, Gel-Filled, Stranded Loose Tube, Black jacket color, Meters cable marking, Eca flame rating | CommScope® |  | C-LN | Fiber indoor/outdoor cable
760241070 | C-144-LA-8G-M12BK/20G/C | Variant of C-LA | Fiber indoor/outdoor cable, TeraSPEED®, Single Jacket/Single Armor, Low Smoke Zero Halogen (LSZH), 144 fiber, Singlemode G.657.A2, Gel Filled , Stranded Loose Tube, Black jacket color, Meters jacket marking, Cca flame rating | CommScope® |  | C-LA | Fiber indoor/outdoor cable
760241046 | C-096-LN-8W-M12BK/20G/E | Variant of C-LN | Fiber indoor/outdoor cable, TeraSPEED®, Mini Single Jacket, All-Dielectric, Low Smoke Zero Halogen (LSZH), 96 fiber, Singlemode G.652.D and G.657.A1, Gel-Filled, Stranded Loose Tube, Black jacket color, Meters cable marking, Eca flame rating | CommScope® |  | C-LN | Fiber indoor/outdoor cable
760241037 | C-048-LA-8W-M12BK/20G/C | Variant of C-LA | Fiber indoor/outdoor cable, TeraSPEED®, Single Jacket/Single Armor, Low Smoke Zero Halogen (LSZH), 48 fiber, Singlemode G.652.D and G.657.A1, Gel Filled , Stranded Loose Tube, Black jacket color, Meters jacket marking, Cca flame rating | CommScope® |  | C-LA | Fiber indoor/outdoor cable
760241071 | C-006-LN-8G-M06BK/20G/D | Variant of C-LN | Fiber indoor/outdoor cable, TeraSPEED®, Mini Single Jacket, All-Dielectric, Low Smoke Zero Halogen (LSZH), 6 fiber, Singlemode G.657.A2, Gel-Filled, Stranded Loose Tube, Black jacket color, Meters cable marking, Dca flame rating | CommScope® |  | C-LN | Fiber indoor/outdoor cable
760241038 | C-072-LA-8W-M12BK/20G/C | Variant of C-LA | Fiber indoor/outdoor cable, TeraSPEED®, Single Jacket/Single Armor, Low Smoke Zero Halogen (LSZH), 72 fiber, Singlemode G.652.D and G.657.A1, Gel Filled , Stranded Loose Tube, Black jacket color, Meters jacket marking, Cca flame rating | CommScope® |  | C-LA | Fiber indoor/outdoor cable
760241072 | C-012-LN-8G-M12BK/20G/D | Variant of C-LN | Fiber indoor/outdoor cable, TeraSPEED®, Mini Single Jacket, All-Dielectric, Low Smoke Zero Halogen (LSZH), 12 fiber, Singlemode G.657.A2, Gel-Filled, Stranded Loose Tube, Black jacket color, Meters cable marking, Dca flame rating | CommScope® |  | C-LN | Fiber indoor/outdoor cable
760241064 | C-006-LA-8G-M06BK/20G/B | Variant of C-LA | Fiber indoor/outdoor cable, TeraSPEED®, Single Jacket/Single Armor, Low Smoke Zero Halogen (LSZH), 6 fiber, Singlemode G.657.A2, Gel Filled , Stranded Loose Tube, Meters jacket marking, Black jacket color, B2ca flame rating | CommScope® |  | C-LA | Fiber indoor/outdoor cable
760241124 | P-048-DS-5K-FMUVI | Variant of P-DS | Fiber indoor cable, LazrSPEED® Plenum Distribution, 48-Fiber Multi-Unit with 12-Fiber Subunits, Multimode OM4, Gel-free, Feet jacket marking, Violet jacket color | CommScope® |  | P-DS | Fiber indoor cable
760241073 | C-024-LN-8G-M12BK/20G/E | Variant of C-LN | Fiber indoor/outdoor cable, TeraSPEED®, Mini Single Jacket, All-Dielectric, Low Smoke Zero Halogen (LSZH), 24 fiber, Singlemode G.657.A2, Gel-Filled, Stranded Loose Tube, Black jacket color, Meters cable marking, Eca flame rating | CommScope® |  | C-LN | Fiber indoor/outdoor cable
760241039 | C-096-LA-8W-M12BK/20G/C | Variant of C-LA | Fiber indoor/outdoor cable, TeraSPEED®, Single Jacket/Single Armor, Low Smoke Zero Halogen (LSZH), 96 fiber, Singlemode G.652.D and G.657.A1, Gel Filled , Stranded Loose Tube, Black jacket color, Meters jacket marking, Cca flame rating | CommScope® |  | C-LA | Fiber indoor/outdoor cable
760241065 | C-012-LA-8G-M12BK/20G/B | Variant of C-LA | Fiber indoor/outdoor cable, TeraSPEED®, Single Jacket/Single Armor, Low Smoke Zero Halogen (LSZH), 12 fiber, Singlemode G.657.A2, Gel Filled , Stranded Loose Tube, Meters jacket marking, Black jacket color, B2ca flame rating | CommScope® |  | C-LA | Fiber indoor/outdoor cable
760241040 | C-144-LA-8W-M12BK/20G/C | Variant of C-LA | Fiber indoor/outdoor cable, TeraSPEED®, Single Jacket/Single Armor, Low Smoke Zero Halogen (LSZH), 144 fiber, Singlemode G.652.D and G.657.A1, Gel Filled , Stranded Loose Tube, Black jacket color, Meters jacket marking, Cca flame rating | CommScope® |  | C-LA | Fiber indoor/outdoor cable
760241041 | C-006-LN-8W-M06BK/20G/D | Variant of C-LN | Fiber indoor/outdoor cable, TeraSPEED®, Mini Single Jacket, All-Dielectric, Low Smoke Zero Halogen (LSZH), 6 fiber, Singlemode G.652.D and G.657.A1, Gel-Filled, Stranded Loose Tube, Black jacket color, Meters cable marking, Dca flame rating | CommScope® |  | C-LN | Fiber indoor/outdoor cable
760241067 | C-048-LA-8G-M12BK/20G/C | Variant of C-LA | Fiber indoor/outdoor cable, TeraSPEED®, Single Jacket/Single Armor, Low Smoke Zero Halogen (LSZH), 48 fiber, Singlemode G.657.A2, Gel Filled , Stranded Loose Tube, Black jacket color, Meters jacket marking, Cca flame rating | CommScope® |  | C-LA | Fiber indoor/outdoor cable
760241077 | C-144-LN-8G-M12BK/20G/E | Variant of C-LN | Fiber indoor/outdoor cable, TeraSPEED®, Mini Single Jacket, All-Dielectric, Low Smoke Zero Halogen (LSZH), 144 fiber, Singlemode G.657.A2, Gel-Filled, Stranded Loose Tube, Black jacket color, Meters cable marking, Eca flame rating | CommScope® |  | C-LN | Fiber indoor/outdoor cable
760241129 | P-144-DS-8W-FMURD | Variant of P-DS | Fiber indoor cable, TeraSPEED® Plenum Distribution, 144 fiber multi-unit with 12 fiber subunits, Singlemode G.652.D and G.657.A1, Gel-free, Feet jacket marking, Red jacket color | CommScope® |  | P-DS | Fiber indoor cable
760241352 | D-432-LN-RR-F12NS/8W/99H | Variant of D-LN | Fiber OSP cable, Non-Armored, All-Dielectric, Gel-Free, Stranded Loose Tube Rollable Ribbon, 432 fiber, Singlemode G.652.D and G.657.A1, Feet jacket marking, Black jacket color | CommScope® |  | D-LN | Fiber OSP cable
760251960 | C-024-LN-8Z-M06BK/18G/093 | Variant of C-LN | Fiber indoor/outdoor cable, Loose Tube Gel-filled, 24 fiber, Singlemode G.652.D and G.657.A1, Meters jacket marking, Black jacket color | CommScope® |  | C-LN | Fiber indoor/outdoor cable
760251950 | C-008-CN-5X-M08BK/28G/093 | Variant of Z-CN | Fiber indoor/outdoor cable, Gel-filled Central Tube, 8 fiber, Multimode OM4, Meters jacket marking, Black jacket color | CommScope® |  | Z-CN | Fiber indoor/outdoor cable
760251962 | C-096-LN-8Z-M12BK/21G/093 | Variant of C-LN | Fiber indoor/outdoor cable, Loose Tube Gel-filled, 96 fiber, Singlemode G.652.D and G.657.A1, Meters jacket marking, Black jacket color | CommScope® |  | C-LN | Fiber indoor/outdoor cable
760252905 | C-024-LN-5L-M12BK/25D/E | Variant of Z-LN | Fiber indoor/outdoor cable, LazrSPEED®, Single Jacket All-Dielectric, Low Smoke Zero Halogen (LSZH), 24 fiber, Gel-Free, Stranded Loose Tube, Multimode OM3, Black jacket color, Meters cable marking, Eca flame rating | CommScope® |  | C-LN | Fiber indoor/outdoor cable
8-1427437-4 |  | Variant of Z-CN | Indoor/Outdoor Fiber Optic Cable, 6-fiber, singlemode, OS2, LSZH, loose tube, gel-filled, cut length | CommScope® |  | Z-CN | Fiber indoor/outdoor cable |  | Discontinued
760253401 | P-008-DS-5K-FSUOR | Variant of P-DS | Fiber indoor cable, LazrSPEED® Plenum Distribution Cable, 8 fiber single-unit, Multimode OM4, Feet jacket marking, Orange jacket color | CommScope® |  | P-DS | Fiber indoor cable
760253186 | Z-2880-CN-RR-F12BK/8G1/99L/C | Variant of Z-CN | Fiber indoor/outdoor cable, All-Dielectric, LSZH, Gel-Free, Riser Rated, Central Core Rollable Ribbon, 2880 fiber, Singlemode G.657.A2, Feet jacket marking, Black jacket color, Cca flame rating | CommScope® |  | Z-CN | Fiber indoor/outdoor cable
760249760 | P-012-DS-8Z-MSUYL/093 | Variant of P-DS | Fiber indoor cable, Plenum Distribution, 12 fiber single-unit, Singlemode G.657.A1, Meters jacket marking, Yellow jacket color | CommScope® |  | P-DS | Fiber indoor cable
760249030 | P-012-DS-5X-MSUAQ/093 | Variant of P-DS | Fiber indoor cable, Plenum Distribution, 12 fiber single-unit, Multimode OM4, Meters jacket marking, Aqua jacket color | CommScope® |  | P-DS | Fiber indoor cable
760248757 | P-006-DS-5X-MSUAQ/093 | Variant of P-DS | Fiber indoor cable, Plenum Distribution, 6 fiber single-unit, Multimode OM4, Meters jacket marking, Aqua jacket color | CommScope® |  | P-DS | Fiber indoor cable
760251670 | P-008-DS-5Y-MSUAQ/093 | Variant of P-DS | Fiber indoor cable, Plenum Distribution, 8 fiber single-unit, Multimode OM3, Meters jacket marking, Aqua jacket color | CommScope® |  | P-DS | Fiber indoor cable
760251669 | P-012-DS-5Y-MSUAQ/093 | Variant of P-DS | Fiber indoor cable, Plenum Distribution, 12 fiber single-unit, Multimode OM3, Meters jacket marking, Aqua jacket color | CommScope® |  | P-DS | Fiber indoor cable
760251668 | P-024-DS-5Y-MSUAQ/093 | Variant of P-DS | Fiber indoor cable, Plenum Distribution, 24 fiber single-unit, Multimode OM3, Meters jacket marking, Aqua jacket color | CommScope® |  | P-DS | Fiber indoor cable
760245915 | Z-1728-LZ-RR-F12BK/8G1/99H/B2 | Variant of Z-LZ | Fiber indoor/outdoor cable, Riser-Rated, Gel-Free, Inner LSZH Stranded Loose Tube Rollable Ribbon, 1728 fiber, Aluminum Interlocking Armor, Singlemode G.657.A2, Feet jacket marking, Black jacket color, B2ca flame rating | CommScope® |  | Z-LZ | Fiber indoor/outdoor cable
2-1716001-3 | C-024-CN-5L-M24AQ/40G/GY/D | Variant of C-CN | Fiber Indoor/Outdoor Cable, 24-fiber, multimode OM3, Gel-filled, aqua jacket color, Dca Flame Rating, Meters jacket marking, 2000 meters | CommScope® |  | C-CN | Fiber indoor/outdoor cable |  | Discontinued
760243320 | C-006-LN-5L-M06BK/20G/HTS/D | Variant of Z-LN | Fiber indoor/outdoor cable, LazrSPEED® High Tensile Strength Riser/LSZH Rated Mini All-Dielectric Single Jacket, 6 fiber, Gel-Filled, Stranded Loose Tube, Multimode OM3, Meters jacket marking, Dca flame rating. Provides Rodent Resistance | CommScope® |  | Z-LN | Fiber indoor/outdoor cable
760248967 | R-024-DS-8W-FSUVI | Variant of R-DS | Fiber indoor cable, TeraSPEED® Riser Distribution, Singlemode G.652.D and G.657.A1, 24 fiber single-unit, Feet jacket marking, Violet jacket color | CommScope® |  | R-DS | Fiber indoor cable
760243327 | C-024-LN-8W-M12BK/20G/HTS/D | Variant of C-LN | Fiber indoor/outdoor cable, TeraSPEED® High Tensile Strength, LSZH, 24 fiber, Mini All-Dielectric Single Jacket, Singlemode G.652.D and G.657.A1, Gel-Filled, Stranded Loose Tube, Meters jacket marking, Dca flame rating. Provides Rodent Resistance | CommScope® |  | C-LN | Fiber indoor/outdoor cable
760243323 | C-012-LN-5L-M12BK/20G/HTS/D | Variant of C-LN | Fiber indoor/outdoor cable, LazrSPEED® High Tensile Strength Riser/LSZH Rated Mini All-Dielectric, 12 fiber, Single Jacket, Gel-Filled, Stranded Loose Tube, Multimode OM3, Meters jacket marking, Dca flame rating. Provides Rodent Resistance | CommScope® |  | C-LN | Fiber indoor/outdoor cable
760243330 | C-048-LN-5L-M12BK/20G/HTS/D | Variant of C-LN | Fiber indoor/outdoor cable, LazrSPEED® High Tensile Strength (LSZH) Mini All-Dielectric Single Jacket, Gel-Filled, Stranded Loose Tube, 48 fiber, Multimode OM3, Meters jacket marking, Black jacket color, Dca flame rating. Provides Rodent Resistance | CommScope® |  | C-LN | Fiber indoor/outdoor cable
760243319 | C-006-LN-5K-M06BK/20G/HTS/D | Variant of Z-LN | Fiber indoor/outdoor cable, LazrSPEED® High Tensile Strength Riser/LSZH Rated Mini All-Dielectric Single Jacket, 6 fiber, Multimode OM4, Gel-Filled, Stranded Loose Tube, Meters jacket marking, Dca flame rating. Provides Rodent Resistance | CommScope® |  | Z-LN | Fiber indoor/outdoor cable
760243331 | C-048-LN-8W-M12BK/20G/HTS/D | Variant of C-LN | Fiber indoor/outdoor cable, TeraSPEED® High Tensile Strength (LSZH), 48 fiber, Mini All-Dielectric Single Jacket, Singlemode G.652.D and G.657.A1, Gel-Filled, Stranded Loose Tube, Meters jacket marking, Dca flame rating. Provides Rodent Resistance | CommScope® |  | C-LN | Fiber indoor/outdoor cable
760243306 | C-036-LN-8W-M12BK/20G/E | Variant of C-LN | Fiber indoor/outdoor cable, TeraSPEED®, Mini Single Jacket, All-Dielectric, Low Smoke Zero Halogen (LSZH), 36 fiber, Singlemode G.652.D and G.657.A1, Gel-Filled, Stranded Loose Tube, Black jacket color, Meters cable marking, Eca flame rating | CommScope® |  | C-LN | Fiber indoor/outdoor cable
760245927 | C-048-LN-5K-M12BK/20G/HTS/D | Variant of C-LN | Fiber indoor/outdoor cable, LazrSPEED® High Tensile Strength (LSZH) Mini All-Dielectric Single Jacket, 48 fiber, Multimode OM4, Gel-Filled, Stranded Loose Tube, Meters jacket marking, Black jacket color, Dca flame rating. Provides Rodent Resistance | CommScope® |  | C-LN | Fiber indoor/outdoor cable
760243332 | C-072-LN-8W-M12BK/20G/HTS/D | Variant of C-LN | Fiber indoor/outdoor cable, TeraSPEED® High Tensile Strength (LSZH), 72 fiber, Mini All-Dielectric Single Jacket, Singlemode G.652.D and G.657.A1, Gel-Filled, Stranded Loose Tube, Meters jacket marking, Dca flame rating. Provides Rodent Resistance | CommScope® |  | C-LN | Fiber indoor/outdoor cable
760248871 | N-002-DS-8W-FSUYL/B2 | Variant of N-DS | Fiber indoor cable, TeraSPEED® Low Smoke Zero Halogen Riser Distribution, 2 fiber single-unit, Singlemode G.652.D and G.657.A1, Feet jacket marking, Yellow jacket color, B2ca flame rating | CommScope® |  | N-DS | Fiber indoor cable
760248864 | N-006-DS-5K-FSUAQ/B2 | Variant of N-DS | Fiber indoor cable, LazrSPEED® Low Smoke Zero Halogen Riser Distribution, 6 fiber single-unit, Multimode OM4, Feet jacket marking, Aqua jacket color, B2ca flame rating | CommScope® |  | N-DS | Fiber indoor cable
760248860 | N-006-DS-5L-FSUAQ/B2 | Variant of N-DS | Fiber indoor cable, LazrSPEED® Low Smoke Zero Halogen Riser Distribution, 6 fiber single-unit, Multimode OM3, Feet jacket marking, Aqua jacket color, B2ca flame rating | CommScope® |  | N-DS | Fiber indoor cable
760248861 | N-008-DS-5L-FSUAQ/B2 | Variant of N-DS | Fiber indoor cable, LazrSPEED® Low Smoke Zero Halogen Riser Distribution, 8 fiber single-unit, Multimode OM3, Feet jacket marking, Aqua jacket color, B2ca flame rating | CommScope® |  | N-DS | Fiber indoor cable
760248874 | N-012-DS-8W-FSUYL/B2 | Variant of N-DS | Fiber indoor cable, TeraSPEED® Low Smoke Zero Halogen Riser Distribution, 12 fiber single-unit, Singlemode G.652.D and G.657.A1, Feet jacket marking, Yellow jacket color, B2ca flame rating | CommScope® |  | N-DS | Fiber indoor cable
760249005 | P-012-MP-8G1-F12YL/20T | Variant of P-MP | Fiber indoor cable, Plenum for MPO Trunks, 12 fiber, Singlemode G.657.A2, Feet jacket marking, Yellow jacket color, Light Duty | CommScope® |  | P-MP | Fiber indoor cable
760249008 | P-048-MP-8G1-F12YL/20T | Variant of P-MP | Fiber indoor cable, Plenum MPO Trunk, 48 fiber multi-unit with 12 fiber subunits, Singlemode G.657.A2, Feet jacket marking, Yellow jacket color, Light Duty | CommScope® |  | P-MP | Fiber indoor cable
760249010 | P-096-MP-8G1-F12YL/20T | Variant of P-MP | Fiber Indoor Cable, Plenum MPO Trunk, 96 fiber multi-unit with 12 fiber subunits, Singlemode G.657.A2, Gel-free, Feet jacket marking, Yellow jacket color, Light Duty | CommScope® |  | P-MP | Fiber indoor cable
760243296 | C-144-LA-5K-M12BK/20G/C | Variant of C-LA | Fiber indoor/outdoor cable, LazrSPEED®, Single Jacket/Single Armor, Low Smoke Zero Halogen (LSZH), 144 fiber, Multimode OM4, Gel Filled , Stranded Loose Tube, Black jacket color, Meters jacket marking, Cca flame rating | CommScope® |  | C-LA | Fiber indoor/outdoor cable
760243278 | C-004-LA-5L-M04BK/20G/B | Variant of C-LA | Fiber indoor/outdoor cable, LazrSPEED®, Mini Single Jacket/Single Armor, Riser/LSZH rated, 4 fiber, Gel-Filled, Stranded Loose Tube, Multimode OM3, Meters jacket marking, Black jacket color, B2ca flame rating | CommScope® |  | C-LA | Fiber indoor/outdoor cable
760243336 | C-144-LN-8W-M12BK/20G/HTS/D | Variant of C-LN | Fiber indoor/outdoor cable, TeraSPEED® High Tensile Strength LSZH, 144 fiber, Stranded Loose Tube, Mini All-Dielectric Single Jacket, Singlemode G.652.D and G.657.A1, Gel-Filled, Meters jacket marking, Dca flame rating. Provides Rodent Resistance | CommScope® |  | C-LN | Fiber indoor/outdoor cable
760243279 | C-004-LA-8W-M04BK/20G/B | Variant of C-LA | Fiber indoor/outdoor cable, TeraSPEED®, Single Jacket/Single Armor, Low Smoke Zero Halogen (LSZH), 4 fiber, Singlemode G.652.D and G.657.A1, Gel Filled , Stranded Loose Tube, Meters jacket marking, Black jacket color, B2ca flame rating | CommScope® |  | C-LA | Fiber indoor/outdoor cable
760243335 | C-144-LN-5L-M12BK/20G/HTS/D | Variant of C-LN | Fiber indoor/outdoor cable, LazrSPEED® High Tensile Strength (LSZH) Mini All-Dielectric Single Jacket, 144 fiber, Gel-Filled, Stranded Loose Tube, Multimode OM3, Meters jacket marking, Black jacket color, Dca flame rating. Provides Rodent Resistance | CommScope® |  | C-LN | Fiber indoor/outdoor cable
760245921 | C-002-LN-5K-M02BK/20G/HTS/D | Variant of C-LN | Fiber indoor/outdoor cable, LazrSPEED® High Tensile Strength (LSZH) Mini All-Dielectric Single Jacket, 2 fiber, Multimode OM4, Gel-Filled, Stranded Loose Tube, Meters jacket marking, Black jacket color, Dca flame rating. Provides Rodent Resistance | CommScope® |  | C-LN | Fiber indoor/outdoor cable
760243316 | C-004-LN-5K-M04BK/20G/HTS/D | Variant of C-LN | Fiber indoor/outdoor cable, LazrSPEED® High Tensile Strength (LSZH) Mini All-Dielectric Single Jacket, 4 fiber, Multimode OM4, Gel-Filled, Stranded Loose Tube, Meters jacket marking, Black jacket color, Dca flame rating. Provides Rodent Resistance | CommScope® |  | C-LN | Fiber indoor/outdoor cable
760245922 | C-002-LN-5L-M02BK/20G/HTS/D | Variant of C-LN | Fiber indoor/outdoor cable, LazrSPEED® High Tensile Strength (LSZH) Mini All-Dielectric Single Jacket, Gel-Filled, Stranded Loose Tube, 2 fiber, Multimode OM3, Meters jacket marking, Black jacket color, Dca flame rating. Provides Rodent Resistance | CommScope® |  | C-LN | Fiber indoor/outdoor cable
760243321 | C-008-LN-5L-M08BK/20G/HTS/D | Variant of C-LN | Fiber indoor/outdoor cable, LazrSPEED® High Tensile Strength (LSZH) Mini All-Dielectric Single Jacket, 8 fiber, Gel-Filled, Stranded Loose Tube, Multimode OM3, Meters jacket marking, Black jacket color, Dca flame rating. Provides Rodent Resistance | CommScope® |  | C-LN | Fiber indoor/outdoor cable
760243290 | C-036-LA-8W-M12BK/20G/C | Variant of C-LA | Fiber indoor/outdoor cable, TeraSPEED®, Single Jacket/Single Armor, Low Smoke Zero Halogen (LSZH), 36 fiber, Singlemode G.652.D and G.657.A1, Gel Filled , Stranded Loose Tube, Black jacket color, Meters jacket marking, Cca flame rating | CommScope® |  | C-LA | Fiber indoor/outdoor cable
760243300 | C-002-LN-8W-M02BK/20G/D | Variant of C-LN | Fiber indoor/outdoor cable, TeraSPEED®, Mini Single Jacket, All-Dielectric, Low Smoke Zero Halogen (LSZH), 2 fiber, Singlemode G.652.D and G.657.A1, Gel-Filled, Stranded Loose Tube, Black jacket color, Meters cable marking, Dca flame rating | CommScope® |  | C-LN | Fiber indoor/outdoor cable
760243302 | C-004-LN-8W-M04BK/20G/D | Variant of C-LN | Fiber indoor/outdoor cable, TeraSPEED®, Mini Single Jacket, All-Dielectric, Low Smoke Zero Halogen (LSZH), 4 fiber, Singlemode G.652.D and G.657.A1, Gel-Filled, Stranded Loose Tube, Black jacket color, Meters cable marking, Dca flame rating | CommScope® |  | C-LN | Fiber indoor/outdoor cable
760243312 | C-120-LA-8W-M12BK/20G/E | Variant of C-LA | Fiber indoor/outdoor cable, TeraSPEED®, Mini Single Jacket,CST Armor, LSZH, 120 fiber, Gel-Filled, Stranded Loose Tube, Singlemode G.652.D and G.657.A1, Meters jacket marking, Black jacket color, Eca flame rating | CommScope® |  | C-LA | Fiber indoor/outdoor cable
760243318 | C-004-LN-8W-M04BK/20G/HTS/D | Variant of C-LN | Fiber indoor/outdoor cable, TeraSPEED® High Tensile Strength (LSZH) Mini All-Dielectric Single Jacket, 4 fiber, Singlemode G.652.D and G.657.A1, Gel-Filled, Stranded Loose Tube, Meters jacket marking, Dca flame rating. Provides Rodent Resistance | CommScope® |  | C-LN | Fiber indoor/outdoor cable
760243329 | C-036-LN-8W-M12BK/20G/HTS/D | Variant of C-LN | Fiber indoor/outdoor cable, TeraSPEED® High Tensile Strength (LSZH) Mini All-Dielectric Single Jacket, 36 fiber, Singlemode G.652.D and G.657.A1, Gel-Filled, Stranded Loose Tube, Meters jacket marking, Dca flame rating. Provides Rodent Resistance | CommScope® |  | C-LN | Fiber indoor/outdoor cable
760252904 | C-036-LN-5L-M12BK/25D/E | Variant of Z-LN | Fiber indoor/outdoor cable, LazrSPEED®, Single Jacket All-Dielectric, Low Smoke Zero Halogen (LSZH), Gel-Free, Stranded Loose Tube, 36 fiber, Multimode OM3, Black jacket color, Meters cable marking, Eca flame rating | CommScope® |  | C-LN | Fiber indoor/outdoor cable
760252901 | C-072-LN-5L-M12BK/25D/E | Variant of Z-LN | Fiber indoor/outdoor cable, LazrSPEED®, Single Jacket All-Dielectric, Low Smoke Zero Halogen (LSZH), 72 fiber, Gel-Free, Stranded Loose Tube, Multimode OM3, Black jacket color, Meters cable marking, Eca flame rating | CommScope® |  | C-LN | Fiber indoor/outdoor cable
760252910 | C-012-LN-5L-M12BK/25D/LTS/E | Variant of Z-LN | Fiber indoor/outdoor cable, LazrSPEED®, Single Jacket All-Dielectric, Low Smoke Zero Halogen (LSZH), Gel-Free, Stranded Loose Tube, 12 fiber, Multimode OM3, Black jacket color, Meters cable marking, Eca flame rating | CommScope® |  | C-LN | Fiber indoor/outdoor cable
760252909 | C-024-LN-5L-M12BK/25D/LTS/E | Variant of Z-LN | Fiber indoor/outdoor cable, LazrSPEED®, Single Jacket All-Dielectric, Low Smoke Zero Halogen (LSZH), 24 fiber, Gel-Free, Stranded Loose Tube, Multimode OM3, Black jacket color, Meters cable marking, Eca flame rating | CommScope® |  | C-LN | Fiber indoor/outdoor cable
760252908 | C-036-LN-5L-M12BK/25D/LTS/E | Variant of Z-LN | Fiber indoor/outdoor cable, LazrSPEED®, Single Jacket All-Dielectric, Low Smoke Zero Halogen (LSZH), Gel-Free, Stranded Loose Tube, 36 fiber, Multimode OM3, Black jacket color, Feet cable marking, Eca flame rating | CommScope® |  | C-LN | Fiber indoor/outdoor cable
760252907 | C-048-LN-5L-M12BK/25D/LTS/E | Variant of Z-LN | Fiber indoor/outdoor cable, LazrSPEED®, Single Jacket All-Dielectric, Low Smoke Zero Halogen (LSZH), 48 fiber, Gel-Free, Stranded Loose Tube, Multimode OM3, Black jacket color, Feet cable marking, Eca flame rating | CommScope® |  | Z-LN | Fiber indoor/outdoor cable
760252946 | C-012-LN-5K-M12BK/25D/E | Variant of Z-LN | Fiber indoor/outdoor cable, LazrSPEED®, Single Jacket All-Dielectric, Low Smoke Zero Halogen (LSZH), 12 fiber, Multimode OM4, Gel-Free, Stranded Loose Tube, Meters jacket marking, Black jacket color, Eca flame rating | CommScope® |  | C-LN | Fiber indoor/outdoor cable
760252942 | C-060-LN-5K-M12BK/25D/E | Variant of Z-LN | Fiber indoor/outdoor cable, LazrSPEED®, Single Jacket All-Dielectric, Low Smoke Zero Halogen (LSZH), 60 fiber, Multimode OM4, Gel-Free, Stranded Loose Tube, Black jacket color, Meters cable marking, Eca flame rating | CommScope® |  | C-LN | Fiber indoor/outdoor cable
760252948 | C-036-LN-5K-M12BK/25D/LTS/E | Variant of Z-LN | Fiber indoor/outdoor cable, LazrSPEED®, Single Jacket All-Dielectric, Low Smoke Zero Halogen (LSZH), 36 fiber, Multimode OM4, Gel-Free, Stranded Loose Tube, Black jacket color, Meters cable marking, Eca flame rating | CommScope® |  | C-LN | Fiber indoor/outdoor cable
760252947 | C-048-LN-5K-M12BK/25D/LTS/E | Variant of Z-LN | Fiber indoor/outdoor cable, LazrSPEED®, Single Jacket All-Dielectric, Low Smoke Zero Halogen (LSZH), 48 fiber, Multimode OM4, Gel-Free, Stranded Loose Tube, Black jacket color, Meters cable marking, Eca flame rating | CommScope® |  | C-LN | Fiber indoor/outdoor cable
760252954 | C-012-LN-5G-M12BK/25D/E | Variant of Z-LN | Fiber indoor/outdoor cable, LazrSPEED®, Single Jacket All-Dielectric, Low Smoke Zero Halogen (LSZH), 12 fiber, Multimode OM5, Gel-Free, Stranded Loose Tube, Meters jacket marking, Black jacket color, Eca flame rating | CommScope® |  | C-LN | Fiber indoor/outdoor cable
760252958 | C-012-LN-5G-M12BK/25D/LTS/E | Variant of Z-LN | Fiber indoor/outdoor cable, LazrSPEED®, Single Jacket All-Dielectric, Low Smoke Zero Halogen (LSZH), 12 fiber, Multimode OM5, Gel-Free, Stranded Loose Tube, Meters jacket marking, Black jacket color, Eca flame rating | CommScope® |  | C-LN | Fiber indoor/outdoor cable
760252956 | C-036-LN-5G-M12BK/25D/LTS/E | Variant of Z-LN | Fiber indoor/outdoor cable, LazrSPEED®, Single Jacket All-Dielectric, Low Smoke Zero Halogen (LSZH), 36 fiber, Multimode OM5, Gel-Free, Stranded Loose Tube, Black jacket color, Meters cable marking, Eca flame rating | CommScope® |  | C-LN | Fiber indoor/outdoor cable
760249181 | N-002-ZC-5K-F16RS/E | Variant of N-ZC | Fiber Indoor Cable, LazrSPEED® 1.6 mm Low Smoke Zero Halogen Riser, 2-fiber Zipcord, Multimode OM4, Feet jacket marking, Rose jacket color, Eca Flame Rating | CommScope® |  | N-ZC | Fiber indoor cable
760249243 | C-096-LN-8F-MSPBK/14D/AY/D | Variant of C-LN | Fiber indoor/outdoor cable, LSZH, 96 fiber Microsheath, Tube Colours as per DIN/VDE 0888, Singlemode G.657.A1, Gel-free, Meters jacket marking, Black jacket color, Dca flame rating | CommScope® |  | C-LN | Fiber indoor/outdoor cable
760249364 | N-004-DS-5X-MSUAQ/093 | Variant of N-DS | Fiber indoor cable, Low Smoke Zero Halogen Distribution, 4 fiber single-unit, Multimode OM4, Meters jacket marking, Aqua jacket color | CommScope® |  | N-DS | Fiber indoor cable
760249370 | N-004-DS-8Z-MSUYL/093 | Variant of N-DS | Fiber indoor cable, Low Smoke Zero Halogen Distribution, 4 fiber single-unit, Singlemode G.657.A1, Meters jacket marking, Yellow jacket color | CommScope® |  | N-DS | Fiber indoor cable
760249371 | N-006-DS-8Z-MSUYL/093 | Variant of N-DS | Fiber indoor cable, Low Smoke Zero Halogen Distribution, 6 fiber single-unit, Singlemode G.657.A1, Meters jacket marking, Yellow jacket color | CommScope® |  | N-DS | Fiber indoor cable
760249360 | N-008-DS-5Y-MSUAQ/093 | Variant of N-DS | Fiber indoor cable, Low Smoke Zero Halogen Distribution, 8 fiber single-unit, Multimode OM3, Meters jacket marking, Aqua jacket color | CommScope® |  | N-DS | Fiber indoor cable
760249361 | N-012-DS-5Y-MSUAQ/093 | Variant of N-DS | Fiber indoor cable, Low Smoke Zero Halogen Distribution, 12 fiber single-unit, Multimode OM3, Meters jacket marking, Aqua jacket color | CommScope® |  | N-DS | Fiber indoor cable
760249367 | N-012-DS-5X-MSUAQ/093 | Variant of N-DS | Fiber indoor cable, Low Smoke Zero Halogen Distribution, 12 fiber single-unit, Multimode OM4, Meters jacket marking, Aqua jacket color | CommScope® |  | N-DS | Fiber indoor cable
760249373 | N-012-DS-8Z-MSUYL/093 | Variant of N-DS | Fiber indoor cable, Low Smoke Zero Halogen Distribution, 12 fiber single-unit, Singlemode G.657.A1, Meters jacket marking, Yellow jacket color | CommScope® |  | N-DS | Fiber indoor cable
760249368 | N-024-DS-5X-MSUAQ/093 | Variant of N-DS | Fiber indoor cable, Low Smoke Zero Halogen Distribution, 24 fiber single-unit, Multimode OM4, Meters jacket marking, Aqua jacket color | CommScope® |  | N-DS | Fiber indoor cable
760249374 | N-024-DS-8Z-MSUYL/093 | Variant of N-DS | Fiber indoor cable, Low Smoke Zero Halogen Distribution, 24 fiber single-unit, Singlemode G.657.A1, Meters jacket marking, Yellow jacket color | CommScope® |  | N-DS | Fiber indoor cable
760249100 | C-144-LN-8F-M12BK/14D/AY/D | Variant of C-LN | Fiber Indoor/Outdoor Cable, Low Smoke Zero Halogen, 144 fiber, Microsheath, Singlemode, G.657.A1, Gel-free, Meters jacket marking, Black jacket color, Dca flame rating | CommScope® |  | C-LN | Fiber indoor/outdoor cable
760249242 | C-072-LN-8F-MSPBK/14D/AY/D | Variant of C-LN | Fiber indoor/outdoor cable, LSZH, 72 fiber Microsheath, Tube Colours as per DIN/VDE 0888, Singlemode G.657.A1, Gel-free, Meters jacket marking, Black jacket color, Dca flame rating | CommScope® |  | C-LN | Fiber indoor/outdoor cable
760249437 | Z-048-CZ-RB-F12BK/8W/99F | Variant of Z-CZ | Fiber Indoor/outdoor Cable, Interlocking Armored, Low Smoke Zero Halogen (LSZH), Riser-Rated, 48 fiber, Gel-Free, Central Tube Ribbon, Singlemode G.652.D and G.657.A1, Feet jacket marking, Black jacket color | CommScope® |  | Z-CZ | Fiber indoor/outdoor cable
760249241 | C-048-LN-8F-MSPBK/14D/AY/D | Variant of C-LN | Fiber Indoor/outdoor Cable, Low Smoke Zero Halogen / 48 fiber Microsheath, Tube Colours as per DIN/VDE 0888, Gel-free, Singlemode G.657.A1, Meters jacket marking, Black jacket color, Dca flame rating | CommScope® |  | C-LN | Fiber indoor/outdoor cable
760249096 | C-024-LN-8F-M12BK/14D/AY/D | Variant of C-LN | Fiber Indoor/Outdoor Cable, Low Smoke Zero Halogen, 24 fiber, Microsheath, Singlemode, G.657.A1, Gel-free, Meters jacket marking, Black jacket color, Dca flame rating | CommScope® |  | C-LN | Fiber indoor/outdoor cable
760249262 | C-012-LN-8F-MSPBK/14D/AY/D | Variant of C-LN | Fiber indoor/outdoor cable, LSZH, 12 fiber Microsheath, Tube Colours as per DIN/VDE 0888, Singlemode G.657.A1, Gel-free, Meters jacket marking, Black jacket color, Dca flame rating | CommScope® |  | C-LN | Fiber indoor/outdoor cable
760249320 | C-004-DS-8G-MSUYL/GY/C | Variant of C-DS | Fiber Indoor/outdoor Cable, 4-fiber, office distribution, ULSZH, Gel-free, Singlemode G.657.A2, Meters jacket marking, Yellow jacket color, Cca flame rating | CommScope® |  | C-DS | Fiber indoor/outdoor cable
760245280 | N-144-CN-RR-F12YL/8G1/99L/200/C | Variant of N-CN | Fiber indoor/outdoor cable, All-Dielectric, LSZH/Riser-Rated, Gel-Free, Central Tube 200µm Rollable Ribbon, 144 fiber, Singlemode G.657.A2/B2, Feet jacket marking, Yellow jacket color, Cca flame rating | CommScope® |  | N-CN | Fiber indoor cable
760249561 | P-008-DS-5K-FSUBR | Variant of P-DS | Fiber indoor cable, LazrSPEED® Plenum Distribution Cable, 8 fiber single-unit, Multimode OM4, Feet jacket marking, Brown jacket color | CommScope® |  | P-DS | Fiber indoor cable
760249559 | P-024-DS-5K-FSUBK | Variant of P-DS | Fiber indoor cable, LazrSPEED® Plenum Distribution Cable, 24 fiber single-unit, Multimode OM4, Feet jacket marking, Black jacket color | CommScope® |  | P-DS | Fiber indoor cable
760249363 | N-002-DS-5X-MSUAQ/093 | Variant of N-DS | Fiber indoor cable, Low Smoke Zero Halogen Distribution, 2 fiber single-unit, Multimode OM4, Meters jacket marking, Aqua jacket color | CommScope® |  | N-DS | Fiber indoor cable
810009769/DB | C-072-LN-8W-M12BK/20G/HTS/D | Variant of C-LN | Fiber indoor/outdoor cable, LightScope® ZWP High Tensile Strength, LSZH, Singlemode G.652.D and G.657.A1, 72 fiber, Mini All-Dielectric Single Jacket, Gel-Filled, Stranded Loose Tube, Black jacket color, Dca flame rating, Provides Rodent Resistance | CommScope® |  | C-LN | Fiber indoor/outdoor cable
810009766/DB | C-024-LN-8W-M12BK/20G/HTS/D | Variant of C-LN | Fiber indoor/outdoor cable, LightScope® ZWP High Tensile Strength, LSZH, Singlemode G.652.D and G.657.A1, 24 fiber, Mini All-Dielectric Single Jacket, Gel-Filled, Stranded Loose Tube, Black jacket color, Dca flame rating, Provides Rodent Resistance | CommScope® |  | C-LN | Fiber indoor/outdoor cable
810009774/DB | C-024-LN-8W-M12BK/25D/C | Variant of C-LN | Fiber indoor/outdoor cable, LightScope® ZWP, Single Jacket All-Dielectric, Low Smoke Zero Halogen (LSZH), Singlemode G.652.D and G.657.A1, 24 fiber, Gel-Free, Stranded Loose Tube, Feet jacket marking, Black jacket color, Cca flame rating | CommScope® |  | C-LN | Fiber indoor/outdoor cable |  | Discontinued
810009767/DB | C-036-LN-8W-M12BK/20G/HTS/D | Variant of C-LN | Fiber indoor/outdoor cable, High Tensile Strength LSZH Mini All-Dielectric Single Jacket, 36 fiber, Gel-Filled, Stranded Loose Tube, Singlemode G.652.D and G.657.A1, Meters jacket marking, Black jacket color, Dca flame rating. Provides Rodent Resistance | CommScope® |  | C-LN | Fiber indoor/outdoor cable
810009764/DB | C-008-LN-8W-M08BK/20G/HTS/D | Variant of C-LN | Fiber indoor/outdoor cable, LightScope® ZWP High Tensile Strength, LSZH, Singlemode G.652.D and G.657.A1, 8 fiber, Mini All-Dielectric Single Jacket, Gel-Filled, Stranded Loose Tube, Black jacket color, Dca flame rating, Provides Rodent Resistance | CommScope® |  | C-LN | Fiber indoor/outdoor cable
810009856/DB | C-016-CN-8W-M16NS/28D/GY/YL | Variant of C-CN | Fiber indoor/outdoor cable, LightScope® ZWP , Dry loose tube, 16 fiber, Singlemode G.652.D, Gel-free, Meters jacket marking, Yellow jacket color, Eca flame rating. Provides Rodent Resistance | CommScope® |  | C-CN | Fiber indoor/outdoor cable |  | Discontinued
810009768/DB | C-048-LN-8W-M12BK/20G/HTS/D | Variant of C-LN | Fiber indoor/outdoor cable, LightScope® ZWP High Tensile Strength, LSZH, Singlemode G.652.D and G.657.A1, 48 fiber, Mini All-Dielectric Single Jacket, Gel-Filled, Stranded Loose Tube, Black jacket color, Dca flame rating, Provides Rodent Resistance | CommScope® |  | C-LN | Fiber indoor/outdoor cable
810009850/DB | C-004-CN-8W-M04YL/28D/GY/D | Variant of C-CN | Fiber indoor/outdoor cable, LightScope® ZWP, dry loose tube, 4 fiber, Singlemode G.652.D and G.657.A1, Gel-free, Yellow jacket color, Dca flame rating. Provides Rodent Resistance | CommScope® |  | C-CN | Fiber indoor/outdoor cable |  | Discontinued
810009860/DB | C-006-DN-8W-M06YL/28G/AY/E | Variant of C-DN | Fiber indoor/outdoor cable, LightScope® ZWP, Gel-Filled loose tube, Singlemode G.652.D, 6 fiber, Meters jacket marking, Yellow jacket color, Eca flame rating | CommScope® |  | C-DN | Fiber indoor/outdoor cable |  | Discontinued
810009771/DB | C-144-LN-8W-M12BK/20G/HTS/D | Variant of C-LN | Fiber indoor/outdoor cable, LightScope® ZWP High Tensile Strength, LSZH, Singlemode G.652.D and G.657.A1, 144 fiber, Mini All-Dielectric Single Jacket, Gel-Filled, Stranded Loose Tube, Black jacket color, Dca flame rating, Provides Rodent Resistance | CommScope® |  | C-LN | Fiber indoor/outdoor cable
810009798/DB | N-024-DS-8W-MSUYL/B2 | Variant of N-DS | Fiber indoor cable, TeraSPEED® Low Smoke Zero Halogen Riser Distribution, 24 fiber single-unit, Gel-free, Singlemode G.652.D and G.657.A1, Meters jacket marking, Yellow jacket color, B2ca flame rating | CommScope® |  | N-DS | Fiber indoor cable
810009775/DB | Z-006-LN-8W-M06BK/25D/E | Variant of Z-LN | Fiber indoor/outdoor cable, TeraSPEED®, Single Jacket All-Dielectric, Low Smoke Zero Halogen (LSZH), Singlemode G.652.D and G.657.A1, 6 fiber, Gel-Free, Stranded Loose Tube, Feet jacket marking, Black jacket color, Eca flame rating | CommScope® |  | Z-LN | Fiber indoor/outdoor cable
810009776/DB | Z-012-LN-8W-M12BK/25D/E | Variant of Z-LN | Fiber indoor/outdoor cable, TeraSPEED®, Single Jacket All-Dielectric, Low Smoke Zero Halogen (LSZH), Singlemode G.652.D and G.657.A1, 12 fiber, Gel-Free, Stranded Loose Tube, Feet jacket marking, Black jacket color, Eca flame rating | CommScope® |  | Z-LN | Fiber indoor/outdoor cable
810009778/DB | Z-048-LN-8W-M12BK/25D/E | Variant of Z-LN | Fiber indoor/outdoor cable, TeraSPEED®, Single Jacket All-Dielectric, Low Smoke Zero Halogen (LSZH), Singlemode G.652.D and G.657.A1, 48 fiber, Gel-Free, Stranded Loose Tube, Feet jacket marking, Black jacket color, Eca flame rating | CommScope® |  | Z-LN | Fiber indoor/outdoor cable
810009781/DB | Z-144-LN-8W-M12BK/25D/E | Variant of Z-LN | Fiber indoor/outdoor cable, TeraSPEED®, Single Jacket All-Dielectric, Low Smoke Zero Halogen (LSZH), Singlemode G.652.D and G.657.A1, 144 fiber, Gel-Free, Stranded Loose Tube, Meters jacket marking, Black jacket color, Eca flame rating | CommScope® |  | Z-LN | Fiber indoor/outdoor cable
810009784/DB | Z-024-LA-8W-M12BK/25D/C | Variant of Z-LA | Fiber indoor/outdoor cable, TeraSPEED®, Single Jacket/Single Armor, Low Smoke Zero Halogen (LSZH), Singlemode G.652.D and G.657.A1, 24 fiber, Gel-Free, Stranded Loose Tube, Meters jacket marking, Black jacket color, Cca flame rating | CommScope® |  | Z-LA | Fiber indoor/outdoor cable
810009843/DB | C-008-CA-8W-M08YL/28G/GRP/D | Variant of C-CA | Fiber indoor/outdoor drop cable, 8-fiber, ULSZH, loose tube, gel-filled, Singlemode G.652.D and G.657.A1, Yellow jacket color, Dca flame rating. Provides Rodent Resistance | CommScope® |  | C-CA | Fiber indoor/outdoor cable |  | Discontinued
2-599175-2 | C-024-LA-5K-M12AQ/28G/GRP/E | Variant of C-LA | Fiber Optic Cable, 24-fiber, OM4, aqua. Provides Rodent Resistance. | CommScope® |  | C-LA | Fiber indoor/outdoor cable
810009842/DB | C-006-CA-8W-M06YL/28G/GRP/D | Variant of C-CA | Fiber indoor/outdoor drop cable, 6-fiber, ULSZH, loose tube, gel-filled, Singlemode G.652.D and G.657.A1, Meters jacket marking, Yellow jacket color | CommScope® |  | C-CA | Fiber indoor/outdoor cable
760242754 | C-012-CA-5K-M12BK/28G | Variant of C-CA | Fiber indoor/outdoor cable, 12-fiber, OM4, ULSZH, armored loose tube, gel-filled, Meters jacket marking, Black jacket color | CommScope® |  | C-CA | Fiber indoor/outdoor cable
810009863/DB | C-024-CN-8W-M24YL/40G/AY/E | Variant of C-CN | Fiber indoor/outdoor cable, LightScope® ZWP, gel-filled, loose tube, 24 fiber, Singlemode G.652.D and G.657.A1, Meters jacket marking, Yellow jacket color, Eca flame rating | CommScope® |  | C-CN | Fiber indoor/outdoor cable |  | Discontinued
760171702 | P-024-DS-5K-XSUAQ | Variant of P-DS | LazrSPEED® Plenum Distribution Cable, 24 fiber single-unit | CommScope® |  | P-DS | Fiber indoor cable
760171710 | P-048-DS-5K-XMUAQ | Variant of P-DS | LazrSPEED® Plenum Distribution Cable, 48 fiber multi-unit with 12 fiber subunits | CommScope® |  | P-DS | Fiber indoor cable
810010219/DB | C-004-CN-8W-M04BK/28G/GY/E | Variant of C-CN | Indoor/Outdoor Low Smoke Zero Halogen, TeraSPEED® Central Loose Tube Fiber Optic Cable, 4-fiber, Singlemode OS2, Gel-filled, black. Provides Rodent Resistance. | CommScope® |  | C-CN | Fiber indoor/outdoor cable
810010213/DB | C-008-CA-8W-M08BK/28G/GRP/D | Variant of C-CA | Indoor/Outdoor Low Smoke Zero Halogen, TeraSPEED® Central Loose Tube, GRP Armoured Fiber Optic Cable, 8-fiber, Singlemode OS2, Gel-free, black. Provides Rodent Resistance. | CommScope® |  | C-CA | Fiber indoor/outdoor cable
810010214/DB | C-016-CA-8W-M16BK/40G/GRP/E | Variant of C-CA | Fiber indoor/outdoor drop cable, 16-fiber, ULSZH, loose tube, Singlemode G.652.D, gel-filled, Meters jacket marking, Black jacket color, Eca flame rating. Provides Rodent Resistance | CommScope® |  | C-CA | Fiber indoor/outdoor cable
810010221/DB | C-012-CN-8W-M12BK/28D/GY/D | Variant of C-CN | Fiber indoor/outdoor cable, 12-fiber, Singlemode G.652.D and G.657.A1, Gel-free, Meters jacket marking, Black jacket color, Dca flame rating, 2000 m. Provides Rodent Resistance | CommScope® |  | C-CN | Fiber indoor/outdoor cable
810010218/DB | C-008-CN-8W-M08BK/28D/AY/D | Variant of C-CN | Indoor/Outdoor Low Smoke Zero Halogen, TeraSPEED® Central Loose Tube Fiber Optic Cable, 8-fiber, Singlemode OS2, Gel-free, black | CommScope® |  | C-CN | Fiber indoor/outdoor cable
810010233/DB | C-002-DS-8W-MSUBK/GY/B | Variant of C-DS | Indoor/Outdoor Low Smoke Zero Halogen, TeraSPEED® Tight Buffered Office DistributionFiber Fiber Optic Cable, 2 fiber, Singlemode OS2, black. Provides Rodent Resistance. | CommScope® |  | C-DS | Fiber indoor/outdoor cable
810010235/DB | C-012-DS-8W-MSUBK/GY/C | Variant of C-DS | Indoor/Outdoor Low Smoke Zero Halogen, TeraSPEED® Tight Buffered Office DistributionFiber Fiber Optic Cable, 12 fiber, Singlemode OS2, black. Provides Rodent Resistance. | CommScope® |  | C-DS | Fiber indoor/outdoor cable
810010181/DB | L-096-LN-8W-M12YL/15D/B | Variant of L-LN | Single Jacket All-Dielectric, Gel-Free, Indoor Stranded Microsheath Tube Cable | CommScope® |  | L-LN | Fiber indoor cable
760259117 | Z-024-DS-5G-FSUBK/D | Variant of Z-DS | Fiber Indoor/Outdoor cable, LazrSPEED®, Low Smoke Zero Halogen Riser Distribution Cable, 24 fiber single-unit, Gel-free, Multimode OM5, Feet jacket marking, Black jacket color, Dca flame rating | CommScope® |  | Z-DS | Fiber indoor/outdoor cable
760258915 | C-004-CN-5G-M04BK/28D/GY/D | Variant of C-CN | Indoor/Outdoor Low Smoke Zero Halogen, LazrSPEED® Central Loose Tube Fiber Optic Cable, 4-fiber, Multimode OM5, Gel-free, black. Provides Rodent Resistance. | CommScope® |  | C-CN | Fiber indoor/outdoor cable
760259913 | C-008-L2-8W-M08BK/40G/GY/FS | Variant of C-L2 | Fiber Indoor/Outdoor cable, TeraSPEED®, 120 min Fire Survival, Low Smoke Zero Halogen (LSZH), 8 fiber, Gel-Filled, Central Loose Tube, Singlemode G.652.D and G.657.A1, Meters jacket marking, Black jacket color. Provides Rodent Resistance. | CommScope® |  | C-L2 | Fiber indoor/outdoor cable
760259914 | C-012-L2-8W-M12BK/40G/GY/FS | Variant of C-L2 | Fiber Indoor/Outdoor cable, TeraSPEED®, 120 min Fire Survival, Low Smoke Zero Halogen (LSZH), 12 fiber, Gel-Filled, Central Loose Tube, Singlemode G.652.D and G.657.A1, Meters jacket marking, Black jacket color. Provides Rodent Resistance. | CommScope® |  | C-L2 | Fiber indoor/outdoor cable
810010523/DB | D-144-CA-RR-F12NS/8W/99G | Variant of D-CN | Fiber OSP cable, Armored, Arid-Core, Dry Central Tube Rollable Ribbon, 144 fiber, Singlemode G.652.D and G.657.A1, Gel-free, Feet jacket marking, Black jacket color | CommScope® |  | D-CA | Fiber OSP cable
810010524/DB | D-288-CA-RR-F12NS/8W/99G | Variant of D-CN | Fiber OSP cable, Armored, Arid-Core, Dry Central Tube Rollable Ribbon, 288 fiber, Singlemode G.652.D and G.657.A1, Gel-free, Feet jacket marking, Black jacket color | CommScope® |  | D-CN | Fiber OSP cable
810010525/DB | D-432-CA-RR-F12NS/8W/99G | Variant of D-CN | Fiber OSP cable, Armored, Arid-Core, Dry Central Tube Rollable Ribbon, 432 fiber, Singlemode G.652.D and G.657.A1, Gel-free, Feet jacket marking, Black jacket color | CommScope® |  | D-CA | Fiber OSP cable
810010400/DB | C-001-DN-8G2-M01WH/30D/C-1000 | Variant of C-DN | Indoor/Outdoor Fiber Optic Drop cable, 1 Fiber G657.B3 0.9mm tight buffer. Breaking load Max 2000N. Suitable for installation under overhead power lines ≤11kV, vertical clearance ≥1.8m. | CommScope® |  |  | Fiber indoor/outdoor cable
810010528/DB | P-002-IC-8H-F35IV/RNB | Variant of P-DS | Fiber indoor cable, Plenum 3.5mm Interconnect, 2 fiber single-unit, Singlemode G.657.B3, Feet jacket marking, Ivory jacket color | CommScope® |  | P-IC | Fiber indoor cable
760145359 | P-001-SP-5K-F16BR | Variant of P-SP | Fiber indoor cable, LazrSPEED® 1.6 mm Plenum Simplex, Multimode OM4, Feet jacket marking, Brown jacket color | CommScope® |  | P-SP | Fiber indoor cable
760145367 | P-001-SP-5K-F16SL | Variant of P-SP | Fiber indoor cable, LazrSPEED® 1.6 mm Plenum Simplex, Multimode OM4, Feet jacket marking, Slate jacket color | CommScope® |  | P-SP | Fiber indoor cable
760145375 | P-001-SP-5K-F16WH | Variant of P-SP | Fiber indoor cable, LazrSPEED® 1.6 mm Plenum Simplex, Multimode OM4, Feet jacket marking, White jacket color | CommScope® |  | P-SP | Fiber indoor cable
760145383 | P-001-SP-5K-F16RD | Variant of P-SP | Fiber indoor cable, LazrSPEED® 1.6 mm Plenum Simplex, Multimode OM4, Feet jacket marking, Red jacket color | CommScope® |  | P-SP | Fiber indoor cable
760146068 | P-001-SP-8W-F16BL | Variant of P-SP | Fiber indoor cable, TeraSPEED® 1.6 mm Plenum, 1 fiber, Singlemode G.652.D and G.657.A1, Feet jacket marking, Blue jacket color | CommScope® |  | P-SP | Fiber indoor cable
760146084 | P-001-SP-8W-F16GR | Variant of P-SP | Fiber indoor cable, TeraSPEED® 1.6 mm Plenum, 1 fiber, Singlemode G.652.D and G.657.A1, Feet jacket marking, Green jacket color | CommScope® |  | P-SP | Fiber indoor cable
760146092 | P-001-SP-8W-F16BR | Variant of P-SP | Fiber indoor cable, TeraSPEED® 1.6 mm Plenum, 1 fiber, Singlemode G.652.D and G.657.A1, Feet jacket marking, Brown jacket color | CommScope® |  | P-SP | Fiber indoor cable
760146126 | P-001-SP-8W-F16RD | Variant of P-SP | Fiber indoor cable, TeraSPEED® 1.6 mm Plenum, 1 fiber, Singlemode G.652.D and G.657.A1, Feet jacket marking, Red jacket color | CommScope® |  | P-SP | Fiber indoor cable
760146159 | P-001-SP-8W-F16RS | Variant of P-SP | Fiber indoor cable, TeraSPEED® 1.6 mm Plenum, 1 fiber, Singlemode G.652.D and G.657.A1, Feet jacket marking, Rose jacket color | CommScope® |  | P-SP | Fiber indoor cable
760259520 | R-1728-LN-RR-F16YL/8G1/93J/TC/200 | Variant of N-LN | Fiber indoor cable, All-Dielectric, Riser-Rated, Gel-Free, Loose Tube Rollable 200µm Ribbon, 1728 fiber, Singlemode G.657.A2, Feet jacket marking, Yellow jacket color | CommScope® |  |  | Fiber indoor cable
2-1716216-2 | C-024-L2-5K-M12BK/40G/GY/FS | Variant of C-L2 | Fiber Indoor/Outdoor cable, 120 min Fire Survival, Low Smoke Zero Halogen (LSZH), 24 fiber, Gel-Filled, Central Loose Tube, Multimode OM4, Feet jacket marking, Black jacket color. Provides Rodent Resistance. | CommScope® |  | C-L2 | Fiber indoor/outdoor cable
1594559-6 | C-024-DS-8W-MSUYL/GY/C | Variant of C-DS | Fiber Indoor/outdoor Cable, office distribution, 24 x 900um buffered fiber, ULSZH, Gel-free, Singlemode OS2 G.652.D and G.657.A1, Meters jacket marking, Yellow jacket color, Cca flame rating. Provides Rodent Resistance. | CommScope® |  | C-DS | Fiber indoor/outdoor cable
2-1716363-4 | C-004-DS-8W-MSUYL/GY/C | Variant of C-DS | Indoor/outdoor Fiber Optic Cable, 4 x 900um buffered fiber OS2, office distribution, singlemode, ULSZH, yellow. Provides Rodent Resistance. | CommScope® |  | C-DS | Fiber indoor/outdoor cable
1594679-6 | C-008-DS-8W-MSUYL/GY/C | Variant of C-DS | Indoor/outdoor Fiber Optic Cable, 8 x 900um buffered fiber OS2, office distribution, singlemode, ULSZH, yellow. Provides Rodent Resistance. | CommScope® |  | C-DS | Fiber indoor/outdoor cable
1594680-6 | C-012-DS-8W-MSUYL/GY/C | Variant of C-DS | Indoor/outdoor Fiber Optic Cable, 12 x 900um buffered fiber, office distribution, singlemode, ULSZH, yellow. Provides Rodent Resistance. | CommScope® |  | C-DS | Fiber indoor/outdoor cable |  | Discontinued
1594770-6 | C-006-DS-8W-MSUYL/GY/C | Variant of C-DS | Indoor/outdoor Fiber Optic Cable, 6 x 900um buffered fiber OS2, office distribution, singlemode, ULSZH, yellow. Provides Rodent Resistance. | CommScope® |  | C-DS | Fiber indoor/outdoor cable
1777209-4 |  | Variant of C-DS | Indoor/Outdoor Fiber Optic Cable, 6-fiber, OFCP, ILJA, Singlemode | CommScope® |  | C-DS | Fiber indoor/outdoor cable
760263947 | P-144-LN-5G-F12BK/25D | Variant of P-LN | Fiber indoor/outdoor cable, Single Jacket All-Dielectric, Plenum Rated, Multimode OM5 Wideband, Gel-Free, 144 fiber, Stranded Loose Tube, PVDF jacket, Black jacket color, Feet cable marking | CommScope® |  | P-LN | Fiber indoor/outdoor cable
760262968 | Z-3456-LN-RR-F12BK/8G1/99L/200 | Variant of Z-LN | Fiber indoor/outdoor cable,Dual Rate LSZH/Riser Rollable Ribbon with 200um Fibers, 3456 fiber, Singlemode G.657.A2, Gel-free, Feet jacket marking, Black jacket color | CommScope® |  | Z-LN | Fiber indoor/outdoor cable
810111055/DB | C-024-RD-8G-M02WH/10D/AY/D-0500-DE00 | Variant of C-RD | Fiber indoor/outdoor Retractable Façade Distribution Cable, 24 fibers, Singlemode, G.657.A2, Gel-free, Meters jacket marking, White jacket color | CommScope® |  | C-RD | Fiber indoor/outdoor cable
1-599145-2 |  | Variant of C-DS | Fiber Indoor/Outdoor Cable, 6-fiber, multimode OM4, aqua jacket color, Dca Flame Rating, Meters jacket marking, 1000 meters | CommScope® |  | C-DS | Fiber indoor/outdoor cable |  | Discontinued
1-599148-5 |  | Variant of C-DS | Fiber Optic Cable, 12-fiber, OM1, 1 km, orange | CommScope® |  | C-DS | Fiber indoor/outdoor cable |  | Discontinued
1-599146-3 |  | Variant of C-DS | Fiber Optic Cable, 8-fiber, OM3, ULSZH, 1000 m, aqua | CommScope® |  | C-DS | Fiber indoor/outdoor cable |  | Discontinued
1-599144-3 |  | Variant of C-DS | Fiber Optic Cable, OM3, 4-fiber, 1000 m, aqua | CommScope® |  | C-DS | Fiber indoor/outdoor cable |  | Discontinued
1-599623-2 | C-006-CN-5K-M06AQ/28G/GY/E | Variant of C-CN | Fiber Indoor/Outdoor Cable, 6-fiber, multimode OM4, Gel-filled, aqua jacket color, Eca Flame Rating, Meters jacket marking, 1000 meters | CommScope® |  | C-CN | Fiber indoor/outdoor cable
1-599609-3 | C-048-LN-5L-M12AQ/28G/AY/D | Variant of C-LN | Fiber Optic Cable, 48-fiber, OM3, loose tube, gel-filled, 1000 m, aqua | CommScope® |  | C-LN | Fiber indoor/outdoor cable
1-599623-3 | C-006-CN-5L-M06AQ/28G/GY/E | Variant of C-CN | Fiber Optic Cable, 6-fiber, OM3, 1000 m, aqua. Provides Rodent Resistance. | CommScope® |  | C-CN | Fiber indoor/outdoor cable
1-599623-4 | C-006-CN-8W-M06YL | Variant of C-CN | Fiber Optic Cable, 6-fiber, OS2, 1000 m, yellow | CommScope® |  | C-CN | Fiber indoor/outdoor cable
4-1553342-9 |  | Variant of C-DS | Indoor/Outdoor Dry Cable, 6-fiber, OFNR, OM4, aqua | CommScope® |  | C-DS | Fiber indoor/outdoor cable
4-1553419-9 |  | Variant of C-DS | Fiber Optic Cable, quad, 4-fiber, OFNP, OM4, 4.8 mm, aqua | CommScope® |  | C-DS | Fiber indoor/outdoor cable
2-599144-2 |  | Variant of C-DS | Indoor/outdoor Fiber Optic Cable, 4-fiber, OM4, aqua | CommScope® |  | C-DS | Fiber indoor/outdoor cable |  | Discontinued
2-599146-3 |  | Variant of C-DS | Fiber Optic Cable, 8-fiber, OM3, aqua | CommScope® |  | C-DS | Fiber indoor/outdoor cable |  | Discontinued
2-599149-2 |  | Variant of C-DS | Fiber Optic Cable, 16-fiber, OM4, 2000 m, aqua | CommScope® |  | C-DS | Fiber indoor/outdoor cable |  | Discontinued
2-599144-4 |  | Variant of C-DS | Indoor/outdoor Fiber Optic Cable, 4-fiber, OS2, yellow | CommScope® |  | C-DS | Fiber indoor/outdoor cable |  | Discontinued
2-599149-3 |  | Variant of C-DS | Fiber Optic Cable, 16-fiber, OM3, 2000 m, aqua | CommScope® |  | C-DS | Fiber indoor/outdoor cable |  | Discontinued
2-599146-5 |  | Variant of C-DS | Fiber Optic Cable, 8-fiber, OM1, orange | CommScope® |  | C-DS | Fiber indoor/outdoor cable |  | Discontinued
2-599149-4 |  | Variant of C-DS | Fiber Optic Cable, 16-fiber, OS2, 2000 m, yellow | CommScope® |  | C-DS | Fiber indoor/outdoor cable |  | Discontinued
2-599164-3 | C-012-CN-5L-M12AQ/28G/AY/D | Variant of C-CN | Fiber Indoor/Outdoor Cable, 12-fiber, multimode OM3, Gel-filled, aqua jacket color, Dca Flame Rating, Meters jacket marking, 2000 meters | CommScope® |  | C-CN | Fiber indoor/outdoor cable |  | Discontinued
2-599156-4 | C-012-CN-8W-M12YL/28D/AY/D | Variant of C-CN | Fiber Indoor/Outdoor Cable, 12-fiber, singlemode G.652.D and G.657.A1, Gel-free, yellow jacket color, Dca Flame Rating, Meters jacket marking, 2000 meters | CommScope® |  | C-CN | Fiber indoor/outdoor cable
2-599159-2 | C-024-LN-5K-M12AQ/28D/AY/D | Variant of C-LN | Fiber Indoor/Outdoor Cable, 24-fiber, multimode OM4, gel-free, 2000 m, aqua jacket color, Eca Flame Rating, Meters jacket marking | CommScope® |  | C-LN | Fiber indoor/outdoor cable |  | Discontinued
2-599148-4 |  | Variant of C-DS | Fiber Optic Cable, singlemode, OS2, 12-fiber, tight buffer, LSZH, 2000 m, yellow | CommScope® |  | C-DS | Fiber indoor/outdoor cable |  | Discontinued
2-599159-3 | C-024-LN-5L-M12AQ/28D/AY/D | Variant of C-LN | Fiber Indoor/Outdoor Cable, 24-fiber, multimode OM3, gel-free, aqua jacket color, Eca Flame Rating, Meters jacket marking, 2000 meters | CommScope® |  | C-LN | Fiber indoor/outdoor cable |  | Discontinued
2-599167-4 | C-024-LN-8W-M12YL/28G/AY/ | Variant of C-LN | Fiber Indoor/Outdoor Cable, 24-fiber, singlemode G.652.D and G.657.A1, gel-filled, yellow jacket color, Meters jacket marking, 2000 meters | CommScope® |  | C-LN | Fiber indoor/outdoor cable
2-599148-6 |  | Variant of C-DS | Fiber Optic Cable, multimode, OM2 plus, 12-fiber, tight buffer, LSZH, 2000 m, orange | CommScope® |  | C-DS | Fiber indoor/outdoor cable |  | Discontinued
2-599617-4 | C-012-CN-8W-M12YL/28D/GY/D | Variant of C-CN | Fiber Indoor/Outdoor Cable, 12-fiber, singlemode G.652.D and G.657.A1, Gel-free, yellow jacket color, Dca Flame Rating, Meters jacket marking, 2000 meters | CommScope® |  | C-CN | Fiber indoor/outdoor cable |  | Discontinued
2-599614-3 | C-004-CN-5L-M04AQ/28D/GY/D | Variant of C-CN | Fiber Indoor/Outdoor Cable, 4-fiber, multimode OM3, Gel-free, aqua jacket color, Dca Flame Rating, Meters jacket marking, 2000 meters | CommScope® |  | C-CN | Fiber indoor/outdoor cable |  | Discontinued
2-599623-3 | C-006-CN-5L-M06AQ/28G/GY/E | Variant of C-CN | Fiber Optic Cable, multimode, OM3, 6-fiber, loose tube, 2000 m. Provides Rodent Resistance. | CommScope® |  | C-CN | Fiber indoor/outdoor cable |  | Discontinued
2-599172-4 | C-012-CA-8W-M12YL/28G/GRP/D | Variant of C-CA | Fiber Optic Cable, 12-fiber, OS2, ULSZH, loose tube, gel-filled. Provides Rodent Resistance. | CommScope® |  | C-CA | Fiber indoor/outdoor cable |  | Discontinued
2-599625-4 | C-012-CN-8W-M12YL/28G/GY/E | Variant of C-CN | Indoor/Outdoor Fiber Optic Cable, loose tube, 12-fiber, OS2, singlemode, LSZH, dielectric, yellow. Provides Rodent Resistance. | CommScope® |  | C-CN | Fiber indoor/outdoor cable
2-599616-3 | C-008-CN-5L-M08AQ/28D/GY/D | Variant of C-CN | Fiber Optic Cable, 8-fiber, OM3, 2000 m, aqua. Provides Rodent Resistance. | CommScope® |  | C-CN | Fiber indoor/outdoor cable |  | Discontinued
2-599624-2 | C-008-CN-5K-M08AQ/28G/GY/E/2K | Variant of C-CN | Fiber Indoor/Outdoor Cable, 8-fiber, multimode OM4, gel-filled, aqua jacket color, Eca Flame Rating, Meters jacket marking, 2000 meters | CommScope® |  | C-CN | Fiber indoor/outdoor cable |  | Discontinued
2-599617-3 | C-012-CN-5L-M12AQ/28D/GY/D | Variant of C-CN | Fiber Indoor/Outdoor Cable, 12-fiber, multimode OM3, Gel-free, aqua jacket color, Dca Flame Rating, Meters jacket marking, 2000 meters | CommScope® |  | C-CN | Fiber indoor/outdoor cable |  | Discontinued
2-599622-2 | C-004-CN-5K-M04AQ/28G/GY/E | Variant of C-CN | Fiber Indoor/Outdoor Cable, 4-fiber, multimode OM4, Gel-filled, aqua jacket color, Eca Flame Rating, Meters jacket marking, 2000 meters | CommScope® |  | C-CN | Fiber indoor/outdoor cable |  | Discontinued
2-599627-2 | C-024-LN-5K-M12AQ/28G/GY/E | Variant of C-LN | Fiber Indoor/Outdoor Cable, 24-fiber, multimode OM4, gel-filled, aqua jacket color, Meters jacket marking, 2000 meters | CommScope® |  | C-LN | Fiber indoor/outdoor cable
2-599627-4 | C-024-LN-8W-M12YL/28G/E | Variant of C-LN | Fiber Indoor/Outdoor Cable, 24-fiber, singlemode G.652.D and G.657.A1, gel-filled, yellow jacket color, Meters jacket marking, 2000 meters | CommScope® |  | C-LN | Fiber indoor/outdoor cable
2-599622-4 | C-004-CN-8W-M04YL/28G/GY/E | Variant of C-CN | Fiber Optic Cable, 4-fiber, OS2, 2000 m, yellow. Provides Rodent Resistance. | CommScope® |  | C-CN | Fiber indoor/outdoor cable |  | Discontinued
2-599625-2 | C-012-CN-5K-M12AQ/28G/GY/E | Variant of C-CN | Indoor/Outdoor Fiber Optic Cable, 12-fiber, loose tube, OM4, 2000 m, aqua. Provides Rodent Resistance. | CommScope® |  | C-CN | Fiber indoor/outdoor cable
760008243 | P-072-DS-CM-FMUAQ/8W036/5L036 | Variant of P-DS | Fiber indoor cable, TeraSPEED® Plenum Distribution, 72 fiber multi-unit with 12 fiber subunits, Composite OM3 and G.652.D and G.657.A1, Gel-free, Feet jacket marking, Aqua jacket color | CommScope® |  | P-DS | Fiber indoor cable
760008177 | P-036-DS-CM-FMUAQ/8W012/5L024 | Variant of P-DS | Fiber indoor cable, TeraSPEED® Plenum Distribution, 36 fiber multi-unit with 12 fiber subunits, Composite OM3 and G.652.D and G.657.A1, Gel-free, Feet jacket marking, Aqua jacket color | CommScope® |  | P-DS | Fiber indoor cable
760009340 | N-072-DS-CM-FMUAQ/8W012/5L060 | Variant of N-DS | Fiber indoor cable, TeraSPEED® Low Smoke Zero Halogen Riser Distribution, 72 fiber multi-unit with 12 fiber subunits, Gel-free, Singlemode + Multimode OM3, Feet jacket marking, Aqua jacket color | CommScope® |  | N-DS | Fiber indoor cable
760009233 | N-012-DS-CM-FSUAQ/8W006/5L006/D | Variant of N-DS | Fiber indoor cable, TeraSPEED® Low Smoke Zero Halogen Riser Distribution, 12 fiber single-unit, Gel-free, Singlemode + Multimode OM3, Feet jacket marking, Aqua jacket color, Dca flame rating | CommScope® |  | N-DS | Fiber indoor cable
760009357 | N-072-DS-CM-FMUAQ/8W036/5L036 | Variant of N-DS | Fiber indoor cable, TeraSPEED® Low Smoke Zero Halogen Riser Distribution, 72 fiber multi-unit with 12 fiber subunits, Gel-free, Singlemode + Multimode OM3, Feet jacket marking, Aqua jacket color | CommScope® |  | N-DS | Fiber indoor cable
760008193 | P-048-DS-CM-FMUAQ/8W012/5L036 | Variant of P-DS | Fiber indoor cable, TeraSPEED® Plenum Distribution, 48 fiber multi-unit with 12 fiber subunits, Composite OM3 and G.652.D and G.657.A1, Gel-free, Feet jacket marking, Aqua jacket color | CommScope® |  | P-DS | Fiber indoor cable
760008201 | P-048-DS-CM-FMUAQ/8W024/5L024 | Variant of P-DS | Fiber indoor cable, TeraSPEED® Plenum Distribution, 48 fiber multi-unit with 12 fiber subunits, Composite OM3 and G.652.D and G.657.A1, Gel-free, Feet jacket marking, Aqua jacket color | CommScope® |  | P-DS | Fiber indoor cable
760007948 | R-012-DS-CM-FSUAQ/8W006/5L006 | Variant of R-DS | Fiber indoor cable, TeraSPEED® Riser Distribution, Multimode composite, 12 fiber single-unit, Feet jacket marking, Aqua jacket color | CommScope® |  | R-DS | Fiber indoor cable
760009183 | N-004-DS-CM-FSUAQ/8W002/5L002/D | Variant of N-DS | Fiber indoor cable, TeraSPEED® Low Smoke Zero Halogen Riser Distribution, 4 fiber single-unit, singlemode/multimode OM3, Feet jacket marking, Aqua jacket color, Dca flame rating | CommScope® |  | N-DS | Fiber indoor cable
760008508 | P-008-DS-5L-FSUAQ | Variant of P-DS | Fiber indoor cable, LazrSPEED® Plenum Distribution Cable, 8 fiber single-unit, Multimode OM3, Feet jacket marking, Aqua jacket color | CommScope® |  | P-DS | Fiber indoor cable
760012161 | N-012-DS-5K-FSUAQ/D | Variant of N-DS | Fiber indoor cable, LazrSPEED® Low Smoke Zero Halogen Riser Distribution, 12 fiber single-unit, Multimode OM4, Feet jacket marking, Aqua jacket color, Dca flame rating | CommScope® |  | N-DS | Fiber indoor cable
760012112 | R-012-DS-5K-FSUAQ | Variant of R-DS | Fiber indoor cable, LazrSPEED® Riser Distribution, 12-Fiber Single-Unit, Multimode OM4, Feet jacket marking, Aqua jacket color | CommScope® |  | R-DS | Fiber indoor cable
760012138 | P-006-DS-5K-FSUAQ | Variant of P-DS | Fiber indoor cable, LazrSPEED® Plenum Distribution Cable, 6 fiber single-unit, Multimode OM4, Feet jacket marking, Aqua jacket color | CommScope® |  | P-DS | Fiber indoor cable
760010371 | Z-048-DS-5L-FMUBK | Variant of Z-DS | Fiber Indoor/Outdoor cable, LazrSPEED®, Low Smoke Zero Halogen Riser Distribution Cable, 48 fi, Gel-free, Multimode OM3, ber multi-unit with 12 fiber subunits, Feet jacket marking, Black jacket color | CommScope® |  | Z-DS | Fiber indoor/outdoor cable
760012153 | N-006-DS-5K-FSUAQ/D | Variant of N-DS | Fiber indoor cable, LazrSPEED® Low Smoke Zero Halogen Riser Distribution, 6 fiber single-unit, Multimode OM4, Feet jacket marking, Aqua jacket color, Dca flame rating | CommScope® |  | N-DS | Fiber indoor cable
760018564 | R-024-DS-5K-FSUAQ | Variant of R-DS | Fiber indoor cable, LazrSPEED® Riser Distribution, 24-Fiber Single-Unit, Multimode OM4, Feet jacket marking, Aqua jacket color | CommScope® |  | R-DS | Fiber indoor cable
760018747 | P-024-DS-CM-FSUAQ/8W006/5L018 | Variant of P-DS | Fiber indoor cable, TeraSPEED® Plenum Distribution, 24 fiber single-unit, Multimode composite, Feet jacket marking, Aqua jacket color | CommScope® |  | P-DS | Fiber indoor cable
760018895 | P-144-DS-8W-FMUYL | Variant of P-DS | Fiber indoor cable, TeraSPEED® Plenum Distribution, 144 fiber multi-unit with 12 fiber subunits, Singlemode G.652.D and G.657.A1, Gel-free, Feet jacket marking, Yellow jacket color | CommScope® |  | P-DS | Fiber indoor cable
760018606 | R-018-DS-CM-FSUAQ/8W006/5L012 | Variant of R-DS | Fiber indoor cable, TeraSPEED® Riser Distribution, Multimode composite, 18 fiber single-unit, Feet jacket marking, Aqua jacket color | CommScope® |  | R-DS | Fiber indoor cable
760018754 | P-024-DS-CM-FSUAQ/8W012/5L012 | Variant of P-DS | Fiber indoor cable, TeraSPEED® Plenum Distribution, 24 fiber single-unit, Multimode composite, Feet jacket marking, Aqua jacket color | CommScope® |  | P-DS | Fiber indoor cable
760018622 | R-024-DS-CM-FSUAQ/8W012/5L012 | Variant of R-DS | Fiber indoor cable, TeraSPEED® Riser Distribution, Multimode composite, 24 fiber single-unit, Feet jacket marking, Aqua jacket color | CommScope® |  | R-DS | Fiber indoor cable
760009316 | N-048-DS-CM-FMUAQ/8W024/5L024/C | Variant of N-DS | Fiber indoor cable, TeraSPEED® Low Smoke Zero Halogen Riser Distribution, 48 fiber multi-unit with 12 fiber subunits, Gel-free, Singlemode + Multimode OM3, Feet jacket marking, Aqua jacket color, Cca flame rating | CommScope® |  | N-DS | Fiber indoor cable
760019182 | N-024-DS-CM-FSUAQ/8W006/5L018/D | Variant of N-DS | Fiber indoor cable, TeraSPEED® Low Smoke Zero Halogen Riser Distribution, 24 fiber single-unit, singlemode/multimode OM3, Feet jacket marking, Aqua jacket color, Dca flame rating | CommScope® |  | N-DS | Fiber indoor cable
760018861 | R-144-DS-5L-FMUAQ | Variant of R-DS | Fiber indoor cable, LazrSPEED® Riser Distribution, 144 fiber Multi-Unit with 12-Fiber Subunits, Multimode OM3, Gel-free, Feet jacket marking, Aqua jacket color | CommScope® |  | R-DS | Fiber indoor cable
760019190 | N-024-DS-CM-FSUAQ/8W012/5L012/D | Variant of N-DS | Fiber indoor cable, TeraSPEED® Low Smoke Zero Halogen Riser Distribution, 24 fiber single-unit, singlemode/multimode OM3, Feet jacket marking, Aqua jacket color, Dca flame rating | CommScope® |  | N-DS | Fiber indoor cable
760019612 | Z-072-DS-5L-FMUBK | Variant of Z-DS | Fiber Indoor/Outdoor cable, LazrSPEED®, Low Smoke Zero Halogen Riser Distribution Cable, 72 fiber multi-unit with 12 fiber subunits, Gel-free, Multimode OM3, Feet jacket marking, Black jacket color | CommScope® |  | Z-DS | Fiber indoor/outdoor cable
760026849 | R-048-DS-5K-FMUAQ | Variant of R-DS | Fiber indoor cable, LazrSPEED® Riser Distribution, 48 fiber Multi-Unit with 12-Fiber Subunits, Multimode OM4, Gel-free, Feet jacket marking, Aqua jacket color | CommScope® |  | R-DS | Fiber indoor cable
760024547 | P-036-DS-5K-FMUAQ | Variant of P-DS | Fiber indoor cable, LazrSPEED® Plenum Distribution, 36-Fiber Multi-Unit with 12-Fiber Subunits, Multimode OM4, Gel-free, Feet jacket marking, Aqua jacket color | CommScope® |  | P-DS | Fiber indoor cable
760026336 | N-008-DS-5L-FSUAQ/D | Variant of N-DS | Fiber indoor cable, LazrSPEED® Low Smoke Zero Halogen Riser Distribution, 8 fiber single-unit, Multimode OM3, Feet jacket marking, Aqua jacket color, Dca flame rating | CommScope® |  | N-DS | Fiber indoor cable
760024562 | P-072-DS-5K-FMUAQ | Variant of P-DS | Fiber indoor cable, LazrSPEED® Plenum Distribution, 72-Fiber Multi-Unit with 12-Fiber Subunits, Multimode OM4, Gel-free, Feet jacket marking, Aqua jacket color | CommScope® |  | P-DS | Fiber indoor cable
760026393 | R-024-DS-CM-FSUOR/8W012/6F012 | Variant of R-DS | Fiber indoor cable, TeraSPEED® Riser Distribution, Multimode composite, 24 fiber single-unit, Feet jacket marking, Orange jacket color | CommScope® |  | R-DS | Fiber indoor cable
760026856 | R-072-DS-5K-FMUAQ | Variant of R-DS | Fiber indoor cable, LazrSPEED® Riser Distribution, 72 fiber Multi-Unit with 12-Fiber Subunits, Multimode OM4, Gel-free, Feet jacket marking, Aqua jacket color | CommScope® |  | R-DS | Fiber indoor cable
760031674 | Z-008-DS-5L-FSUBK/D | Variant of Z-DS | Fiber Indoor/Outdoor cable, LazrSPEED®, Low Smoke Zero Halogen Riser Distribution Cable, 8 fiber single-unit, Gel-free, Multimode OM3, Feet jacket marking, Black jacket color, Dca flame rating | CommScope® |  | Z-DS | Fiber indoor/outdoor cable
760025411 | Z-012-DS-CM-FSUBK/8W006/5L006/D | Variant of Z-DS | Fiber Indoor/Outdoor cable, TeraSPEED® Low Smoke Zero Halogen Riser Distribution, 12 fiber single-unit, Gel-free, Singlemode + Multimode OM3, Feet jacket marking, Black jacket color, Dca flame rating | CommScope® |  | Z-DS | Fiber indoor/outdoor cable
760036426 | P-006-OD-5K-FSUBK | Variant of P-OD | Fiber indoor/outdoor cable LazrSPEED® Indoor/Outdoor Plenum Distribution, 6 fiber single-unit, Multimode OM4, Gel-free, Feet jacket marking, Black jacket color | CommScope® |  | P-OD | Fiber indoor/outdoor cable
760026831 | R-036-DS-5K-FMUAQ | Variant of R-DS | Fiber indoor cable, LazrSPEED® Riser Distribution, 36 fiber Multi-Unit with 12-Fiber Subunits, Multimode OM4, Gel-free, Feet jacket marking, Aqua jacket color | CommScope® |  | R-DS | Fiber indoor cable
760037176 | P-004-OD-8W-FSUBK | Variant of P-OD | Fiber indoor/outdoor cable, TeraSPEED® Plenum Distribution, 4 fiber single-unit, Singlemode G.652.D and G.657.A1, Feet jacket marking, Black jacket color | CommScope® |  | P-OD | Fiber indoor/outdoor cable
760037416 | P-004-OD-5K-FSUBK | Variant of P-OD | Fiber indoor/outdoor cable LazrSPEED® Indoor/Outdoor Plenum Distribution, 4 fiber single-unit, Multimode OM4, Gel-free, Feet jacket marking, Black jacket color | CommScope® |  | P-OD | Fiber indoor/outdoor cable
760037895 | P-036-OD-8W-FMUBK | Variant of P-OD | Fiber Indoor/Outdoor cable, TeraSPEED® Plenum Distribution, 36 fiber multi-unit with 12 fiber subunits, Gel-free, Singlemode G.652.D and G.657.A1, Feet jacket marking, Black jacket color | CommScope® |  | P-OD | Fiber indoor/outdoor cable
760037903 | P-048-OD-8W-FMUBK | Variant of P-OD | Fiber indoor/outdoor cable, TeraSPEED® Plenum Distribution, 48 fiber multi-unit with 12 fiber subunits, Singlemode G.652.D and G.657.A1, Gel-free, Feet jacket marking, Black jacket color | CommScope® |  | P-OD | Fiber indoor/outdoor cable
760037424 | P-008-OD-5K-FSUBK | Variant of P-OD | Fiber indoor/outdoor cable LazrSPEED® Indoor/Outdoor Plenum Distribution, 8 fiber single-unit, Multimode OM4, Gel-free, Feet jacket marking, Black jacket color | CommScope® |  | P-OD | Fiber indoor/outdoor cable
760038075 | P-036-OD-5L-FMUBK | Variant of P-OD | Fiber Indoor/Outdoor cable, LazrSPEED®, Plenum Distribution Cable, 36 fiber multi-unit with 12 fiber subunits, Gel-free, Multimode OM3, Feet jacket marking, Black jacket color | CommScope® |  | P-OD | Fiber indoor/outdoor cable
760037911 | P-060-OD-8W-FMUBK | Variant of P-OD | Fiber indoor/outdoor cable, TeraSPEED® Plenum Distribution, 60 fiber multi-unit with 12 fiber subunits, Singlemode G.652.D and G.657.A1, Gel-free, Feet jacket marking, Black jacket color | CommScope® |  | P-OD | Fiber indoor/outdoor cable
760037929 | P-072-OD-8W-FMUBK | Variant of P-OD | Fiber Indoor/Outdoor cable, TeraSPEED® Plenum Distribution, 72 fiber multi-unit with 12 fiber subunits, Gel-free, Singlemode G.652.D and G.657.A1, Feet jacket marking, Black jacket color | CommScope® |  | P-OD | Fiber indoor/outdoor cable
760038232 | P-002-ZC-5K-F29AQ | Variant of P-ZC | Fiber indoor cable, LazrSPEED® 2.9mm Plenum Zipcord, Multimode OM4, Feet jacket marking, Aqua jacket color | CommScope® |  | P-ZC | Fiber indoor cable
760037432 | P-012-OD-5K-FSUBK | Variant of P-OD | Fiber Indoor/Outdoor cable, LazrSPEED® Plenum Distribution, 12 fiber single-unit, Multimode OM4, Gel-free, Feet jacket marking, Black jacket color | CommScope® |  | P-OD | Fiber indoor/outdoor cable
760038117 | P-096-OD-5L-FMUBK | Variant of P-OD | Fiber Indoor/Outdoor cable, LazrSPEED®, Plenum Distribution Cable, 96 fiber multi-unit with 12 fiber subunits, Gel-free, Multimode OM3, Feet jacket marking, Black jacket color | CommScope® |  | P-OD | Fiber indoor/outdoor cable |  | Discontinued
760038133 | P-036-OD-5K-FMUBK | Variant of P-OD | Fiber Indoor/Outdoor cable, LazrSPEED®, Plenum Distribution Cable, 36 fiber multi-unit with 12 fiber subunits, Gel-free, Multimode OM4, Feet jacket marking, Black jacket color | CommScope® |  | P-OD | Fiber indoor/outdoor cable
760038265 | P-001-SP-5K-F29AQ | Variant of P-SP | Fiber indoor cable, LazrSPEED® 2.9 mm Plenum, Loose tube, 1 fiber, Multimode OM4, Feet jacket marking, Aqua jacket color | CommScope® |  | P-SP | Fiber indoor cable
760038141 | P-048-OD-5K-FMUBK | Variant of P-OD | Fiber Indoor/Outdoor cable, LazrSPEED®, Plenum Distribution Cable, 48 fiber multi-unit with 12 fiber subunits, Gel-free, Multimode OM4, Feet jacket marking, Black jacket color | CommScope® |  | P-OD | Fiber indoor/outdoor cable
760037457 | P-024-OD-5K-FSUBK | Variant of P-OD | Fiber Indoor/Outdoor cable, LazrSPEED® Plenum Distribution, 24 fiber single-unit, Multimode OM4, Gel-free, Feet jacket marking, Black jacket color | CommScope® |  | P-OD | Fiber indoor/outdoor cable
760039974 | Z-006-DS-5K-FSUBK/D | Variant of Z-DS | Fiber Indoor/Outdoor cable, LazrSPEED®, Low Smoke Zero Halogen Riser Distribution Cable, 6 fiber single-unit, Gel-free, Multimode OM4, Feet jacket marking, Black jacket color, Dca flame rating | CommScope® |  | Z-DS | Fiber indoor/outdoor cable
6-1553343-3 |  | Variant of C-DS | Indoor/Outdoor Fiber Optic Cable, Dry, 6-fiber, OFNP, Singlemode, black | CommScope® |  | C-DS | Fiber indoor/outdoor cable
6-1553343-4 |  | Variant of C-DS | Indoor/Outdoor Fiber Optic Cable, Dry, 6-fiber, OFNP, OM3, black | CommScope® |  | C-DS | Fiber indoor/outdoor cable
6-1553346-3 |  | Variant of C-DS | Indoor/Outdoor Fiber Optic Cable, Dry, 12-fiber, singlemode, OS2, OFNR, loose tube, black | CommScope® |  | C-DS | Fiber indoor/outdoor cable
6-1553347-5 |  | Variant of C-DS | Indoor/Outdoor Fiber Optic Cable, Dry, 12-fiber, OFNP, OM4, black | CommScope® |  | C-DS | Fiber indoor/outdoor cable
6-1553347-4 |  | Variant of C-DS | Indoor/Outdoor Fiber Optic Cable, Dry, 12-fiber, OFNP, OM3, black | CommScope® |  | C-DS | Fiber indoor/outdoor cable
2-1427436-3 |  | Variant of C-LN | Indoor/Outdoor Fiber Optic Cable, 4-fiber, loose tube, LSZH, OM3, 2000 m | CommScope® |  | C-LN | Fiber indoor/outdoor cable |  | Discontinued
2-1427438-3 |  | Variant of C-LN | Indoor/Outdoor Fiber Optic Cable, 8-fiber, loose tube, LSZH, OM3, 2000 m | CommScope® |  | C-LN | Fiber indoor/outdoor cable |  | Discontinued
2-1716219-3 | C-004-L2-5L-M04BK/40G/GY/FS/B | Variant of C-L2 | Fire Survival (120min) Fiber Optic Cable, multimode, OM3, 4-fiber, loose tube, gel filled, ULSZH, 2000 m. Provides Rodent Resistance. | CommScope® |  | C-L2 | Fiber indoor/outdoor cable
2-1716219-4 | C-004-L2-8W-M04BK/40G/GY/FS/B | Variant of C-L2 | Fiber Indoor/Outdoor cable, TeraSPEED®, 120 min Fire Survival, Low Smoke Zero Halogen (LSZH), 4 fiber, Gel-Filled, Central Loose Tube, Singlemode G.652.D and G.657.A1, Meters jacket marking, Black jacket color. Provides Rodent Resistance. | CommScope® |  | C-L2 | Fiber indoor/outdoor cable
760124750 | P-004-DS-5L-FSUGR | Variant of P-DS | Fiber indoor cable, LazrSPEED® Plenum Distribution, 4-Fiber Single-Unit, Multimode OM3, Feet jacket marking, Green jacket color | CommScope® |  | P-DS | Fiber indoor cable
760123448 | P-048-DS-5L-FMURD | Variant of P-DS | Fiber indoor cable, LazrSPEED® Plenum Distribution, 48-Fiber Multi-Unit with 12-Fiber Subunits, Multimode OM3, Gel-free, Feet jacket marking, Red jacket color | CommScope® |  | P-DS | Fiber indoor cable
760125229 | N-002-DZ-5L-FSUAQ | Variant of N-DZ | Fiber indoor cable, LazrSPEED® Riser/LSZH rated Distribution, interlocking aluminum armored, Multimode OM3, 2 fiber single-unit, Gel-free, Feet jacket marking, Aqua jacket color | CommScope® |  | N-DZ | Fiber indoor cable
760124941 | P-008-DS-8W-FSURD | Variant of P-DS | Fiber indoor cable, TeraSPEED® Plenum Distribution, 8-Fiber Single-Unit, Singlemode G.652.D and G.657.A1, Feet jacket marking, Red jacket color | CommScope® |  | P-DS | Fiber indoor cable
760124958 | P-012-DS-8W-XSUYL | Variant of P-DS | Fiber indoor cable, TeraSPEED® Plenum Distribution 12-Fiber Single-Unit, Singlemode G.652.D and G.657.A1, Custom jacket marking, Yellow jacket color | CommScope® |  | P-DS | Fiber indoor cable
760125252 | N-008-DZ-5L-FSUAQ | Variant of N-DZ | Fiber indoor cable, LazrSPEED® Riser/LSZH rated Distribution, interlocking aluminum armored, Multimode OM3, 8 fiber single-unit, Gel-free, Feet jacket marking, Aqua jacket color | CommScope® |  | N-DZ | Fiber indoor cable
760124875 | P-002-DS-8W-FSUGR | Variant of P-DS | Fiber indoor cable, TeraSPEED® Plenum Distribution, 2-Fiber Single-Unit, Singlemode G.652.D and G.657.A1, Feet jacket marking, Green jacket color | CommScope® |  | P-DS | Fiber indoor cable
760125260 | N-012-DZ-5L-FSUAQ | Variant of N-DZ | Fiber indoor cable, LazrSPEED® Riser/LSZH rated Distribution, interlocking aluminum armored, Multimode OM3, 12 fiber single-unit, Gel-free, Feet jacket marking, Aqua jacket color | CommScope® |  | N-DZ | Fiber indoor cable
760125526 | N-008-DZ-8W-FSUYL | Variant of N-DZ | Fiber indoor cable, TeraSPEED® Riser/LSZH rated, Distribution, interlocking aluminum armored, Singlemode G.652.D and G.657.A1, 8 fiber single-unit, Feet jacket marking, Yellow jacket color | CommScope® |  | N-DZ | Fiber indoor cable
760124891 | P-002-DS-8W-FSURD | Variant of P-DS | Fiber indoor cable, TeraSPEED® Plenum Distribution, 2-Fiber Single-Unit, Singlemode G.652.D and G.657.A1, Feet jacket marking, Red jacket color | CommScope® |  | P-DS | Fiber indoor cable
760125187 | N-006-DZ-5K-FSUAQ | Variant of N-DZ | Fiber indoor cable, LazrSPEED® Riser/LSZH rated Distribution, interlocking aluminum armored, Multimode OM4, 6 fiber single-unit, Gel-free, Feet jacket marking, Aqua jacket color | CommScope® |  | N-DZ | Fiber indoor cable
760125625 | N-008-DZ-CM-FSUAQ/8W002/5L006 | Variant of N-DZ | Fiber indoor cable, TeraSPEED® Riser/LSZH rated Distribution, interlocking aluminum armored, Multimode/Singlemode, 8 fiber single-unit, Gel-free, Feet jacket marking, Aqua jacket color | CommScope® |  | N-DZ | Fiber indoor cable
760125104 | R-006-DZ-5L-FSUWH | Variant of R-DZ | Fiber indoor cable, LazrSPEED® Riser Distribution Interlocking Aluminum Armored with Riser Jacket 6-Fiber Single-Unit, Gel-free, Multimode OM3, Feet jacket marking, White jacket color | CommScope® |  | R-DZ | Fiber indoor cable
760125575 | N-072-DZ-8W-FMUYL | Variant of N-DZ | Fiber indoor cable, TeraSPEED® Low Smoke Zero Halogen Riser Distribution, interlocking aluminum armored, Singlemode G.652.D and G.657.A1, 72 fiber multi-unit with 12 fiber subunits, Feet jacket marking, Yellow jacket color | CommScope® |  | N-DZ | Fiber indoor cable
760125310 | N-072-DZ-5L-FMUAQ | Variant of N-DZ | Fiber indoor cable, LazrSPEED® Riser/LSZH rated, Distribution, interlocking aluminum armored, Multimode OM3, 72 fiber multi-unit with 12 fiber subunits, Gel-free, Feet jacket marking, Aqua jacket color | CommScope® |  | N-DZ | Fiber indoor cable
760125112 | R-024-DZ-6F-FSUOR | Variant of R-DZ | Fiber indoor cable, OptiSPEED® Riser Distribution, Interlocking Aluminum Armored with Riser Jacket 24-Fiber Single-Unit, Multimode OM1, Feet jacket marking,Orange jacket color | CommScope® |  | R-DZ | Fiber indoor cable
760125518 | N-006-DZ-8W-FSUYL | Variant of N-DZ | Fiber indoor cable, TeraSPEED® Riser/LSZH rated, Distribution, interlocking aluminum armored, Singlemode G.652.D and G.657.A1, 6 fiber single-unit, Feet jacket marking, Yellow jacket color | CommScope® |  | N-DZ | Fiber indoor cable
760125583 | N-004-DZ-CM-FSUAQ/8W002/5L002 | Variant of N-DZ | Fiber indoor cable, TeraSPEED® Riser/LSZH rated Distribution, interlocking aluminum armored, Multimode/Singlemode, 4 fiber single-unit, Gel-free, Feet jacket marking, Aqua jacket color | CommScope® |  | N-DZ | Fiber indoor cable
760126235 | P-012-DZ-CM-FSUAQ/8W004/5L008 | Variant of P-DZ | Fiber Indoor cable, TeraSPEED® Plenum Distribution, interlocking aluminum armored with plenum jacket, 12 fiber single-unit, Gel-free, Singlemode + Multimode OM3, Feet jacket marking, Aqua jacket color | CommScope® |  | P-DZ | Fiber indoor cable
760125849 | N-048-DZ-CM-FMUAQ/8W012/5L036 | Variant of N-DZ | Fiber indoor cable, TeraSPEED® Low Smoke Zero Halogen Riser Distribution, interlocking aluminum armored, Multimode/Singlemode, 48 fiber multi-unit with 12 fiber subunits, Gel-free, Feet jacket marking, Aqua jacket color | CommScope® |  | N-DZ | Fiber indoor cable
760125856 | N-048-DZ-CM-FMUAQ/8W024/5L024 | Variant of N-DZ | Fiber indoor cable, TeraSPEED® Low Smoke Zero Halogen Riser Distribution, interlocking aluminum armored, Multimode/Singlemode, 48 fiber multi-unit with 12 fiber subunits, Gel-free, Feet jacket marking, Aqua jacket color | CommScope® |  | N-DZ | Fiber indoor cable
760125674 | N-012-DZ-CM-FSUAQ/8W006/5L006 | Variant of N-DZ | Fiber indoor cable, TeraSPEED® Riser/LSZH rated Distribution, interlocking aluminum armored, Multimode/Singlemode, 12 fiber single-unit, Gel-free, Feet jacket marking, Aqua jacket color | CommScope® |  | N-DZ | Fiber indoor cable
760126144 | P-008-DZ-8W-FSUYL | Variant of P-DZ | Fiber Indoor cable, TeraSPEED® Plenum Distribution, interlocking aluminum armored with plenum jacket, 8 fiber single-unit, Gel-free, Singlemode G.652.D and G.657.A1, Feet jacket marking, Yellow jacket color | CommScope® |  | P-DZ | Fiber indoor cable
760125781 | N-024-DZ-CM-FSUAQ/8W006/5L018 | Variant of N-DZ | Fiber indoor cable, TeraSPEED® Riser/LSZH rated Distribution, interlocking aluminum armored, Multimode/Singlemode, 24 fiber single-unit, Gel-free, Feet jacket marking, Aqua jacket color | CommScope® |  | N-DZ | Fiber indoor cable
760125971 | P-048-DZ-5K-FMUAQ | Variant of P-DZ | Fiber indoor cable, LazrSPEED® Plenum Distribution, interlocking aluminum armored with plenum jacket, Multimode OM4, 48 fiber multi-unit with 12 fiber subunits, gel-free, Feet jacket marking, Aqua jacket color | CommScope® |  | P-DZ | Fiber indoor cable
760125880 | N-060-DZ-CM-FMUAQ/8W012/5L048 | Variant of N-DS | Fiber indoor cable, TeraSPEED® LSZH Riser Distribution, singlemode/multimode, interlocking aluminum armored, 60 fiber multi-unit with 12 fiber subunits, Feet jacket marking, Aqua jacket color | CommScope® |  | N-DS | Fiber indoor cable
760125989 | P-008-DZ-5L-FSUAQ | Variant of P-DZ | Fiber indoor cable, LazrSPEED® Plenum Distribution, interlocking aluminum armored with plenum jacket, 8 fiber single-unit, Gel-free, Multimode OM3, Feet jacket marking, Aqua jacket color | CommScope® |  | P-DZ | Fiber indoor cable
760126425 | P-072-DZ-CM-FMUAQ/8W012/5L060 | Variant of P-DZ | Fiber indoor cable, TeraSPEED® Plenum Distribution, interlocking aluminum armored with plenum jacket, Multimode/Singlemode, 72 fiber multi-unit with 12 fiber subunits, gel-free, Feet jacket marking, Aqua jacket color | CommScope® |  | P-DZ | Fiber indoor cable
760126532 | R-036-DZ-5K-FMUAQ | Variant of R-DZ | Fiber indoor cable, LazrSPEED® Riser Distribution, interlocking aluminum armored, Multimode OM4, 36 fiber multi-unit with 12 fiber subunits, gel-free, Feet jacket marking, Aqua jacket color | CommScope® |  | R-DZ | Fiber indoor cable
760126391 | P-060-DZ-CM-FMUAQ/8W012/5L048 | Variant of P-DZ | Fiber indoor cable, TeraSPEED® Plenum Distribution, interlocking aluminum armored with plenum jacket, singlemode/multimode, 60 fiber multi-unit with 12 fiber subunits, Feet jacket marking, Aqua jacket color | CommScope® |  | P-DZ | Fiber indoor cable
760126540 | R-048-DZ-5K-FMUAQ | Variant of R-DZ | Fiber indoor cable, LazrSPEED® Riser Distribution, interlocking aluminum armored, Multimode OM4, 48 fiber multi-unit with 12 fiber subunits, gel-free, Feet jacket marking, Aqua jacket color | CommScope® |  | R-DZ | Fiber indoor cable
760126839 | R-012-DZ-CM-FSUAQ/8W004/5L008 | Variant of R-DZ | Fiber Indoor cable, TeraSPEED® Riser Distribution, interlocking aluminum armored with riser jacket, 12 fiber single-unit, Gel-free, Singlemode + Multimode OM3, Feet jacket marking, Aqua jacket color | CommScope® |  | R-DZ | Fiber indoor cable
760126748 | R-008-DZ-8W-FSUYL | Variant of R-DZ | Fiber Indoor cable, TeraSPEED® Riser Distribution, interlocking aluminum armored with riser jacket, 8 fiber single-unit, Gel-free, Singlemode G.652.D and G.657.A1, Feet jacket marking, Yellow jacket color | CommScope® |  | R-DZ | Fiber indoor cable
760126565 | R-008-DZ-5L-FSUAQ | Variant of R-DZ | Fiber indoor cable, LazrSPEED® Riser Distribution Interlocking Aluminum Armored with Riser Jacket 8-Fiber Single-Unit, Gel-free, Multimode OM3, Feet jacket marking, Aqua jacket color | CommScope® |  | R-DZ | Fiber indoor cable
760126953 | R-024-DZ-CM-FSUAQ/8W006/5L018 | Variant of R-DZ | Fiber Indoor cable, TeraSPEED® Riser Distribution, interlocking aluminum armored with riser jacket, 24 fiber single-unit, Gel-free, Singlemode + Multimode OM3, Feet jacket marking, Aqua jacket color | CommScope® |  | R-DZ | Fiber indoor cable
760126771 | R-006-DZ-CM-FSUAQ/8W002/5L004 | Variant of R-DZ | Fiber Indoor cable, TeraSPEED® Riser Distribution, interlocking aluminum armored with riser jacket, 6 fiber single-unit, Gel-free, Singlemode + Multimode OM3, Feet jacket marking, Aqua jacket color | CommScope® |  | R-DZ | Fiber indoor cable
760126797 | R-008-DZ-CM-FSUAQ/8W002/5L006 | Variant of R-DZ | Fiber Indoor cable, TeraSPEED® Riser Distribution, interlocking aluminum armored with riser jacket, 8 fiber single-unit, Gel-free, Singlemode + Multimode OM3, Feet jacket marking, Aqua jacket color | CommScope® |  | R-DZ | Fiber indoor cable
760126987 | R-036-DZ-CM-FMUAQ/8W012/5K024 | Variant of R-DZ | Fiber indoor cable, TeraSPEED® Riser Distribution, interlocking aluminum armored, Multimode/Singlemode, 36 fiber multi-unit with 12 fiber subunits, gel-free, Feet jacket marking, Aqua jacket color | CommScope® |  | R-DZ | Fiber indoor cable
760127233 | R-012-DZ-5M-FSUAQ | Variant of R-DZ | LazrSPEED® Riser Distribution Cable, interlocking aluminum armored with riser jacket, 12 fiber single-unit | CommScope® |  | R-DZ | Fiber indoor cable |  | Discontinued
760127324 | R-024-DZ-8W-FMUYL | Variant of R-DZ | TeraSPEED® Riser Distribution Cable, interlocking aluminum armored with riser jacket, 24 fiber multi-unit with 6 fiber subunits | CommScope® |  | R-DZ | Fiber indoor cable |  | Discontinued
760126714 | R-072-DZ-6F-FMUSL | Variant of R-DZ | OptiSPEED® Riser Distribution Cable, interlocking aluminum armored with riser jacket, 72 fiber multi-unit with 12 fiber subunits | CommScope® |  | R-DZ | Fiber indoor cable |  | Discontinued
760126912 | R-024-DZ-CM-FMUAQ/8W006/5L018 | Variant of R-DZ | TeraSPEED® Riser Distribution Cable, interlocking aluminum armored with riser jacket, 24 fiber multi-unit with 6 fiber subunits | CommScope® |  | R-DZ | Fiber indoor cable |  | Discontinued
760127241 | R-024-DZ-5M-FMUAQ | Variant of R-DZ | LazrSPEED® Riser Distribution Cable, interlocking aluminum armored with riser jacket, 24 fiber multi-unit with 6 fiber subunits | CommScope® |  | R-DZ | Fiber indoor cable |  | Discontinued
760127167 | R-096-DZ-CM-FMUSL/8W048/6F048 | Variant of R-DZ | TeraSPEED® Riser Distribution Cable, interlocking aluminum armored with riser jacket, 96 fiber multi-unit with 12 fiber subunits | CommScope® |  | R-DZ | Fiber indoor cable |  | Discontinued
760127092 | R-072-DZ-CM-FMUAQ/8W024/5M048 | Variant of R-DZ | TeraSPEED® Riser Distribution Cable, interlocking aluminum armored with riser jacket, 72 fiber multi-unit with 12 fiber subunits | CommScope® |  | R-DZ | Fiber indoor cable |  | Discontinued
760127522 | R-024-DZ-CM-FSUAQ/8W012/5L012 | Variant of R-DZ | Fiber Indoor cable, TeraSPEED® Riser Distribution, interlocking aluminum armored with riser jacket, 24 fiber single-unit, Gel-free, Singlemode + Multimode OM3, Feet jacket marking, Aqua jacket color | CommScope® |  | R-DZ | Fiber indoor cable
760127001 | R-036-DZ-CM-FMUSL/8W012/5M024 | Variant of R-DZ | TeraSPEED® Riser Distribution Cable, interlocking aluminum armored with riser jacket, 36 fiber multi-unit with 12 fiber subunits | CommScope® |  | R-DZ | Fiber indoor cable |  | Discontinued
760127431 | R-096-DZ-5M-FMUAQ | Variant of R-DZ | LazrSPEED® Riser Distribution Cable, interlocking aluminum armored with riser jacket, 96 fiber multi-unit with 12 fiber subunits | CommScope® |  | R-DZ | Fiber indoor cable |  | Discontinued
760127258 | R-036-DZ-5M-FMUAQ | Variant of R-DZ | LazrSPEED® Riser Distribution Cable, interlocking aluminum armored with riser jacket, 36 fiber multi-unit with 12 fiber subunits | CommScope® |  | R-DZ | Fiber indoor cable |  | Discontinued
760127100 | R-072-DZ-CM-FMUAQ/8W036/5K036 | Variant of R-DZ | Fiber indoor cable, TeraSPEED® Riser Distribution, interlocking aluminum armored, Multimode/Singlemode, 72 fiber multi-unit with 12 fiber subunits, gel-free, Feet jacket marking, Aqua jacket color | CommScope® |  | R-DZ | Fiber indoor cable
760127340 | R-048-DZ-8W-FMUYL | Variant of R-DZ | Fiber indoor cable, TeraSPEED® Riser Distribution, interlocking aluminum armored, Singlemode G.652.D and G.657.A1, 48 fiber multi-unit with 12 fiber subunits, Yellow jacket color, Feet cable marking | CommScope® |  | R-DZ | Fiber indoor cable
760127639 | P-006-DZ-5L-FSUAQ | Variant of P-DZ | Fiber indoor cable, LazrSPEED® Plenum Distribution, interlocking aluminum armored with plenum jacket, 6 fiber single-unit, Gel-free, Multimode OM3, Feet jacket marking, Aqua jacket color | CommScope® |  | P-DZ | Fiber indoor cable
760127449 | R-096-DZ-8W-FMUYL | Variant of R-DZ | Fiber indoor cable, TeraSPEED® Riser Distribution, interlocking aluminum armored, Singlemode G.652.D and G.657.A1, 96 fiber multi-unit with 12 fiber subunits, Yellow jacket color, Feet cable marking | CommScope® |  | R-DZ | Fiber indoor cable
760127019 | R-036-DZ-CM-FMUSL/8W012/6F024 | Variant of R-DZ | TeraSPEED® Riser Distribution Cable, interlocking aluminum armored with riser jacket, 36 fiber multi-unit with 12 fiber subunits | CommScope® |  | R-DZ | Fiber indoor cable |  | Discontinued
760127183 | R-012-DZ-5L-FSUAQ | Variant of R-DZ | Fiber indoor cable, LazrSPEED® Riser Distribution Interlocking Aluminum Armored with Riser Jacket 12-Fiber Single-Unit, Gel-free, Multimode OM3, Feet jacket marking, Aqua jacket color | CommScope® |  | R-DZ | Fiber indoor cable
760127548 | R-004-DZ-5L-FSUAQ | Variant of R-DZ | Fiber indoor cable, LazrSPEED® Riser Distribution Interlocking Aluminum Armored with Riser Jacket 4-Fiber Single-Unit, Gel-free, Multimode OM3, Feet jacket marking, Aqua jacket color | CommScope® |  | R-DZ | Fiber indoor cable
760127118 | R-072-DZ-CM-FMUAQ/8W036/5L036 | Variant of R-DZ | Fiber indoor cable, TeraSPEED® Riser Distribution, interlocking aluminum armored, 72 fiber multi-unit with 12 fiber subunits, gel-free, Feet jacket marking, Aqua jacket color | CommScope® |  | R-DZ | Fiber indoor cable
760127456 | R-144-DZ-5K-FMUAQ | Variant of R-DZ | Fiber indoor cable, LazrSPEED® Riser Distribution, interlocking aluminum armored, Multimode OM4, 144 fiber multi-unit with 12 fiber subunits, gel-free, Feet jacket marking, Aqua jacket color | CommScope® |  | R-DZ | Fiber indoor cable
760127647 | P-012-DZ-5L-FSUAQ | Variant of P-DZ | Fiber indoor cable, LazrSPEED® Plenum Distribution, interlocking aluminum armored with plenum jacket, 12 fiber single-unit, Gel-free, Multimode OM3, Feet jacket marking, Aqua jacket color | CommScope® |  | P-DZ | Fiber indoor cable
760127555 | R-002-DZ-8W-FSUYL | Variant of R-DZ | Fiber Indoor cable, TeraSPEED® Riser Distribution, interlocking aluminum armored with riser jacket, 2 fiber single-unit, Gel-free, Singlemode G.652.D and G.657.A1, Feet jacket marking, Yellow jacket color | CommScope® |  | R-DZ | Fiber indoor cable
760127274 | R-072-DZ-5M-FMUAQ | Variant of R-DZ | LazrSPEED® Riser Distribution Cable, interlocking aluminum armored with riser jacket, 72 fiber multi-unit with 12 fiber subunits | CommScope® |  | R-DZ | Fiber indoor cable |  | Discontinued
760242807 | C-024-LN-5K-F12BK/25D/C | Variant of C-LN | Fiber indoor/outdoor cable, LazrSPEED®, Single Jacket All-Dielectric, Low Smoke Zero Halogen (LSZH), 24 fiber, Multimode OM4, Gel-Free, Stranded Loose Tube, Feet jacket marking, Black jacket color, Cca flame rating | CommScope® |  | C-LN | Fiber indoor/outdoor cable |  | Discontinued
760242825 | C-006-LN-5L-F06BK/25D/LTS/B2 | Variant of C-LN | Fiber indoor/outdoor cable, LazrSPEED®, Single Jacket All-Dielectric, Low Smoke Zero Halogen (LSZH), Gel-Free, 6 fiber, Stranded Loose Tube, Multimode OM3, Feet jacket marking, Black jacket color, B2ca flame rating | CommScope® |  | C-LN | Fiber indoor/outdoor cable
760242815 | C-024-LN-5L-F12BK/25D/HTS/B2 | Variant of C-LN | Fiber indoor/outdoor cable, LazrSPEED®, Single Jacket All-Dielectric, Low Smoke Zero Halogen (LSZH), 24 fiber, Gel-Free, Stranded Loose Tube, Multimode OM3, Feet jacket marking, Black jacket color, B2ca flame rating. Provides Rodent Resistance | CommScope® |  | C-LN | Fiber indoor/outdoor cable
760242817 | C-006-LN-5K-F06BK/25D/HTS/B2 | Variant of C-LN | Fiber indoor/outdoor cable, LazrSPEED®, Single Jacket All-Dielectric, Low Smoke Zero Halogen (LSZH), Multimode OM4, 6 fiber, Gel-Free, Stranded Loose Tube, Feet jacket marking, Black jacket color, B2ca flame rating. Provides Rodent Resistance | CommScope® |  | C-LN | Fiber indoor/outdoor cable
760242818 | C-012-LN-5K-F12BK/25D/HTS/B2 | Variant of C-LN | Fiber indoor/outdoor cable, LazrSPEED®, Single Jacket All-Dielectric, Low Smoke Zero Halogen (LSZH), 12 fiber, Multimode OM4, Gel-Free, Stranded Loose Tube, Feet jacket marking, Black jacket color, B2ca flame rating. Provides Rodent Resistance | CommScope® |  | C-LN | Fiber indoor/outdoor cable
760242893 | Z-096-LN-CM-F12BK/25D/8W048/5K048/E | Variant of Z-LN | Fiber indoor/outdoor cable, TeraSPEED®/LazrSPEED®, Single Jacket All-Dielectric, LSZH, singlemode/multimode, 96 fiber, Gel-Free, Stranded Loose Tube, Feet jacket marking, Black jacket color, Eca flame rating | CommScope® |  | Z-LN | Fiber indoor/outdoor cable
760242819 | C-024-LN-5K-F12BK/25D/HTS/B2 | Variant of C-LN | Fiber indoor/outdoor cable, LazrSPEED®, Single Jacket All-Dielectric, Low Smoke Zero Halogen (LSZH), 24 fiber, Multimode OM4, Gel-Free, Stranded Loose Tube, Feet jacket marking, Black jacket color, B2ca flame rating. Provides Rodent Resistance | CommScope® |  | C-LN | Fiber indoor/outdoor cable
760242820 | C-048-LN-5K-F12BK/25D/HTS/C | Variant of C-LN | Fiber indoor/outdoor cable, LazrSPEED®, Single Jacket All-Dielectric, Low Smoke Zero Halogen (LSZH), 48 fiber, Multimode OM4, Gel-Free, Stranded Loose Tube, Black jacket color, Feet jacket marking, Cca flame rating. Provides Rodent Resistance | CommScope® |  | C-LN | Fiber indoor/outdoor cable
760243285 | C-012-LA-5K-M12BK/20G/B | Variant of C-LA | Fiber indoor/outdoor cable, LazrSPEED®, Single Jacket/Single Armor, Low Smoke Zero Halogen (LSZH), 12 fiber, Multimode OM4, Gel Filled , Stranded Loose Tube, Meters jacket marking, Black jacket color, B2ca flame rating | CommScope® |  | C-LA | Fiber indoor/outdoor cable
760243507 | N-006-DS-5K-FSUSL/D | Variant of N-DS | Fiber indoor cable, LazrSPEED® Low Smoke Zero Halogen Riser Distribution, 6 fiber single-unit, Multimode OM4, Feet jacket marking, Slate jacket color, Dca flame rating | CommScope® |  | N-DS | Fiber indoor cable
760243186 | L-144-LN-8F-M12YL/14D/GY/C | Variant of L-LN | Fiber indoor cable, Single Jacket All-Dielectric, 144 fiber, Gel-Free, Stranded Microsheath Tube, Singlemode, G.657.A1, Meters jacket marking, Yellow jacket color, Cca Flame rating. Provides Rodent Resistance | CommScope® |  | L-LN | Fiber indoor cable
760243508 | N-006-DS-5K-FSUBL/D | Variant of N-DS | Fiber indoor cable, LazrSPEED® Low Smoke Zero Halogen Riser Distribution, 6 fiber single-unit, Multimode OM4, Feet jacket marking, Blue jacket color, Dca flame rating | CommScope® |  | N-DS | Fiber indoor cable
760243509 | N-012-DS-5K-FSUSL/D | Variant of N-DS | Fiber indoor cable, LazrSPEED® Low Smoke Zero Halogen Riser Distribution, 12 fiber single-unit, Multimode OM4, Feet jacket marking, Slate jacket color, Dca flame rating | CommScope® |  | N-DS | Fiber indoor cable
760243520 | C-048-LN-8W-F12BK/25D/HTS/C | Variant of C-LN | Fiber indoor/outdoor cable, TeraSPEED®, Single Jacket All-Dielectric (LSZH), 48 fiber, Singlemode G.652.D and G.657.A1, Gel-Free, Stranded Loose Tube, Black jacket color, Feet jacket marking, Cca flame rating. Provides Rodent Resistance | CommScope® |  | C-LN | Fiber indoor/outdoor cable
760243512 | N-024-DS-5K-FSUBL/D | Variant of N-DS | Fiber indoor cable, LazrSPEED® Low Smoke Zero Halogen Riser Distribution, 24 fiber single-unit, Multimode OM4, Feet jacket marking, Blue jacket color, Dca flame rating | CommScope® |  | N-DS | Fiber indoor cable
760243513 | N-048-DS-5K-FMUSL/C | Variant of N-DS | Fiber indoor cable, LazrSPEED® Low Smoke Zero Halogen Riser Distribution, 48 fiber multi-unit with 12 fiber subunits, Gel-free, Multimode OM4, Feet jacket marking, Slate jacket color, Cca flame rating | CommScope® |  | N-DS | Fiber indoor cable
760243514 | N-048-DS-8W-FMUSL/C | Variant of N-DS | Fiber indoor cable, TeraSPEED® Low Smoke Zero Halogen Riser Distribution, 48 fiber multi-unit with 12 fiber subunits, Gel-free, Singlemode G.652.D and G.657.A1, Feet jacket marking, Slate jacket color, Cca flame rating | CommScope® |  | N-DS | Fiber indoor cable
760238376 | P-024-OD-5G-FSUBK | Variant of P-OD | Fiber Indoor/Outdoor cable, LazrSPEED® Plenum Distribution, 24 fiber single-unit, Multimode OM5, Gel-free, Feet jacket marking, Black jacket color | CommScope® |  | P-OD | Fiber indoor/outdoor cable
760238363 | P-012-LZ-5G-F12BK/25D | Variant of P-LZ | Fiber indoor/outdoor cable, LazrSPEED®, Plenum Rated, Gel-Free, Multimode OM5, 12 fiber, Stranded Loose Tube with Aluminum Interlocking Armor containing a Plenum Rated Outer Jacket, Feet jacket marking, Black jacket color | CommScope® |  | P-LZ | Fiber indoor/outdoor cable
760238501 | R-001-SP-5G-F16LM | Variant of R-SP | Fiber indoor cable, LazrSPEED® 1.6 mm Riser Simplex, Multimode OM5, Feet jacket marking, Lime green jacket color | CommScope® |  | R-SP | Fiber indoor cable
760238502 | N-001-SP-5G-F16LM/E | Variant of N-SP | Fiber Indoor Cable, LazrSPEED® 1.6mm Low Smoke Zero Halogen Riser, 1-fiber Simplex, Multimode OM5, Feet jacket marking, Lime green jacket color, Eca Flame Rating | CommScope® |  | N-SP | Fiber indoor cable
760238954 | N-012-DS-8W-FSURS/D | Variant of N-DS | Fiber indoor cable, TeraSPEED® Low Smoke Zero Halogen Riser Distribution, 12 fiber single-unit, Singlemode G.652.D and G.657.A1, Feet jacket marking, Rose jacket color, Dca flame rating | CommScope® |  | N-DS | Fiber indoor cable
760232538 | P-024-CN-RB-F12YL/8G/99E | Variant of P-CN | Fiber Indoor Cable, Plenum All-Dielectric Central Tube Ribbon, 24-fiber, Singlemode G.652.D and G.657.A1, Feet jacket marking, Yellow jacket color | CommScope® |  | P-CN | Fiber indoor cable
760232272 | N-002-DZ-5G-FSULM | Variant of N-DZ | Fiber indoor cable, LazrSPEED® Riser/LSZH rated Distribution, interlocking aluminum armored, Multimode OM5, 2 fiber single-unit, Feet jacket marking, Lime-green jacket color | CommScope® |  | N-DZ | Fiber indoor cable
760232280 | N-006-DZ-5G-FSULM | Variant of N-DZ | Fiber indoor cable, LazrSPEED® Riser/LSZH rated Distribution, interlocking aluminum armored, Multimode OM5, 6 fiber single-unit, Feet jacket marking, Lime-green jacket color | CommScope® |  | N-DZ | Fiber indoor cable
760232561 | P-060-CN-RB-F12YL/8G/99E | Variant of P-CN | Fiber Indoor Cable, Plenum All-Dielectric Central Tube Ribbon, 60-fiber, Singlemode G.652.D and G.657.A1, Feet jacket marking, Yellow jacket color | CommScope® |  | P-CN | Fiber indoor cable
760232629 | P-048-CN-RB-F12AQ/5Y/99E | Variant of P-CN | Fiber Indoor Cable, Plenum All-Dielectric Central Tube Ribbon, 48-fiber, Multimode OM3 bend insensitive, Feet jacket marking, Aqua jacket color | CommScope® |  | P-CN | Fiber indoor cable
760231589 | N-012-DS-5G-FSULM/D | Variant of N-DS | Fiber indoor cable, LazrSPEED® Low Smoke Zero Halogen Riser Distribution, 12 fiber single-unit, Multimode OM5, Feet jacket marking, Lime green jacket color, Dca flame rating | CommScope® |  | N-DS | Fiber indoor cable
760232298 | N-012-DZ-5G-FSULM | Variant of N-DZ | Fiber indoor cable, LazrSPEED® Riser/LSZH rated Distribution, interlocking aluminum armored, Multimode OM5, 12 fiber single-unit, Feet jacket marking, Lime-green jacket color | CommScope® |  | N-DZ | Fiber indoor cable
760232637 | P-060-CN-RB-F12AQ/5Y/99E | Variant of P-CN | Fiber Indoor Cable, Plenum All-Dielectric Central Tube Ribbon, 60-fiber, Multimode OM3 bend insensitive, Feet jacket marking, Aqua jacket color | CommScope® |  | P-CN | Fiber indoor cable
760232306 | N-024-DZ-5G-FSULM | Variant of N-DZ | Fiber indoor cable, LazrSPEED® Riser/LSZH rated Distribution, interlocking aluminum armored, Multimode OM5, 24 fiber single-unit, Feet jacket marking, Lime-green jacket color | CommScope® |  | N-DZ | Fiber indoor cable
760232587 | P-096-CN-RB-F12YL/8G/99E | Variant of P-CN | Fiber Indoor Cable, Plenum All-Dielectric Central Tube Ribbon, 96-fiber, Singlemode G.652.D and G.657.A1, Feet jacket marking, Yellow jacket color | CommScope® |  | P-CN | Fiber indoor cable
760232603 | P-024-CN-RB-F12AQ/5Y/99E | Variant of P-CN | Fiber Indoor Cable, Multimode OM3 bend insensitive, 24 fibers, Plenum, All-Dielectric Central Tube Ribbon, Gel-free, Feet jacket marking, Aqua jacket color | CommScope® |  | P-CN | Fiber indoor cable
760232744 | P-024-CN-RB-F12AQ/5X/99E | Variant of P-CN | Fiber Indoor Cable, Plenum All-Dielectric Central Tube Ribbon, 24-fiber, Multimode OM4 bend insensitive, Feet jacket marking, Aqua jacket color | CommScope® |  | P-CN | Fiber indoor cable
760232751 | P-036-CN-RB-F12AQ/5X/99E | Variant of P-CN | Fiber Indoor Cable, Plenum All-Dielectric Central Tube Ribbon, 36-fiber, Multimode OM4 bend insensitive, Feet jacket marking, Aqua jacket color | CommScope® |  | P-CN | Fiber indoor cable
760232769 | P-048-CN-RB-F12AQ/5X/99E | Variant of P-CN | Fiber Indoor Cable, Plenum All-Dielectric Central Tube Ribbon, 48-fiber, Multimode OM4 bend insensitive, Feet jacket marking, Aqua jacket color | CommScope® |  | P-CN | Fiber indoor cable
760232785 | P-072-CN-RB-F12AQ/5X/99E | Variant of P-CN | Fiber Indoor Cable, Plenum All-Dielectric Central Tube Ribbon, 72-fiber, Multimode OM4 bend insensitive, Feet jacket marking, Aqua jacket color | CommScope® |  | P-CN | Fiber indoor cable
760235152 | P-004-DS-5K-FSURD | Variant of P-DS | LazrSPEED® Plenum Distribution Cable, 4 fiber single-unit | CommScope® |  | P-DS | Fiber indoor cable
760253573 | P-006-DS-5C-MSULM/093 | Variant of P-DS | Fiber indoor cable, Plenum Distribution, 6 fiber single-unit, Multimode OM5, Meters jacket marking, Lime green jacket color | CommScope® |  | P-DS | Fiber indoor cable
760253575 | P-012-DS-5C-MSULM/093 | Variant of P-DS | Fiber indoor cable, Plenum Distribution, 12 fiber single-unit, Multimode OM5, Meters jacket marking, Lime green jacket color | CommScope® |  | P-DS | Fiber indoor cable
760253576 | P-024-DS-5C-MSULM/093 | Variant of P-DS | Fiber indoor cable, Plenum Distribution, 24 fiber single-unit, Multimode OM5, Meters jacket marking, Lime green jacket color | CommScope® |  | P-DS | Fiber indoor cable
760253604 | L-004-DS-5C-MSULM/093/B1 | Variant of L-DS | Fiber indoor cable, Low Smoke Zero Halogen Indoor Distribution, 4 fiber single-unit, Multimode OM5, Meters jacket marking, Lime green jacket color | CommScope® |  | L-DS | Fiber indoor cable
760253607 | L-012-DS-5C-MSULM/093/B1 | Variant of L-DS | Fiber indoor cable, Low Smoke Zero Halogen Indoor Distribution, 12 fiber single-unit, Multimode OM5, Meters jacket marking, Lime green jacket color | CommScope® |  | L-DS | Fiber indoor cable
760253610 | L-006-DS-8Z-MSUYL/093/B1 | Variant of L-DS | Fiber indoor cable, Low Smoke Zero Halogen Indoor Distribution, 6 fiber single-unit, Singlemode G.657.A1, Meters jacket marking, Yellow jacket color | CommScope® |  | L-DS | Fiber indoor cable
760253612 | C-012-DS-8Z-MSUYL/093/B1 | Variant of C-DS | Fiber Indoor/Outdoor cable, Low Smoke Zero Halogen, Distribution, Gel-Free, 12 fiber single-unit, Singlemode G.657.A1, Meters jacket marking, Yellow jacket color | CommScope® |  | C-DS | Fiber indoor/outdoor cable |  | Discontinued
760253594 | L-004-DS-5Y-MSUAQ/093/B1 | Variant of L-DS | Fiber indoor cable, Low Smoke Zero Halogen Indoor Distribution, 4 fiber single-unit, Multimode OM3, Meters jacket marking, Aqua jacket color | CommScope® |  | L-DS | Fiber indoor cable
760253597 | L-012-DS-5Y-MSUAQ/093/B1 | Variant of L-DS | Fiber indoor cable, Low Smoke Zero Halogen Indoor Distribution, 12 fiber single-unit, Multimode OM3, Meters jacket marking, Aqua jacket color | CommScope® |  | L-DS | Fiber indoor cable
760253598 | L-024-DS-5Y-MSUAQ/093/B1 | Variant of L-DS | Fiber indoor cable, Low Smoke Zero Halogen Indoor Distribution, 24 fiber single-unit, Multimode OM3, Meters jacket marking, Aqua jacket color | CommScope® |  | L-DS | Fiber indoor cable
760253599 | C-004-DS-5X-MSUAQ/093/B1 | Variant of C-DS | Fiber Indoor/Outdoor cable, Low Smoke Zero Halogen, Distribution, Gel-Free, 4 fiber single-unit, Multimode OM4, Meters jacket marking, Aqua jacket color | CommScope® |  | C-DS | Fiber indoor/outdoor cable |  | Discontinued
760253600 | L-006-DS-5X-MSUAQ/093/B1 | Variant of L-DS | Fiber indoor cable, Low Smoke Zero Halogen Indoor Distribution, 6 fiber single-unit, Multimode OM4, Meters jacket marking, Aqua jacket color | CommScope® |  | L-DS | Fiber indoor cable
760253603 | C-024-DS-5X-MSUAQ/093/B1 | Variant of C-DS | Fiber Indoor/Outdoor cable, Low Smoke Zero Halogen, Distribution, Gel-Free, 24 fiber single-unit, Multimode OM4, Meters jacket marking, Aqua jacket color | CommScope® |  | C-DS | Fiber indoor/outdoor cable |  | Discontinued
810009828/DB | C-001-DN-8G2-M01BK/AY/SP30/C | Variant of C-DN | Fiber indoor/outdoor drop cable, All-Dielectric, 1 fiber Tight Buffer construction, riser, drop all-dielectric, Singlemode G.657.B3, Gel-free, Meters jacket marking, Black jacket color, (Cca flame rating SUB UNIT ONLY) | CommScope® |  | C-DN | Fiber indoor/outdoor cable
760253044 | C-001-DN-8G-M01BK/20G/V7/D | Variant of C-DN | Fiber drop cable, FTTH, 1 fiber, Singlemode G.657.A2, Gel-filled, Meters jacket marking, Black jacket color, Dca flame rating | CommScope® |  | C-DN | Fiber indoor/outdoor cable
760253910 | R-036-DS-8G-FMUYL | Variant of R-DS | Fiber indoor cable, Riser Distribution, 36 fiber multi-unit with 12 fiber subunits, Singlemode G.657.A2, Feet jacket marking, Yellow jacket color | CommScope® |  | R-DS | Fiber indoor cable
2-1716211-3 | C-012-L2-5L-M12BK/40G/GY/FS/B | Variant of C-L2 | LazrSPEED® Indoor/Outdoor, 120 min Fire Survival, Low Smoke Zero Halogen (LSZH), Gel-Filled, Central Loose Tube cable. Provides Rodent Resistance. | CommScope® |  | C-L2 | Fiber indoor/outdoor cable
2-599687-2 | C-012-CA-5K-M12BK/28G/GY | Variant of C-CA | Fiber indoor/outdoor Cable, Armoured LSZH, OM4, 12 fiber, loose tube, gel-filled | CommScope® |  | C-CA | Fiber indoor/outdoor cable
2-599156--2 | C-012-CN-5K-M12AQ/28D/AY/D | Variant of C-CN | Fiber Optic Cable, 12-fiber, OM4, aqua | CommScope® |  | C-CN | Fiber indoor/outdoor cable
760254163 | C-024-DS-5X-MSUAQ | Variant of C-DS | Fiber indoor/outdoor cable, LSZH Riser Distribution, 24 fiber single-unit, Multimode OM4 bend insensitive, Meters jacket marking, Aqua jacket color | CommScope® |  | C-DS | Fiber indoor/outdoor cable
2-599686-2 | C-006-CA-5K-M06BK/28G/GY | Variant of C-CA | Fiber Optic Cable, Armored LSZH, OM4, loose tube, gel-filled | CommScope® |  | C-CA | Fiber indoor/outdoor cable
2-599686-3 | C-006-CA-5L-M06BK/28G/GY | Variant of C-CA | Fiber Optic Cable, Armored LSZH, OM3, loose tube, gel-filled | CommScope® |  | C-CA | Fiber indoor/outdoor cable
2-1716000-4 | C-024-CN-8W-M24YL/40G/AY/E | Variant of C-CN | Fiber Optic Cable, 24-fiber, OS2, Yellow | CommScope® |  | C-CN | Fiber indoor/outdoor cable |  | Discontinued
2-1716000-2 | C-024-CN-5K-M24AQ/40G/AY/E | Variant of C-CN | Fiber Optic Cable, 24-fiber, OM4, Aqua | CommScope® |  | C-CN | Fiber indoor/outdoor cable |  | Discontinued
810010034/DB | C-012-LN-8W-M12BK/25D/E | Variant of Z-LN | LightScope® ZWP Indoor/Outdoor, Single Jacket All-Dielectric, Low Smoke Zero Halogen (LSZH), Gel-Free, Stranded Loose Tube Cable | CommScope® |  | C-LN | Fiber indoor/outdoor cable
810010031/DB | C-048-LN-8W-M12BK/25D/E | Variant of Z-LN | Fiber indoor/outdoor cable, LightScope® ZWP Single Jacket All-Dielectric, LSZH, 48 fiber, Gel-Free, Stranded Loose Tube, Singlemode G.652.D and G.657.A1, Meters jacket marking, Black jacket color, Eca flame rating | CommScope® |  | C-LN | Fiber indoor/outdoor cable
810010030/DB | C-060-LN-8W-M12BK/25D/E | Variant of Z-LN | Fiber indoor/outdoor cable, LightScope® ZWP, Single Jacket All-Dielectric, LSZH, 60 fiber, Gel-Free, Stranded Loose Tube, Singlemode G.652.D and G.657.A1, Meters jacket marking, Black jacket color, Eca flame rating | CommScope® |  | C-LN | Fiber indoor/outdoor cable
810010038/DB | C-012-LN-8W-M12BK/25D/LTS/E | Variant of Z-LN | Fiber indoor/outdoor cable, LightScope® ZWP Single Jacket All-Dielectric, 12 fiber, LSZH, Gel-Free, Stranded Loose Tube, Singlemode G.652.D and G.657.A1, Meters jacket marking, Black jacket color, Eca flame rating | CommScope® |  | C-LN | Fiber indoor/outdoor cable
810010037/DB | C-024-LN-8W-M12BK/25D/LTS/E | Variant of Z-LN | Fiber indoor/outdoor cable, LightScope® ZWP Single Jacket All-Dielectric, LSZH, 24 fiber, Gel-Free, Stranded Loose Tube, Singlemode G.652.D and G.657.A1, Meters jacket marking, Black jacket color, Eca flame rating | CommScope® |  | C-LN | Fiber indoor/outdoor cable
810010036/DB | C-036-LN-8W-M12BK/25D/LTS/E | Variant of Z-LN | Fiber indoor/outdoor cable, LightScope® ZWP Single Jacket All-Dielectric, LSZH, 36 fiber, Gel-Free, Stranded Loose Tube, Singlemode G.652.D and G.657.A1, Meters jacket marking, Black jacket color, Eca flame rating | CommScope® |  | C-LN | Fiber indoor/outdoor cable
760240171 | C-048-LA-8W-M12BK/28G/GRP/E | Variant of C-LA | Fiber indoor/outdoor cable, 48-fiber, ULSZH, loose tube, gel-filled, Singlemode G.652.D and G.657.A1, Meters jacket marking, Black jacket color. Provides Rodent Resistance | CommScope® |  | C-LA | Fiber indoor/outdoor cable
760254477 | P-008-DS-5K-FSUBL | Variant of P-DS | Fiber indoor cable, LazrSPEED® Plenum Distribution, 8 fiber single-unit, Multimode OM4, Feet jacket marking, Blue jacket color | CommScope® |  | P-DS | Fiber indoor cable
760218347 | P-002-DS-5K-FSUYL | Variant of P-DS | Fiber indoor cable, LazrSPEED® Plenum Distribution Cable, 2 fiber single-unit, Multimode OM4, Feet jacket marking, Yellow jacket color | CommScope® |  | P-DS | Fiber indoor cable
760253500 | N-012-MP-5K-F12VI/SP/B2 | Variant of N-MP | LazrSPEED® Low Smoke Zero Halogen Riser MPO Trunk Cable, 12 fiber | CommScope® |  | N-MP | Fiber indoor cable
760254800 | C-006-DS-8W-MSUBK/GY/C | Variant of C-DS | Indoor/Outdoor Low Smoke Zero Halogen, TeraSPEED® Tight Buffered Office DistributionFiber Fiber Optic Cable, 6 fiber, Singlemode OS2, black. Provides Rodent Resistance. | CommScope® |  | C-DS | Fiber indoor/outdoor cable
760254805 | C-024-DS-8W-MSUBK/GY/C | Variant of C-DS | Indoor/Outdoor Low Smoke Zero Halogen, TeraSPEED® Tight Buffered Office DistributionFiber Fiber Optic Cable, 24 fiber, Singlemode OS2, black. Provides Rodent Resistance. | CommScope® |  | C-DS | Fiber indoor/outdoor cable
760254803 | C-008-DS-8W-MSUBK/GY/C | Variant of C-DS | Indoor/Outdoor Low Smoke Zero Halogen, TeraSPEED® Tight Buffered Office DistributionFiber Fiber Optic Cable, 8 fiber, Singlemode OS2, black. Provides Rodent Resistance. | CommScope® |  | C-DS | Fiber indoor/outdoor cable
760254806 | C-004-DS-8G-MSUBK/GY/C | Variant of C-DS | Indoor/Outdoor Low Smoke Zero Halogen, LazrSPEED® Tight Buffered Office DistributionFiber Fiber Optic Cable, 4 fiber, Singlenode G.657.A2, black. Provides Rodent Resistance. | CommScope® |  | C-DS | Fiber indoor/outdoor cable
760254808 | C-024-DS-8G-MSUBK/GY/C | Variant of C-DS | Indoor/Outdoor Low Smoke Zero Halogen, LazrSPEED® Tight Buffered Office DistributionFiber Fiber Optic Cable, 24 fiber, Singlenode G.657.A2, black. Provides Rodent Resistance. | CommScope® |  | C-DS | Fiber indoor/outdoor cable
760254810 | C-004-DS-5K-MSUBK/GY/C | Variant of C-DS | Indoor/Outdoor Low Smoke Zero Halogen, LazrSPEED® Tight Buffered Office DistributionFiber Fiber Optic Cable, 4 fiber, Multimode OM4, black. Provides Rodent Resistance. | CommScope® |  | C-DS | Fiber indoor/outdoor cable
760254812 | C-008-DS-5K-MSUBK/GY/C | Variant of C-DS | Indoor/Outdoor Low Smoke Zero Halogen, LazrSPEED® Tight Buffered Office DistributionFiber Fiber Optic Cable, 8 fiber, Multimode OM4, black. Provides Rodent Resistance. | CommScope® |  | C-DS | Fiber indoor/outdoor cable
760254816 | C-004-DS-5L-MSUBK/GY/C | Variant of C-DS | Indoor/Outdoor Low Smoke Zero Halogen, LazrSPEED® Tight Buffered Office DistributionFiber Fiber Optic Cable, 4 fiber, Multimode OM3, black. Provides Rodent Resistance. | CommScope® |  | C-DS | Fiber indoor/outdoor cable
760254820 | C-024-DS-5L-MSUBK/GY/C | Variant of C-DS | Indoor/Outdoor Low Smoke Zero Halogen, LazrSPEED® Tight Buffered Office DistributionFiber Fiber Optic Cable, 24 fiber, Multimode OM3, black. Provides Rodent Resistance. | CommScope® |  | C-DS | Fiber indoor/outdoor cable
760255362 | C-048-LA-8W-M12BK/20G/GRP/D | Variant of C-LA | Indoor/outdoor fiber cable, TeraSPEED® Single Jacket/Single GRP Armor, Gel-filled, Stranded Loose Tube, Singlemode OS2, black Provides Rodent Resistance. | CommScope® |  | C-LA | Fiber indoor/outdoor cable
760255363 | C-072-LA-8W-M12BK/20G/GRP/D | Variant of C-LA | Indoor/outdoor fiber cable, TeraSPEED® Single Jacket/Single GRP Armor, Gel-filled, Stranded Loose Tube, Singlemode OS2, black Provides Rodent Resistance. | CommScope® |  | C-LA | Fiber indoor/outdoor cable
760255364 | C-096-LA-8W-M12BK/20G/GRP/D | Variant of C-LA | Indoor/outdoor fiber cable, TeraSPEED® Single Jacket/Single GRP Armor, Gel-filled, Stranded Loose Tube, Singlemode OS2, black Provides Rodent Resistance. | CommScope® |  | C-LA | Fiber indoor/outdoor cable
810010195/DB | C-012-LN-8F-M12BK/14D/AY/D-2000-DK02 | Variant of C-LN | Fiber Indoor/outdoor Cable, Low Smoke Zero Halogen / 12 fiber Microsheath, Tube Colours as per DIN/VDE 0888, Gel-free, Singlemode G.657.A1, Meters jacket marking, Black jacket color, Dca flame rating | CommScope® |  | C-LN | Fiber indoor/outdoor cable
760065896 | P-018-DS-CM-FSUAQ/8W006/5K012 | Variant of P-DS | Fiber indoor cable, TeraSPEED® Plenum Distribution, 18-Fiber Single-Unit, Multimode composite, Feet jacket marking, Aqua jacket color | CommScope® |  | P-DS | Fiber indoor cable
760070276 | Z-024-DS-8W-FSUBK/D | Variant of Z-DS | Fiber Indoor/Outdoor cable, TeraSPEED® Low Smoke Zero Halogen Riser Distribution, 24 fiber single-unit, Gel-free, Singlemode G.652.D and G.657.A1, Feet jacket marking, Black jacket color, Dca flame rating | CommScope® |  | Z-DS | Fiber indoor/outdoor cable
760071134 | N-002-DS-8W-FSUYL/D | Variant of N-DS | Fiber indoor cable, TeraSPEED® Low Smoke Zero Halogen Riser Distribution, 2 fiber single-unit, Singlemode G.652.D and G.657.A1, Feet jacket marking, Yellow jacket color, Dca flame rating | CommScope® |  | N-DS | Fiber indoor cable
760074112 | N-072-DS-5K-FMUAQ | Variant of N-DS | Fiber indoor cable, LazrSPEED® Low Smoke Zero Halogen Riser Distribution, 72 fiber multi-unit with 12 fiber subunits, Gel-free, Multimode OM4, Feet jacket marking, Aqua jacket color | CommScope® |  | N-DS | Fiber indoor cable
760073353 | R-012-DS-5L-FSUBL | Variant of R-DS | Fiber indoor cable, LazrSPEED® Riser Distribution, 12-Fiber Single-Unit, Multimode OM3, Feet jacket marking, Blue jacket color | CommScope® |  | R-DS | Fiber indoor cable
760073783 | Z-024-DS-CM-FSUBK/8W012/6F012/D | Variant of Z-DS | Fiber Indoor/Outdoor cable, TeraSPEED® Low Smoke Zero Halogen Riser Distribution, 24 fiber single-unit, Gel-free, Singlemode + Multimode OM1, Feet jacket marking, Black jacket color, Dca flame rating | CommScope® |  | Z-DS | Fiber indoor/outdoor cable
760082867 | P-012-DS-5L-FSURD | Variant of P-DS | Fiber indoor cable, LazrSPEED® Plenum Distribution, 12 fiber single-unit, Multimode OM3, Feet jacket marking, Red jacket color | CommScope® |  | P-DS | Fiber indoor cable
760082875 | P-012-DS-5L-FSUYL | Variant of P-DS | Fiber indoor cable, LazrSPEED® Plenum Distribution, 12 fiber single-unit, Multimode OM3, Feet jacket marking, Yellow jacket color | CommScope® |  | P-DS | Fiber indoor cable
760086470 | R-048-LN-8W-F12BK/25D | Variant of R-LN | Fiber Indoor/Outdoor cable, TeraSPEED®, Single Jacket, 48 fiber, All-Dielectric, Riser Rated, Gel-Free, Stranded Loose Tube, Singlemode G.652.D and G.657.A1, Feet jacket marking, Black jacket color | CommScope® |  | R-LN | Fiber indoor/outdoor cable
760086504 | R-012-LN-CM-F06BK/25D/8W006/6F006 | Variant of R-LN | Fiber Indoor/Outdoor cable, TeraSPEED®, Single Jacket All-Dielectric, Riser Rated, 12 fiber, Gel-Free, Stranded Loose Tube, Singlemode + Multimode OM1, Feet jacket marking, Black jacket color | CommScope® |  | R-LN | Fiber indoor/outdoor cable
760086355 | R-006-LN-8W-F06BK/25D | Variant of R-LN | Fiber Indoor/Outdoor cable, TeraSPEED®, Single Jacket All-Dielectric, Riser Rated, 6 fiber, Gel-Free, Stranded Loose Tube, Singlemode G.652.D and G.657.A1, Feet jacket marking, Black jacket color | CommScope® |  | R-LN | Fiber indoor/outdoor cable
760086512 | R-012-LN-CM-F06BK/25D/8W006/5L006 | Variant of R-LN | Fiber Indoor/Outdoor cable, TeraSPEED®, Single Jacket All-Dielectric, Riser Rated, 12 fiber, Gel-Free, Stranded Loose Tube, Singlemode + Multimode OM3, Feet jacket marking, Black jacket color | CommScope® |  | R-LN | Fiber indoor/outdoor cable
760086595 | R-024-LN-CM-F12BK/25D/8W012/5L012 | Variant of R-LN | Fiber Indoor/Outdoor cable, TeraSPEED®, Single Jacket All-Dielectric, Riser Rated, 24 fiber, Gel-Free, Stranded Loose Tube, Singlemode + Multimode OM3, Feet jacket marking, Black jacket color | CommScope® |  | R-LN | Fiber indoor/outdoor cable
760086538 | R-072-LN-8W-F12BK/25D | Variant of R-LN | Fiber Indoor/Outdoor cable, TeraSPEED®, Single Jacket All-Dielectric, Riser Rated, 72 fiber, Gel-Free, Stranded Loose Tube, Singlemode G.652.D and G.657.A1, Feet jacket marking, Black jacket color | CommScope® |  | R-LN | Fiber indoor/outdoor cable
760086405 | R-024-LN-8W-F12BK/25D | Variant of R-LN | Fiber Indoor/Outdoor cable, TeraSPEED®, Single Jacket All-Dielectric, Riser Rated, 24 fiber, Gel-Free, Stranded Loose Tube, Singlemode G.652.D and G.657.A1, Feet jacket marking, Black jacket color | CommScope® |  | R-LN | Fiber indoor/outdoor cable
760086611 | R-036-LN-CM-F12BK/25D/8W012/5L024 | Variant of R-LN | Fiber Indoor/Outdoor cable, TeraSPEED®, Single Jacket All-Dielectric, Riser Rated, 36 fiber, Gel-Free, Stranded Loose Tube, Singlemode + Multimode OM3, Feet jacket marking, Black jacket color | CommScope® |  | R-LN | Fiber indoor/outdoor cable
760086561 | R-096-LN-8W-F12BK/25D | Variant of R-LN | Fiber Indoor/Outdoor cable, TeraSPEED®, Single Jacket All-Dielectric, Riser Rated, 96 fiber, Gel-Free, Stranded Loose Tube, Singlemode G.652.D and G.657.A1, Feet jacket marking, Black jacket color | CommScope® |  | R-LN | Fiber indoor/outdoor cable
760086413 | R-024-LN-5L-F12BK/25D | Variant of R-LN | Fiber Indoor/Outdoor cable, LazrSPEED®, Single Jacket All-Dielectric, Riser Rated, 24 fiber, Gel-Free, Stranded Loose Tube, Multimode OM3, Feet jacket marking, Black jacket color | CommScope® |  | R-LN | Fiber indoor/outdoor cable
760112615 | R-024-LN-5L-F12BK/25D/LTS | Variant of R-LN | Fiber indoor/outdoor cable, LazrSPEED®, Light Duty, Single Jacket, Riser Rated, Gel-Free, All-Dielectric Outdoor Stranded Loose Tube, 24 fiber, Multimode OM3, Gel-free, Feet jacket marking, Black jacket color | CommScope® |  | R-LN | Fiber indoor/outdoor cable
760116095 | P-036-LN-5L-F12BK/25D | Variant of P-LN | Fiber indoor/outdoor cable, LazrSPEED®, Single Jacket All-Dielectric, Plenum Rated, Gel-Free, Stranded Loose Tube, 36 fiber, PVDF jacket, Multimode OM3, Black jacket color, Feet cable marking | CommScope® |  | P-LN | Fiber indoor/outdoor cable
760116236 | P-048-LN-CM-F12BK/25D/8W024/5K024 | Variant of P-LN | Fiber indoor/outdoor cable, TeraSPEED®, Single Jacket All-Dielectric, Plenum Rated, Multimode/Singlemode, 48 fiber, Gel-Free, Stranded Loose Tube, PVDF jacket, Black jacket color, Feet cable marking | CommScope® |  | P-LN | Fiber indoor/outdoor cable
760120253 | P-144-LZ-8W-F12BK/25D | Variant of P-LZ | Fiber indoor/outdoor cable, TeraSPEED®, Plenum Rated, 144 fiber, Singlemode G.652.D and G.657.A1, Gel-Free, Stranded Loose Tube with Aluminum Interlocking Armor containing a Plenum Rated Outer Jacket, Black jacket color, Feet cable marking | CommScope® |  | P-LZ | Fiber indoor/outdoor cable
760120261 | R-012-LZ-8W-F12BK/25D | Variant of R-LZ | Fiber Indoor/Outdoor cable, Riser Rated, Singlemode G.652.D and G.657.A1, Gel-Free, 12 fiber, Stranded Loose Tube with Aluminum Interlocking Armor containing a Riser Rated Outer Jacket, Black jacket color, Feet cable marking | CommScope® |  | R-LZ | Fiber indoor/outdoor cable
760251953 | C-008-CA-8Z-M08BK/28G/093 | Variant of C-CA | Fiber indoor/outdoor cable LSZH, Gel-filled Central Tube, CST, 8 fiber, Singlemode G.652.D and G.657.A1, Meters jacket marking, Black jacket color | CommScope® |  | C-CA | Fiber indoor/outdoor cable
760252665 | C-144-LN-8W-M12BK/25D/E | Variant of Z-LN | Fiber indoor/outdoor cable, TeraSPEED®, Single Jacket All-Dielectric (LSZH), 144 fiber, Singlemode G.652.D and G.657.A1Gel-Free, Stranded Loose Tube, Black jacket color, Meters cable marking, Eca flame rating | CommScope® |  | C-LN | Fiber indoor/outdoor cable
760252633 | C-006-DS-8M-MSURS | Variant of C-DS | Fiber indoor/outdoor cable, LSZH Riser Distribution, 6 fiber single-unit, Singlemode G.652.D, Meters jacket marking, Rose jacket color | CommScope® |  | C-DS | Fiber indoor/outdoor cable
760252635 | C-006-DS-8M-MSUBL | Variant of C-DS | Fiber indoor/outdoor cable, LSZH Riser Distribution, 6 fiber single-unit, Singlemode G.652.D, Meters jacket marking, Blue jacket color | CommScope® |  | C-DS | Fiber indoor/outdoor cable
760252638 | C-012-DS-5X-MSURS | Variant of C-DS | Fiber indoor/outdoor cable, LSZH Riser Distribution, 12 fiber single-unit, Multimode OM4 bend insensitive, Meters jacket marking, Rose jacket color | CommScope® |  | C-DS | Fiber indoor/outdoor cable
760252639 | C-006-DS-5X-MSUBL | Variant of C-DS | Fiber indoor/outdoor cable, LSZH Riser Distribution, 6 fiber single-unit, Multimode OM4 bend insensitive, Meters jacket marking, Blue jacket color | CommScope® |  | C-DS | Fiber indoor/outdoor cable
760252641 | C-012-DS-5X-MSUSL | Variant of C-DS | Fiber indoor/outdoor cable, LSZH Riser Distribution, 12 fiber single-unit, Multimode OM4 bend insensitive, Meters jacket marking, Slate jacket color | CommScope® |  | C-DS | Fiber indoor/outdoor cable
760252642 | C-006-DS-5X-MSUGR | Variant of C-DS | Fiber indoor/outdoor cable, LSZH Riser Distribution, 6 fiber single-unit, Multimode OM4 bend insensitive, Meters jacket marking, Green jacket color | CommScope® |  | C-DS | Fiber indoor/outdoor cable
760252644 | C-012-DS-5X-MSUVI | Variant of C-DS | Fiber indoor/outdoor cable, LSZH Riser Distribution, 12 fiber single-unit, Multimode OM4 bend insensitive, Meters jacket marking, Violet jacket color | CommScope® |  | C-DS | Fiber indoor/outdoor cable
760250680 | C-024-LN-5K-M06BK/12D/GY/C | Variant of C-LN | Fiber indoor/outdoor cable, Single Jacket All-Dielectric, LSZH, 24 fiber, Gel-Free, Stranded Loose Tube, Multimode OM4, Meters jacket marking, Black jacket color, Cca flame rating. Provides Rodent Resistance | CommScope® |  | C-LN | Fiber indoor/outdoor cable
760252759 | P-002-DS-5K-FSUBL | Variant of P-DS | Fiber indoor cable, LazrSPEED® Plenum Distribution, 2 fiber single-unit, Multimode OM4, Feet jacket marking, Blue jacket color | CommScope® |  | P-DS | Fiber indoor cable
760252666 | C-096-LN-8W-M12BK/25D/E | Variant of Z-LN | Fiber indoor/outdoor cable, TeraSPEED®, Single Jacket All-Dielectric, Low Smoke Zero Halogen (LSZH), 96 fiber, Singlemode G.652.D and G.657.A1, Gel-Free, Stranded Loose Tube, Black jacket color, Meters cable marking, Eca flame rating | CommScope® |  | C-LN | Fiber indoor/outdoor cable
760252667 | C-072-LN-8W-M12BK/25D/E | Variant of Z-LN | Fiber indoor/outdoor cable, TeraSPEED®, Single Jacket All-Dielectric, Low Smoke Zero Halogen (LSZH), 72 fiber, Singlemode G.652.D and G.657.A1, Gel-Free, Stranded Loose Tube, Black jacket color, Meters cable marking, Eca flame rating | CommScope® |  | C-LN | Fiber indoor/outdoor cable
760252672 | C-012-LN-8W-M12BK/25D/E | Variant of Z-LN | Fiber indoor/outdoor cable, TeraSPEED®, Single Jacket All-Dielectric, Low Smoke Zero Halogen (LSZH), 12 fiber, Singlemode G.652.D and G.657.A1, Gel-Free, Stranded Loose Tube, Black jacket color, Meters cable marking, Eca flame rating | CommScope® |  | Z-LN | Fiber indoor/outdoor cable
760252675 | C-024-LN-8W-M12BK/25D/LTS/E | Variant of Z-LN | Fiber indoor/outdoor cable, TeraSPEED®, Single Jacket All-Dielectric, Low Smoke Zero Halogen (LSZH), 24 fiber, Singlemode G.652.D and G.657.A1, Gel-Free, Stranded Loose Tube, Black jacket color, Meters cable marking, Eca flame rating | CommScope® |  | C-LN | Fiber indoor/outdoor cable
760252676 | C-012-LN-8W-M12BK/25D/LTS/E | Variant of Z-LN | Fiber indoor/outdoor cable, TeraSPEED®, Single Jacket All-Dielectric, Low Smoke Zero Halogen (LSZH), 12 fiber, Singlemode G.652.D and G.657.A1, Gel-Free, Stranded Loose Tube, Black jacket color, Meters cable marking, Eca flame rating | CommScope® |  | C-LN | Fiber indoor/outdoor cable
760251963 | C-144-LN-8Z-M12BK/21G/093 | Variant of C-LN | Fiber indoor/outdoor cable, Loose Tube Gel-filled, 144 fiber, Singlemode G.652.D and G.657.A1, Meters jacket marking, Black jacket color | CommScope® |  | C-LN | Fiber indoor/outdoor cable
810009886/DB | C-072-LA-8W-M12YL/25G/GRP/E | Variant of C-LA | Fiber indoor/outdoor cable, 72-fiber, Singlemode G.652.D and G.657.A1, Gel-filled, Meters jacket marking, Yellow jacket color, Eca flame rating, 2000 m. Provides Rodent Resistance | CommScope® |  | C-LA | Fiber indoor/outdoor cable |  | Discontinued
810009878/DB | C-016-CA-8W-M16YL/40G/GRP/E | Variant of C-CA | Fiber indoor/outdoor drop cable, 16-fiber, ULSZH, loose tube, gel-filled, Singlemode G.652.D, Meters jacket marking, Yellow jacket color, Eca flame rating. Provides Rodent Resistance | CommScope® |  | C-CA | Fiber indoor/outdoor cable |  | Discontinued
810009879/DB | C-024-CA-8W-M24BK/40G/GRP/E | Variant of C-CA | Fiber indoor/outdoor drop cable, 24-fiber, ULSZH, loose tube, Singlemode G.652.D, gel-filled, Meters jacket marking, Black jacket color, Eca flame rating. Provides Rodent Resistance | CommScope® |  | C-CA | Fiber indoor/outdoor cable
810009821/DB | C-008-CN-8W-M08BK/32G/AY/D | Variant of C-CN | Fiber indoor/outdoor cable, LightScope® ZWP , Gel-Filled loose tube, 8 fiber, Singlemode G.652.D and G.657.A1, Meters jacket marking, Black jacket color, Dca flame rating | CommScope® |  | C-CN | Fiber indoor/outdoor cable
760249597 | C-096-LN-8F-MSPBK/14D/AY/D/4x500m | Variant of C-LN | Fiber indoor/outdoor cable, LSZH, 96 fiber Microsheath Breakout, Singlemode G.657.A1, Gel-free, Meters jacket marking, Black jacket color, Dca flame rating | CommScope® |  | C-LN | Fiber indoor/outdoor cable
760252186 | R-192-LN-8W-F12BK/25D | Variant of R-LN | Fiber Indoor/Outdoor cable, TeraSPEED®, Single Jacket All-Dielectric, Riser Rated, 192 fiber, Gel-Free, Stranded Loose Tube, Singlemode G.652.D and G.657.A1, Feet jacket marking, Black jacket color | CommScope® |  | R-LN | Fiber indoor/outdoor cable
760251966 | C-024-LN-5X-M06BK/18G/093 | Variant of C-LN | Fiber indoor/outdoor cable, Loose Tube Gel-filled, 24 fiber, Multimode OM4, Meters jacket marking, Black jacket color | CommScope® |  | C-LN | Fiber indoor/outdoor cable
700009673 | P-036-DS-5L-FMUAQ | Variant of P-DS | Fiber Indoor Cable, LazrSPEED® Plenum Distribution Cable, Multimode OM3, 36 fibers with 12-fiber subunits, Gel-free, Feet jacket marking, Aqua jacket color | CommScope® |  | P-DS | Fiber indoor cable
700009681 | N-036-DS-5L-FMUAQ/C | Variant of N-DS | Fiber indoor cable, LazrSPEED® Low Smoke Zero Halogen Riser Distribution, 36 fiber multi-unit with 12 fiber subunits, Gel-free, Multimode OM3, Feet jacket marking, Aqua jacket color, Cca flame rating | CommScope® |  | N-DS | Fiber indoor cable
700009780 | N-006-DS-5L-FSUAQ/D | Variant of N-DS | Fiber indoor cable, LazrSPEED® Low Smoke Zero Halogen Riser Distribution, 6 fiber single-unit, Multimode OM3, Feet jacket marking, Aqua jacket color, Dca flame rating | CommScope® |  | N-DS | Fiber indoor cable
700009814 | P-004-DS-5L-FSUAQ | Variant of P-DS | Fiber indoor cable, LazrSPEED® Plenum Distribution Cable, 4 fiber single-unit, Multimode OM3, Feet jacket marking, Aqua jacket color | CommScope® |  | P-DS | Fiber indoor cable
700208218 | R-048-DS-5L-FMUAQ | Variant of R-DS | Fiber indoor cable, LazrSPEED® Riser Distribution, 48 fiber Multi-Unit with 12-Fiber Subunits, Multimode OM3, Gel-free, Feet jacket marking, Aqua jacket color | CommScope® |  | R-DS | Fiber indoor cable
700208127 | R-002-DS-5L-FSUAQ | Variant of R-DS | Fiber indoor cable, LazrSPEED® Riser Distribution, 2-Fiber Single-Unit, Multimode OM3, Feet jacket marking, Aqua jacket color | CommScope® |  | R-DS | Fiber indoor cable
700208135 | R-004-DS-5L-FSUAQ | Variant of R-DS | Fiber indoor cable, LazrSPEED® Riser Distribution, 4-Fiber Single-Unit, Multimode OM3, Feet jacket marking, Aqua jacket color | CommScope® |  | R-DS | Fiber indoor cable
700211006 | Z-036-DS-5L-FMUBK | Variant of Z-DS | Fiber Indoor/Outdoor cable, LazrSPEED®, Low Smoke Zero Halogen Riser Distribution Cable, 36 fiber multi-unit with 12 fiber subunits, Gel-free, Multimode OM3, Feet jacket marking, Black jacket color | CommScope® |  | Z-DS | Fiber indoor/outdoor cable
700211147 | P-048-DS-5L-FMUAQ | Variant of P-DS | Fiber indoor cable, LazrSPEED® Plenum Distribution, 48-Fiber Multi-Unit with 12-Fiber Subunits, Multimode OM3, Gel-free, Feet jacket marking, Aqua jacket color | CommScope® |  | P-DS | Fiber indoor cable
700211154 | P-072-DS-5L-FMUAQ | Variant of P-DS | Fiber indoor cable, LazrSPEED® Plenum Distribution, 72-Fiber Multi-Unit with 12-Fiber Subunits, Multimode OM3, Gel-free, Feet jacket marking, Aqua jacket color | CommScope® |  | P-DS | Fiber indoor cable
700208176 | R-036-DS-5L-FMUAQ | Variant of R-DS | Fiber indoor cable, LazrSPEED® Riser Distribution, 36 fiber Multi-Unit with 12-Fiber Subunits, Multimode OM3, Gel-free, Feet jacket marking, Aqua jacket color | CommScope® |  | R-DS | Fiber indoor cable
760253616 | C-096-LA-8W-M12BK/25G/GRP/AJ/E | Variant of C-LA | Fiber indoor/outdoor cable, TeraSPEED® Single Jacket/Single GRP Armor, Gel-filled, Stranded Loose Tube, Singlemode G.652.D and G.657.A1, Meters jacket marking, Black jacket color. Provides Rodent Resistance. | CommScope® |  | C-LA | Fiber indoor/outdoor cable
760244231 | C-012-DN-8G-M12BK/20G/D | Variant of C-DN | Fiber indoor/outdoor cable, LightScope® ZWP Gel-filled loose tube, 12 fiber, Singlemode G.657.A2, Meters jacket marking, Black jacket color, Dca flame rating | CommScope® |  | C-DN | Fiber indoor/outdoor cable
760254542 | L-004-DS-5X-MSUAQ/093/B1 | Variant of L-DS | Fiber indoor cable, Low Smoke Zero Halogen Indoor Distribution, 4 fiber single-unit, Multimode OM4, Meters jacket marking, Aqua jacket color | CommScope® |  | L-DS | Fiber indoor cable
760254543 | L-012-DS-5X-MSUAQ/093/B1 | Variant of L-DS | Fiber indoor cable, Low Smoke Zero Halogen Indoor Distribution, 12 fiber single-unit, Multimode OM4, Meters jacket marking, Aqua jacket color | CommScope® |  | L-DS | Fiber indoor cable
760254544 | L-024-DS-5X-MSUAQ/093/B1 | Variant of L-DS | Fiber indoor cable, Low Smoke Zero Halogen Indoor Distribution, 24 fiber single-unit, Multimode OM4, Meters jacket marking, Aqua jacket color | CommScope® |  | L-DS | Fiber indoor cable
760254498 | C-012-LN-8W-F12BK/25D/B2 | Variant of C-LN | Fiber indoor/outdoor cable, TeraSPEED® Single Jacket All-Dielectric, 12 fiber, LSZH, Gel-Free, Stranded Loose Tube, Singlemode G.652.D and G.657.A1, Feet jacket marking, Black jacket color, B2ca flame rating | CommScope® |  | C-LN | Fiber indoor/outdoor cable |  | Discontinued
760254499 | C-024-LN-8W-F12BK/25D/C | Variant of C-LN | Fiber indoor/outdoor cable, TeraSPEED® Single Jacket All-Dielectric, LSZH, 24 fiber, Gel-Free, Stranded Loose Tube, Singlemode G.652.D and G.657.A1, Feet jacket marking, Black jacket color, Cca flame rating | CommScope® |  | C-LN | Fiber indoor/outdoor cable |  | Discontinued
760254577 | P-024-DZ-8W-FSUSL | Variant of P-DZ | Fiber indoor cable, TeraSPEED® Plenum Distribution, interlocking aluminum armored with plenum jacket, 24 fiber single-unit, Singlemode G.652.D and G.657.A1, Feet jacket marking, Slate jacket color | CommScope® |  | P-DZ | Fiber indoor cable
810010169/DB | C-012-DN-8F-M12BK/20G -PO01 | Variant of C-DN | Fiber indoor/outdoor cable, LightScope® ZWP Gel-filled loose tube, 12 fiber, Singlemode G.657.A1, Meters jacket marking, Black jacket color, Dca flame rating | CommScope® |  | C-DN | Fiber indoor/outdoor cable
810010168/DB | C-008-DN-8F-M08BK/20G-PO01 | Variant of C-DN | Fiber indoor/outdoor cable, LightScope® ZWP Gel-filled loose tube, 8 fiber, Singlemode G.657.A1, Meters jacket marking, Black jacket color, Dca flame rating | CommScope® |  | C-DN | Fiber indoor/outdoor cable
810010166/DB | C-004-DN-8F-M04BK/20G-PO01 | Variant of C-DN | Fiber indoor/outdoor cable, LightScope® ZWP Gel-filled loose tube, 4 fiber, Singlemode G.657.A1, Meters jacket marking, Black jacket color, Dca flame rating | CommScope® |  | C-DN | Fiber indoor/outdoor cable
760254885 | R-012-DS-8W-FSUWH | Variant of R-DS | Fiber indoor cable, TeraSPEED® Riser Distribution, 12 fiber single-unit, Singlemode G.652.D and G.657.A1, Feet jacket marking, Yellow jacket color | CommScope® |  | R-DS | Fiber indoor cable
760254876 | C-002-DN-8Z-M02BK | Variant of C-DN | Fiber indoor/outdoor cable, LSZH Figure 8, 2 fiber, Singlemode G.652.D and G.657.A1, Meters jacket marking, Black jacket color | CommScope® |  | C-DN | Fiber indoor/outdoor cable
760254877 | C-004-DN-8Z-M04BK | Variant of C-DN | Fiber indoor/outdoor cable, LSZH Figure 8, 4 fiber, Singlemode G.652.D and G.657.A1, Meters jacket marking, Black jacket color | CommScope® |  | C-DN | Fiber indoor/outdoor cable
760254476 | N-012-DS-5K-FSURD/B2 | Variant of N-DS | Fiber indoor cable, LazrSPEED® Low Smoke Zero Halogen Riser Distribution, 12 fiber single-unit, Multimode OM4, Feet jacket marking, Red jacket color, B2ca flame rating | CommScope® |  | N-DS | Fiber indoor cable
760254725 | C-012-CA-8W-M12BK/28G/GRP/D | Variant of C-CA | Indoor/Outdoor Low Smoke Zero Halogen, TeraSPEED® Central Loose Tube, GRP Armoured Fiber Optic Cable, 12-fiber, Singlemode OS2, Gel-free, black. Provides Rodent Resistance. | CommScope® |  | C-CA | Fiber indoor/outdoor cable
760254728 | C-006-CN-8W-M06BK/28G/AY/E | Variant of C-CN | Indoor/Outdoor Low Smoke Zero Halogen, TeraSPEED® Central Loose Tube Fiber Optic Cable, 6-fiber, Singlemode OS2, Gel-filled, black | CommScope® |  | C-CN | Fiber indoor/outdoor cable
760254732 | C-024-CN-8W-M24BK/40G/AY/E | Variant of C-CN | Indoor/Outdoor Low Smoke Zero Halogen, TeraSPEED® Central Loose Tube Fiber Optic Cable, 24-fiber, Singlemode OS2, Gel-filled, black | CommScope® |  | C-CN | Fiber indoor/outdoor cable
760254734 | C-004-CN-8W-M04BK/28D/GY/D | Variant of C-CN | Indoor/Outdoor Low Smoke Zero Halogen, TeraSPEED® Central Loose Tube Fiber Optic Cable, 4-fiber, Singlemode OS2, Gel-free, black. Provides Rodent Resistance. | CommScope® |  | C-CN | Fiber indoor/outdoor cable
760254738 | C-006-CN-8W-M06BK/28D/GY/D | Variant of C-CN | Indoor/Outdoor Low Smoke Zero Halogen, TeraSPEED® Central Loose Tube Fiber Optic Cable, 6-fiber, Singlemode OS2, Gel-free, black. Provides Rodent Resistance. | CommScope® |  | C-CN | Fiber indoor/outdoor cable
760254739 | C-008-CN-8W-M08BK/28D/GY/D | Variant of C-CN | Indoor/Outdoor Low Smoke Zero Halogen, TeraSPEED® Central Loose Tube Fiber Optic Cable, 8-fiber, Singlemode OS2, Gel-free, black. Provides Rodent Resistance. | CommScope® |  | C-CN | Fiber indoor/outdoor cable
760254740 | C-008-CN-8W-M08BK/28G/GY/E | Variant of C-CN | Indoor/Outdoor Low Smoke Zero Halogen, TeraSPEED® Central Loose Tube Fiber Optic Cable, 8-fiber, Singlemode OS2, Gel-filled, black. Provides Rodent Resistance. | CommScope® |  | C-CN | Fiber indoor/outdoor cable
760254742 | C-012-CN-8W-M12BK/28G/GY/E | Variant of C-CN | Indoor/Outdoor Low Smoke Zero Halogen, TeraSPEED® Central Loose Tube Fiber Optic Cable, 12-fiber, Singlemode OS2, Gel-filled, black. Provides Rodent Resistance. | CommScope® |  | C-CN | Fiber indoor/outdoor cable
760254745 | C-006-CN-8W-M06BK/28G/GY/E | Variant of C-CN | Indoor/Outdoor Low Smoke Zero Halogen, TeraSPEED® Central Loose Tube Fiber Optic Cable, 6-fiber, Singlemode OS2, Gel-filled, black. Provides Rodent Resistance. | CommScope® |  | C-CN | Fiber indoor/outdoor cable
760254754 | C-072-LA-8W-M12BK/25G/GRP/E | Variant of C-LA | Indoor/Outdoor Low Smoke Zero Halogen, TeraSPEED® GRP Armoured, Stranded Loose Tube Fiber Optic Cable, 72-fiber, Singlemode OS2, Gel-filled, black. Provides Rodent Resistance. | CommScope® |  | C-LA | Fiber indoor/outdoor cable
760254755 | C-144-LA-8W-M12BK/25G/GRP/D | Variant of C-LA | Indoor/Outdoor Low Smoke Zero Halogen, TeraSPEED® GRP Armoured, Stranded Loose Tube Fiber Optic Cable, 144-fiber, Singlemode OS2, Gel-filled, black. Provides Rodent Resistance. | CommScope® |  | C-LA | Fiber indoor/outdoor cable
760254723 | C-004-CA-8W-M04BK/28G/GRP/D | Variant of C-CA | Indoor/Outdoor Low Smoke Zero Halogen, TeraSPEED® Central Loose Tube, GRP Armoured Fiber Optic Cable, 4-fiber, Singlemode OS2, Gel-free, black. Provides Rodent Resistance. | CommScope® |  | C-CA | Fiber indoor/outdoor cable
760254763 | C-012-CA-5L-M12BK/28G/GRP/D | Variant of C-CA | Indoor/Outdoor Low Smoke Zero Halogen, LazrSPEED® Central Loose Tube, CST Armoured Fiber Optic Cable, 12-fiber, Multimode OM3, Gel-filled, black. Provides Rodent Resistance. | CommScope® |  | C-CA | Fiber indoor/outdoor cable
760254767 | C-004-CN-5K-M04BK/28G/GY/E | Variant of C-CN | Indoor/Outdoor Low Smoke Zero Halogen, LazrSPEED® Central Loose Tube Fiber Optic Cable, 4-fiber, Multimode OM4, Gel-filled, black. Provides Rodent Resistance. | CommScope® |  | C-CN | Fiber indoor/outdoor cable
760254769 | C-008-CN-5K-M08BK/28D/AY/D | Variant of C-CN | Indoor/Outdoor Low Smoke Zero Halogen, LazrSPEED® Central Loose Tube Fiber Optic Cable, 8-fiber, Multimode OM4, Gel-free, black | CommScope® |  | C-CN | Fiber indoor/outdoor cable
760254770 | C-006-CN-5K-M06BK/28D/GY/D | Variant of C-CN | Indoor/Outdoor Low Smoke Zero Halogen, LazrSPEED® Central Loose Tube Fiber Optic Cable, 6-fiber, Multimode OM4, Gel-free, black. Provides Rodent Resistance. | CommScope® |  | C-CN | Fiber indoor/outdoor cable
760254771 | C-006-CN-5K-M06BK/28G/GY/E | Variant of C-CN | Indoor/Outdoor Low Smoke Zero Halogen, LazrSPEED® Central Loose Tube Fiber Optic Cable, 6-fiber, Multimode OM4, Gel-filled, black. Provides Rodent Resistance. | CommScope® |  | C-CN | Fiber indoor/outdoor cable
760254772 | C-008-CN-5K-M08BK/28D/GY/D | Variant of C-CN | Indoor/Outdoor Low Smoke Zero Halogen, LazrSPEED® Central Loose Tube Fiber Optic Cable, 8-fiber, Multimode OM4, Gel-free, black. Provides Rodent Resistance. | CommScope® |  | C-CN | Fiber indoor/outdoor cable
760254773 | C-008-CN-5K-M08BK/28G/GY/E | Variant of C-CN | Indoor/Outdoor Low Smoke Zero Halogen, LazrSPEED® Central Loose Tube Fiber Optic Cable, 8-fiber, Multimode OM4, Gel-filled, black. Provides Rodent Resistance. | CommScope® |  | C-CN | Fiber indoor/outdoor cable
760254774 | C-012-CN-5K-M12BK/28D/GY/D | Variant of C-CN | Indoor/Outdoor Low Smoke Zero Halogen, LazrSPEED® Central Loose Tube Fiber Optic Cable, 12-fiber, Multimode OM4, Gel-free, black. Provides Rodent Resistance. | CommScope® |  | C-CN | Fiber indoor/outdoor cable
760254776 | C-012-CN-5K-M12BK/28D/AY/D | Variant of C-CN | Indoor/Outdoor Low Smoke Zero Halogen, LazrSPEED® Central Loose Tube Fiber Optic Cable, 12-fiber, Multimode OM4, Gel-free, black | CommScope® |  | C-CN | Fiber indoor/outdoor cable
760254777 | C-012-CN-5L-M12BK/28G/AY/D | Variant of C-CN | Indoor/Outdoor Low Smoke Zero Halogen, LazrSPEED® Central Loose Tube Fiber Optic Cable, 12-fiber, Multimode OM3, Gel-filled, black jacket color, Dca Flame Rating, Meters jacket marking, | CommScope® |  | C-CN | Fiber indoor/outdoor cable
760254780 | C-004-CN-5L-M04BK/28G/GY/E | Variant of C-CN | Indoor/Outdoor Low Smoke Zero Halogen, LazrSPEED® Central Loose Tube Fiber Optic Cable, 4-fiber, Multimode OM3, Gel-filled, black. Provides Rodent Resistance. | CommScope® |  | C-CN | Fiber indoor/outdoor cable
760254783 | C-008-CN-5L-M08BK/28G/GY/E | Variant of C-CN | Indoor/Outdoor Low Smoke Zero Halogen, LazrSPEED® Central Loose Tube Fiber Optic Cable, 8-fiber, Multimode OM3, Gel-free, black. Provides Rodent Resistance. | CommScope® |  | C-CN | Fiber indoor/outdoor cable
760254786 | C-012-CN-5L-M12BK/28G/GY/E | Variant of C-CN | Indoor/Outdoor Low Smoke Zero Halogen, LazrSPEED® Central Loose Tube Fiber Optic Cable, 12-fiber, Multimode OM3, black. Provides Rodent Resistance. | CommScope® |  | C-CN | Fiber indoor/outdoor cable
2-1716217-4 | C-008-L2-8W-M08BK/40G/GY/FS/B | Variant of C-L2 | Fiber Indoor/Outdoor cable, TeraSPEED®, 120 min Fire Survival, Low Smoke Zero Halogen (LSZH), Gel-Filled, Central Loose Tube, Singlemode G.652.D & OS2, Meters jacket marking, Black jacket color. Provides Rodent Resistance. | CommScope® |  | C-L2 | Fiber indoor/outdoor cable
760256410 | Z-012-MP-RR-F30BK/8G1/99K/C | Variant of N-MP | Fiber indoor/Outdoor OFNR/LSZH Riser Light Duty MPO Patchcord Cable with Rollable Ribbon | CommScope® |  | N-MP | Fiber indoor/outdoor cable
760256413 | Z-072-MP-RR-F12BK/8G1/99N/C | Variant of N-MP | Fiber indoor/outdoor cable, OFNR/LSZH Riser Rollable Ribbon Dual Rated Backbone, 72 fiber, Singlemode G.657.A2/B2, Feet jacket marking, Black jacket color, Cca flame rating | CommScope® |  | N-MP | Fiber indoor/outdoor cable
760256415 | Z-144-MP-RR-F12BK/8G1/99N/C | Variant of N-MP | Fiber indoor/outdoor cable, OFNR/LSZH Riser Rollable Ribbon Dual Rated Backbone, 144 fiber, Singlemode G.657.A2/B2, Feet jacket marking, Black jacket color, Cca flame rating | CommScope® |  | N-MP | Fiber indoor/outdoor cable
760250691 | N-024-MP-5K-F12AQ/20T/B2 | Variant of N-MP | Fiber indoor cable, LazrSPEED® Low Smoke Zero Halogen Riser MPO Trunk, 24 fiber with 12 fiber 2.0mm subunits, Gel-free, Multimode OM4, Feet jacket marking, Aqua jacket color, B2ca flame rating | CommScope® |  | N-MP | Fiber indoor cable
760250696 | N-144-MP-5K-F12AQ/20T/B2 | Variant of N-MP | Fiber indoor cable, LazrSPEED® Low Smoke Zero Halogen Riser MPO Trunk, 144 fiber with 2.0mm Subunits, Multimode OM4, Gel-free, Feet jacket marking, Aqua jacket color, B2ca Flame rating | CommScope® |  | N-MP | Fiber indoor cable
760256341 | P-024-DS-5K-FSUBL | Variant of P-DS | Fiber indoor cable, LazrSPEED® Plenum Distribution Cable, 24 fiber single-unit, Multimode OM4, Feet jacket marking, Blue jacket color | CommScope® |  | P-DS | Fiber indoor cable
810010178/DB | L-024-LN-8W-M12YL/15D/B | Variant of L-LN | Single Jacket All-Dielectric, Gel-Free, Indoor Stranded Microsheath Tube Cable | CommScope® |  | L-LN | Fiber indoor cable
760250977 | N-1728-LN-RR-F12YL/8G1/99L/200/C | Variant of N-LN | Fiber Indoor/Outdoor cable, All-Dielectric, LSZH Riser-Rated, Gel-Free, Loose Tube Rollable 200µm Ribbon, 1728 fiber, Singlemode G.657.A2, Feet jacket marking, Yellow jacket color | CommScope® |  | N-LN | Fiber indoor cable
760250049 | N-864-CN-RR-F12YL/8G1/99L/200/C | Variant of N-CN | Fiber indoor/outdoor cable, All-Dielectric, LSZH/Riser-Rated, Gel-Free, Central Tube 200µm Rollable Ribbon, 864 fiber, Singlemode G.657.A2/B2, Feet jacket marking, Yellow jacket color, Cca flame rating | CommScope® |  | N-CN | Fiber indoor cable
760255702 | C-012-DN-8X-M12BK/20G/09G-IN00 | Variant of C-DN | G652.D compliant fiber drop cable for Indoor/Outdoor use , Gel-filled loose tube, 12 fiber, Meter jacket marking, Black | CommScope® |  | C-DN | Fiber indoor/outdoor cable
760251942 | C-002-CN-8Z-M02BK/28G/093 | Variant of Z-CN | Fiber indoor/outdoor cable, Gel-filled Central Tube, 2 fiber, Singlemode G.652.D and G.657.A1, Meters jacket marking, Black jacket color | CommScope® |  | Z-CN | Fiber indoor/outdoor cable
760251951 | C-002-CA-8Z-M02BK/28G/093 | Variant of C-CA | Fiber indoor/outdoor cable LSZH, Gel-filled Central Tube, CST, 2 fiber, Singlemode G.652.D and G.657.A1, Meters jacket marking, Black jacket color | CommScope® |  | C-CA | Fiber indoor/outdoor cable
760251972 | C-024-LA-5Y-M06BK/21G/093 | Variant of C-LA | Fiber indoor/outdoor cable, loose tube gel-filled CST, 24 fiber, Multimode OM3, Meters jacket marking, Black jacket color | CommScope® |  | C-LA | Fiber indoor/outdoor cable
760251975 | C-036-LA-5X-M12BK/22G/093 | Variant of C-LA | Fiber indoor/outdoor cable, loose tube gel-filled CST, 36 fiber, Multimode OM4, Meters jacket marking, Black jacket color | CommScope® |  | C-LA | Fiber indoor/outdoor cable
760256238 | C-006-LN-5K-M12BK/15D/B2 | Variant of C-LN | Fiber Indoor/outdoor Cable, Low Smoke Zero Halogen / 6 fiber Microsheath,, Gel-free , Meters jacket marking, Black jacket color, B2ca flame rating | CommScope® |  | C-LN | Fiber indoor/outdoor cable
760256143 | C-096-LN-8W-M12BK/15D/B2 | Variant of C-LN | Fiber indoor/outdoor cable, LightScope® ZWP Low Smoke Zero Halogen, 96 fiber Microsheath, Singlemode , Gel-free, Meters jacket marking, Black jacket color, B2ca flame rating | CommScope® |  | C-LN | Fiber indoor/outdoor cable
760256139 | C-024-LN-8W-M12BK/15D/B2 | Variant of C-LN | Fiber Indoor/outdoor Cable, Low Smoke Zero Halogen / 24 fiber Microsheath,, Gel-free, Singlemode , Meters jacket marking, Black jacket color, B2ca flame rating | CommScope® |  | C-LN | Fiber indoor/outdoor cable
760256141 | C-048-LN-8W-M12BK/15D/B2 | Variant of C-LN | Fiber Indoor/outdoor Cable, Low Smoke Zero Halogen / 48 fiber Microsheath,, Gel-free, Singlemode , Meters jacket marking, Black jacket color, B2ca flame rating | CommScope® |  | C-LN | Fiber indoor/outdoor cable
760256142 | C-072-LN-8W-M12BK/15D/B2 | Variant of C-LN | Fiber Indoor/outdoor Cable, Low Smoke Zero Halogen / 72 fiber Microsheath,, Gel-free, Singlemode , Meters jacket marking, Black jacket color, B2ca flame rating | CommScope® |  | C-LN | Fiber indoor/outdoor cable
760256240 | C-024-LN-5K-M12BK/15D/B2 | Variant of C-LN | Fiber Indoor/outdoor Cable, Low Smoke Zero Halogen / 24 fiber Microsheath,, Gel-free, Meters jacket marking, Black jacket color, B2ca flame rating | CommScope® |  | C-LN | Fiber indoor/outdoor cable
760256137 | C-006-LN-8W-M12BK/15D/B2 | Variant of C-LN | Fiber Indoor/outdoor Cable, Low Smoke Zero Halogen / 6 fiber Microsheath, Gel-free ,Singlemode , Meters jacket marking, Black jacket color, B2ca flame rating | CommScope® |  | C-LN | Fiber indoor/outdoor cable
760255338 | L-002-DS-8Z-MSUYL/093/B1 | Variant of L-DS | Fiber indoor cable, Low Smoke Zero Halogen Indoor Distribution, 2 fiber single-unit, singlemode, G.657.A1, Meters jacket marking, Yellow jacket color | CommScope® |  | L-DS | Fiber indoor cable
760255940 | C-004-DS-5X-MSUBL | Variant of C-DS | Fiber indoor/outdoor cable, LSZH Riser Distribution, 4 fiber single-unit, Multimode OM4 bend insensitive, Meters jacket marking, Blue jacket color | CommScope® |  | C-DS | Fiber indoor/outdoor cable
760255941 | C-008-DS-5X-MSUBL | Variant of C-DS | Fiber indoor/outdoor cable, LSZH Riser Distribution, 8 fiber single-unit, Multimode OM4 bend insensitive, Meters jacket marking, Blue jacket color | CommScope® |  | C-DS | Fiber indoor/outdoor cable
760255942 | C-004-DS-8M-MSUBK | Variant of C-DS | Fiber indoor/outdoor cable, LSZH Riser Distribution, 4 fiber single-unit, Singlemode G.652.D, Meters jacket marking, Black jacket color | CommScope® |  | C-DS | Fiber indoor/outdoor cable
760256080 | C-006-DS-8M-MSUYL | Variant of C-DS | Fiber indoor/outdoor cable, LSZH Riser Distribution, 6 fiber single-unit, Singlemode G.652.D, Meters jacket marking, Yellow jacket color | CommScope® |  | C-DS | Fiber indoor/outdoor cable
760256082 | C-004-DS-5X-MSUAQ | Variant of C-DS | Fiber indoor/outdoor cable, LSZH Riser Distribution, 4 fiber single-unit, Multimode OM4 bend insensitive, Meters jacket marking, Aqua jacket color | CommScope® |  | C-DS | Fiber indoor/outdoor cable
760256277 | C-016-DS-5X-MSUAQ | Variant of C-DS | Fiber indoor/outdoor cable, LSZH Riser Distribution, 16 fiber single-unit, Multimode OM4 bend insensitive, Meters jacket marking, Aqua jacket color | CommScope® |  | C-DS | Fiber indoor/outdoor cable