## Products
Part Number | Part Name | Part Indicator | Description | Portfolio | Product Brand | Product Series | Product Type | Government Requirements | Status
5708003 | P3® 625 JCA | Variant | 75 Ohm P3® Trunk and Distribution Cable, black PE jacket |  | P3® |  | Coaxial hardline cable | Build America Buy America (BABA) compliant*
FPS-C1JJBA0CN1000 |  | Variant of FDH3000-WDM-MODULES | FDH 3000 Plug-and-Play CWDM Module, 4-channel, SC/APC |  |  | FDH 3000 ¦ Mini FDH 3000 | CWDM module | Build America Buy America (BABA) compliant*
FPS-C2JJAA0BY1000 |  | Variant of FDH3000-WDM-MODULES | FDH 3000 Plug-and-Play CWDM Module, 8-channel, SC/APC |  |  | FDH 3000 ¦ Mini FDH 3000 | CWDM module | Build America Buy America (BABA) compliant*
FPS-D1JJ106B2AD2 |  | Variant of FDH3000-WDM-MODULES | FDH 3000 Plug-and-Play DWDM Module, dual 6-channel, SC/APC |  |  | FDH 3000 ¦ Mini FDH 3000 | DWDM module | Build America Buy America (BABA) compliant*
FPS-D1JJ108A00020 |  | Variant of FDH3000-WDM-MODULES | FDH 3000 Plug-and-Play DWDM Module, dual 8-channel, SC/APC |  |  | FDH 3000 ¦ Mini FDH 3000 | DWDM module | Build America Buy America (BABA) compliant*
FPS-W1JJ005F00M40 |  | Variant of FDH3000-WDM-MODULES | FDH 3000 Plug-and-Play BWDM Module, quad, SC/APC |  |  | FDH 3000 ¦ Mini FDH 3000 | WDM module | Build America Buy America (BABA) compliant*
G35247-000 | FOSC-OC-3DBD1212NN | Variant | FOSC® D-TRAY-72 type, DWDM, 8 channels + upgrade port, demux, 1560.61 nm starting wavelength, 200 GHz channel spacing |  | FOSC® | FOSC-OC | DWDM splice tray |  | Discontinued
NG4-VCKL2Q430000 |  | Variant of NG4-WDM-MODULES | NG4access® Module VAM, CWDM, 10 channels, 1310 nm port, 2 circuits, LC/UPC, left, 1431 nm starting channel, no test ports |  | NG4access® | FACT ¦ NG4 | CWDM module | Build America Buy America (BABA) compliant*
NG4-VDML1MBA20BA00 |  | Variant of NG4-WDM-MODULES | NG4access® Module VAM, DWDM, 8 channels, upgrade port, 100 GHz channel spacing, starting channel 20, 1 circuit, Mux, LC/APC, left, no test ports |  | NG4access® | FACT ¦ NG4 | DWDM module | Build America Buy America (BABA) compliant*
NG4-VCML2B43AC2K |  | Variant of NG4-WDM-MODULES | NG4access® Module VAM, CWDM, 8 channels, upgrade port, 2 circuits, LC/APC, left, 1431 nm starting channel, 2 test ports |  | NG4access® | FACT ¦ NG4 | CWDM module | Build America Buy America (BABA) compliant*
NG4-VDKR1DQA20001L |  | Variant of NG4-WDM-MODULES | NG4access® Module VAM, DWDM, 40 channels, 100 GHz channel spacing, starting channel 20, 1 circuit, Demux, LC/UPC, right, 1 test port |  | NG4access® | FACT ¦ NG4 | DWDM module | Build America Buy America (BABA) compliant*
NG4-VDML1MDA200C2K |  | Variant of NG4-WDM-MODULES | NG4access® Module VAM, DWDM, 8 channels, upgrade port, EXP port, 100 GHz channel spacing, starting channel 20, 1 circuit, Mux, LC/APC, left, 2 test ports |  | NG4access® | FACT ¦ NG4 | DWDM module | Build America Buy America (BABA) compliant*
NG4-VDKL1DQA20001L |  | Variant of NG4-WDM-MODULES | NG4access® Module VAM, DWDM, 40 channels, 100 GHz channel spacing, starting channel 20, 1 circuit, Demux, LC/UPC, left, 1 test port |  | NG4access® | FACT ¦ NG4 | DWDM module | Build America Buy America (BABA) compliant*
NG4-VCMR1Q430000 |  | Variant of NG4-WDM-MODULES | NG4access® Module VAM, CWDM, 10 channels, 1310 nm port, 1 circuit, LC/APC, right, 1431 nm starting channel, no test ports |  | NG4access® | FACT ¦ NG4 | CWDM module | Build America Buy America (BABA) compliant*
NG4-VCKR2B470C2K |  | Variant of NG4-WDM-MODULES | NG4access® Module VAM, CWDM, 8 channels, upgrade port, 2 circuits, LC/UPC, right, 1471 nm starting channel, 2 test ports |  | NG4access® | FACT ¦ NG4 | CWDM module | Build America Buy America (BABA) compliant*
NG4-VDKL1DQA21001L |  | Variant of NG4-WDM-MODULES | NG4access® Module VAM, DWDM, 40 channels, 100 GHz channel spacing, starting channel 21, 1 circuit, Demux, LC/UPC, left, 1 test port |  | NG4access® | FACT ¦ NG4 | DWDM module | Build America Buy America (BABA) compliant*
NG4-VDKR1MQA20001L |  | Variant of NG4-WDM-MODULES | NG4access® Module VAM, DWDM, 40 channels, 100 GHz channel spacing, starting channel 20, 1 circuit, Mux, LC/UPC, right, 1 test port |  | NG4access® | FACT ¦ NG4 | DWDM module | Build America Buy America (BABA) compliant*
NG4-VDML1MGA500C2K |  | Variant of NG4-WDM-MODULES | NG4access® Module VAM, DWDM, 12 channels, 100 GHz channel spacing, starting channel 50, 1 circuit, Mux, LC/APC, left, 2 test ports |  | NG4access® | FACT ¦ NG4 | DWDM module | Build America Buy America (BABA) compliant*
NG4-VCKL2455001K |  | Variant of NG4-WDM-MODULES | NG4access® Module VAM, CWDM, 4 channels, 2 circuits, LC/UPC, left, 1551 nm starting channel, 1 test port |  | NG4access® | FACT ¦ NG4 | CWDM module | Build America Buy America (BABA) compliant*
NG4-VCKR2C470B1K |  | Variant of NG4-WDM-MODULES | NG4access® Module VAM, CWDM, 4 channels, upgrade port, 1310 nm port, 2 circuits, LC/UPC, right, 1471 nm starting channel, 1 test port |  | NG4access® | FACT ¦ NG4 | CWDM module | Build America Buy America (BABA) compliant*
NG4-VDKR2MDA280C1K |  | Variant of NG4-WDM-MODULES | NG4access® Module VAM, DWDM, 8 channels, upgrade port, EXP port, 100 GHz channel spacing, starting channel 28, 2 circuits, Mux, LC/UPC, right, 1 test port |  | NG4access® | FACT ¦ NG4 | DWDM module | Build America Buy America (BABA) compliant*
NG4-VDKL1MQA20001L |  | Variant of NG4-WDM-MODULES | NG4access® Module VAM, DWDM, 40 channels, 100 GHz channel spacing, starting channel 20, 1 circuit, Mux, LC/UPC, left, 1 test port |  | NG4access® | FACT ¦ NG4 | DWDM module | Build America Buy America (BABA) compliant*
NG4-VDKL1MQA21001L |  | Variant of NG4-WDM-MODULES | NG4access® Module VAM, DWDM, 40 channels, 100 GHz channel spacing, starting channel 21, 1 circuit, Mux, LC/UPC, left, 1 test port |  | NG4access® | FACT ¦ NG4 | DWDM module | Build America Buy America (BABA) compliant*
NG4-VDML1MQA200C2K |  | Variant of NG4-WDM-MODULES | NG4access® Module VAM, DWDM, 40 channels, 100 GHz channel spacing, starting channel 20, 1 circuit, Mux, LC/APC, left, 2 test ports |  | NG4access® | FACT ¦ NG4 | DWDM module | Build America Buy America (BABA) compliant*
NG4-VCMR2B43AB00 |  | Variant of NG4-WDM-MODULES | NG4access® Module VAM, CWDM, 8 channels, upgrade port, 2 circuits, LC/APC, right, 1431 nm starting channel, no test ports |  | NG4access® | FACT ¦ NG4 | CWDM module | Build America Buy America (BABA) compliant*
NG4-VDMR1DQA200C00 |  | Variant of NG4-WDM-MODULES | NG4access® Module VAM, DWDM, 40 channels, 100 GHz channel spacing, starting channel 20, 1 circuit, Demux, LC/APC, right, no test ports |  | NG4access® | FACT ¦ NG4 | DWDM module | Build America Buy America (BABA) compliant*
NG4-VDKR2MDA440C1K |  | Variant of NG4-WDM-MODULES | NG4access® Module VAM, DWDM, 8 channels, upgrade port, EXP port, 100 GHz channel spacing, starting channel 44, 2 circuits, Mux, LC/UPC, right, 1 test port |  | NG4access® | FACT ¦ NG4 | DWDM module | Build America Buy America (BABA) compliant*
NG4-VDML2DDA200C1K |  | Variant of NG4-WDM-MODULES | NG4access® Module VAM, DWDM, 8 channels, upgrade port, EXP port, 100 GHz channel spacing, starting channel 20, 2 circuits, Demux, LC/APC, left, 1 test port |  | NG4access® | FACT ¦ NG4 | DWDM module | Build America Buy America (BABA) compliant*
NG4-VDML1MSA200C2K |  | Variant of NG4-WDM-MODULES | NG4access® Module VAM, DWDM, 16 channels, 100 GHz channel spacing, starting channel 20, 1 circuit, Mux, LC/APC, left, 2 test ports |  | NG4access® | FACT ¦ NG4 | DWDM module | Build America Buy America (BABA) compliant*
NG4-VDKR2MDA520C1K |  | Variant of NG4-WDM-MODULES | NG4access® Module VAM, DWDM, 8 channels, upgrade port, EXP port, 100 GHz channel spacing, starting channel 52, 2 circuits, Mux, LC/UPC, right, 1 test port |  | NG4access® | FACT ¦ NG4 | DWDM module | Build America Buy America (BABA) compliant*
NG4-VDML1MSA20B000 |  | Variant of NG4-WDM-MODULES | NG4access® Module VAM, DWDM, 16 channels, 100 GHz channel spacing, starting channel 20, 1 circuit, Mux, LC/APC, left, no test ports |  | NG4access® | FACT ¦ NG4 | DWDM module | Build America Buy America (BABA) compliant*
NG4-VDML2DDB211C1K |  | Variant of NG4-WDM-MODULES | NG4access® Module VAM, DWDM, 8 channels, upgrade port, EXP port, 200 GHz channel spacing, starting channel 21, 2 circuits, Demux, LC/APC, left, 1 test port |  | NG4access® | FACT ¦ NG4 | DWDM module | Build America Buy America (BABA) compliant*
NG4-VDMR1MSA250C2K |  | Variant of NG4-WDM-MODULES | NG4access® Module VAM, DWDM, 16 channels, 100 GHz channel spacing, starting channel 25, 1 circuit, Mux, LC/APC, right, 2 test ports |  | NG4access® | FACT ¦ NG4 | DWDM module | Build America Buy America (BABA) compliant*
NG4-VCMR2B470C2K |  | Variant of NG4-WDM-MODULES | NG4access® Module VAM, CWDM, 8 channels, upgrade port, 2 circuits, LC/APC, right, 1471 nm starting channel, 2 test ports |  | NG4access® | FACT ¦ NG4 | CWDM module | Build America Buy America (BABA) compliant*
NG4-VDML1DQA200C00 |  | Variant of NG4-WDM-MODULES | NG4access® Module VAM, DWDM, 40 channels, 100 GHz channel spacing, starting channel 20, 1 circuit, Demux, LC/APC, left, no test ports |  | NG4access® | FACT ¦ NG4 | DWDM module | Build America Buy America (BABA) compliant*
CX3120082 | 075G110F1177TSEF XP COEX | Variant | ConQuest® Cable in Conduit, 3/4 in, SDR 13.5, gray (F1177TSEF XP), Build America Buy America (BABA) |  | ConQuest® | 11 Series | Coaxial cable-in-conduit | Build America Buy America (BABA) compliant*
3020046 | 050O135F677TSEF XP | Variant | ConQuest® Cable in Conduit, 1/2 in, SDR 13.5, orange (F677TSEF) |  | ConQuest® | 6 Series | Coaxial cable-in-conduit | Build America Buy America (BABA) compliant*
3520008 | 13MT110F677TSEF | Variant | ConQuest® Cable in Conduit, 13 mm, SDR 11, terracotta (F677TSEF) |  | ConQuest® | 6 Series | Coaxial cable-in-conduit | Build America Buy America (BABA) compliant*
530093104 | E2O-2" SDR13.5-875JCASS-16MT-12.7MB-TW | Variant | E₂O® Coaxial/Microduct Hybrid Buried Cable |  | E₂O® |  | Coaxial fiber cable-in-conduit | Build America Buy America (BABA) compliant*
530093404 | E2O150T135625JCASS-12.7MB | Variant | E₂O® Coaxial/Microduct Hybrid Buried Cable |  | E₂O® |  | Coaxial fiber cable-in-conduit | Build America Buy America (BABA) compliant*
530097904 | E2O200T135875JCASS-12.7MB | Variant | E₂O® Coaxial/Microduct Hybrid Buried Cable |  | E₂O® |  | Coaxial fiber cable-in-conduit | Build America Buy America (BABA) compliant*
770025003 | E2O677TSVRXP-2CT 900MTBLSZH-OJ | Variant | E2O® Coaxial/Fiber Hybrid Indoor Cable |  | E₂O® | 6 Series | Hybrid cable ¦ coax and fiber
CX3120007 | 075B135F677TSEF XP COEX | Variant | ConQuest® Cable in Conduit, 3/4 in, SDR 13.5, black (F677TSEF) |  | ConQuest® | 6 Series | Coaxial cable-in-conduit | Build America Buy America (BABA) compliant*
CX3120081 | 075T110F1177TSEF XP COEX | Variant | ConQuest® Cable in Conduit, 3/4 in, SDR 13.5, terracotta (F1177TSEF XP), Build America Buy America (BABA) |  | ConQuest® | 11 Series | Coaxial cable-in-conduit | Build America Buy America (BABA) compliant*
CX3250003 | 100B135P3500JCASS COEX | Variant | ConQuest® Cable in Conduit, 1 in, SDR 13.5, black (P3® 500 JCASS) |  | ConQuest® | 500 Series | Coaxial cable-in-conduit |  | Discontinued
CX3120101 | 075B135F1177TSEF XP COEX | Variant | ConQuest® Cable in Conduit, 3/4 in, SDR 13.5, black (F1177TSEF XP) |  | ConQuest® | 11 Series | Coaxial cable-in-conduit | Build America Buy America (BABA) compliant*
CX3350007 | 125B135P3500JCASS COEX | Variant | ConQuest® Cable in Conduit, 1 1/4 in, SDR 13.5, black (P3® 500 JCASS) |  | ConQuest® | 500 Series | Coaxial cable-in-conduit | Build America Buy America (BABA) compliant*
CX3360003 | 125T135QR540JCASS COEX | Variant | ConQuest® Cable in Conduit, 1 1/4 in, SDR 13.5, terracotta (QR® 540 JCASS) |  | ConQuest® | 540 Series | Coaxial cable-in-conduit |  | Discontinued
CX3350013 | 125T135P3700JCASS COEX | Variant | ConQuest® Cable in Conduit, 1 1/4 in, SDR 13.5, terracotta (P3® 700 JCASS) |  | ConQuest® | 700 Series | Coaxial cable-in-conduit | Build America Buy America (BABA) compliant*
CX3360014 | 125B135QR540JCASS COEX | Variant | ConQuest® Cable in Conduit, 1 1/4 in, SDR 13.5, black (QR® 540 JCASS) |  | ConQuest® | 540 Series | Coaxial cable-in-conduit | Build America Buy America (BABA) compliant*
CX3350014 | 125T135P3750JCASS COEX | Variant | ConQuest® Cable in Conduit, 1 1/4 in, SDR 13.5, terracotta (P3® 750 JCASS) |  | ConQuest® | 750 Series | Coaxial cable-in-conduit | Build America Buy America (BABA) compliant*
CX3350054 | 125O040P3625JCASS COEX | Variant | ConQuest® Cable in Conduit, 1 1/4 in, SCH 40, orange (P3® 625 JCASS) |  | ConQuest® | 625 Series | Coaxial cable-in-conduit |  | Discontinued
CX3350002 | 125B135P3625JCASS COEX | Variant | ConQuest® Cable in Conduit, 1 1/4 in, SDR 13.5, black (P3® 625 JCASS) |  | ConQuest® | 625 Series | Coaxial cable-in-conduit | Build America Buy America (BABA) compliant*
CX3450014 | 150T135P3840JCASS COEX | Variant | ConQuest® Cable in Conduit, 1 1/2 in, SDR 13.5, terracotta (P3® 840 JCASS) |  | ConQuest® | 840 Series | Coaxial cable-in-conduit | Build America Buy America (BABA) compliant*
CX3460005 | 150T135QR540JCASS COEX | Variant | ConQuest® Cable in Conduit, 1 1/2 in, SDR 13.5, terracotta (QR® 540 JCASS) |  | ConQuest® | 540 Series | Coaxial cable-in-conduit | Build America Buy America (BABA) compliant*
CX3750009 | 200T040P3625JCASS COEX | Variant | ConQuest® Cable in Conduit, 2 in, SCH 40, terracotta (P3® 625 JCASS) |  | ConQuest® | 625 Series | Coaxial cable-in-conduit | Build America Buy America (BABA) compliant*
CX3460006 | 150T135QR860JCASS COEX | Variant | ConQuest® Cable in Conduit, 1 1/2 in, SDR 13.5, terracotta, QR 860 JCASS |  | ConQuest® | 860 Series | Coaxial cable-in-conduit | Build America Buy America (BABA) compliant*
CX3750075 | 200T135P3875JCASS COEX | Variant | ConQuest® Cable in Conduit, 2 in, SDR 13.5, terracotta (P3® 875 JCASS) |  | ConQuest® | 875 Series | Coaxial cable-in-conduit |  | Discontinued
CX3750013 | 200T040P3700JCASS COEX | Variant | ConQuest® Cable in Conduit, 2 in, SCH 40, terracotta (P3® 700 JCASS), Build America Buy America (BABA) |  | ConQuest® | 700 Series | Coaxial cable-in-conduit | Build America Buy America (BABA) compliant*
CX3760001 | 200T040QR860JCASS COEX | Variant | ConQuest® Cable in Conduit, 2 in, SCH 40, terracotta, QR 860 JCASS |  | ConQuest® | 860 Series | Coaxial cable-in-conduit | Build America Buy America (BABA) compliant*
CX3750001 | 200T040P3750JCASS COEX | Variant | ConQuest® Cable in Conduit, 2 in, SCH 40, terracotta (P3® 750 JCASS) |  | ConQuest® | 750 Series | Coaxial cable-in-conduit | Build America Buy America (BABA) compliant*
CX3750003 | 200T040P3875JCASS COEX | Variant | ConQuest® Cable in Conduit, 2 in, SCH 40, terracotta (P3® 875 JCASS) |  | ConQuest® | 875 Series | Coaxial cable-in-conduit | Build America Buy America (BABA) compliant*
CX3460004 | 150T135QR715JCASS COEX | Variant | ConQuest® Cable in Conduit, 1 1/2 in, SDR 13.5, terracotta, QR 715 JCASS |  | ConQuest® | 715 Series | Coaxial cable-in-conduit | Build America Buy America (BABA) compliant*
360000024 | O-001-DF-HY-TB 12.7MO DUCT | Variant | ConQuest® Fiber Cable in Conduit, 12.7mm, Orange (O-001-DF-HY-F01NS/TB/8G001/1X24AWG) |  | ConQuest® |  | Fiber cable-in-conduit
5509002 | QR® 860 JCASS | Variant | 75 Ohm QR® Trunk and Distribution Cable, black PE jacket, flooded for underground |  | QR® |  | Coaxial hardline cable | Build America Buy America (BABA) compliant*
5201803 | P3 500 JCA SM PR2171 | Variant | 75 Ohm P3® Trunk and Distribution Cable, black PE jacket |  | P3® |  | Coaxial hardline cable
5231003 | P3 500 JCA SM MT PR7276 | Variant | 75 Ohm P3® Trunk and Distribution Cable, black PE jacket |  | P3® |  | Coaxial hardline cable
5302003 | P3 500 JCA SM PR2171 | Variant | 75 Ohm P3® Trunk and Distribution Cable, black PE jacket |  | P3® |  | Coaxial hardline cable
5354403 | P3 500 JCA SM MT PC7634 | Variant | 75 Ohm P3® Trunk and Distribution Cable, black PE jacket |  | P3® |  | Coaxial hardline cable
5258803 | P3 500 JCASS SM MT PR2676 | Variant | 75 Ohm P3® Trunk and Distribution Cable, black PE jacket, flooded for underground |  | P3® |  | Coaxial hardline cable | Build America Buy America (BABA) compliant*
5204203 | P3 750 JCASS SM PR997 | Variant | 75 Ohm P3® Trunk and Distribution Cable, black PE jacket, flooded for underground |  | P3® |  | Coaxial hardline cable | Build America Buy America (BABA) compliant*
5223303 | P3 750 JCASST G SM MT PR7278 | Variant | 75 Ohm P3® Trunk and Distribution Cable, black PE jacket co-extruded green stripe, flooded for underground |  | P3® |  | Coaxial hardline cable | Build America Buy America (BABA) compliant*
5226703 | P3 750 JCASS SM MT PR7278 | Variant | 75 Ohm P3® Trunk and Distribution Cable, black PE jacket, flooded for underground |  | P3® |  | Coaxial hardline cable | Build America Buy America (BABA) compliant*
5270803 | P3 750 JCASST Y SM PR997 | Variant | 75 Ohm P3® Trunk and Distribution Cable, black PE jacket co-extruded yellow stripe, flooded for underground |  | P3® |  | Coaxial hardline cable | Build America Buy America (BABA) compliant*
5341303 | P3 750 JCASS SM PR2171 | Variant | 75 Ohm P3® Trunk and Distribution Cable, black PE jacket, flooded for underground |  | P3® |  | Coaxial hardline cable | Build America Buy America (BABA) compliant*
5343703 | P3 625 JCA SM MT GRY JKT | Variant | 75 Ohm P3® Trunk and Distribution Cable, gray PE jacket |  | P3® |  | Coaxial hardline cable | Build America Buy America (BABA) compliant*
5208103 | P3 625 JCASS SM PR997 | Variant | 75 Ohm P3® Trunk and Distribution Cable, black PE jacket, flooded for underground |  | P3® |  | Coaxial hardline cable | Build America Buy America (BABA) compliant*
530101503 | P3 625 JCASS SM PR997 | Variant | 75 Ohm P3® Trunk and Distribution Cable, black PE jacket, flooded for underground |  | P3® |  | Coaxial hardline cable | Build America Buy America (BABA) compliant*
5353703 | P3 625 JCASS SM PC2507 | Variant | 75 Ohm P3® Trunk and Distribution Cable, black PE jacket, flooded for underground |  | P3® |  | Coaxial hardline cable | Build America Buy America (BABA) compliant*
5226203 | P3 625 JCAM109 SM MT PR7276 | Variant | 75 Ohm P3® Trunk and Distribution Cable, black PE jacket with integrated Figure 8 self supporting galvanized solid steel messenger |  | P3® |  | Coaxial hardline cable | Build America Buy America (BABA) compliant*
530090003 | P3 625 JCAM109 GRY JKT SM MT PR7276 | Variant | 75 Ohm P3® Trunk and Distribution Cable, gray PE jacket with integrated Figure 8 self supporting galvanized solid steel messenger |  | P3® |  | Coaxial hardline cable | Build America Buy America (BABA) compliant*
5342603 | P3 625 JCASP SM PR2171 | Variant | 75 Ohm P3® Trunk and Distribution Cable, black PE jacket with aerial floodant |  | P3® |  | Coaxial hardline cable | Build America Buy America (BABA) compliant*
5209003 | P3 875 JCA SM PR2171 | Variant | 75 Ohm P3® Trunk and Distribution Cable, black PE jacket |  | P3® |  | Coaxial hardline cable | Build America Buy America (BABA) compliant*
530102803 | P3 875 JCA SM PR2171 | Variant | 75 Ohm P3® Trunk and Distribution Cable, black PE jacket |  | P3® |  | Coaxial hardline cable | Build America Buy America (BABA) compliant*
5309603 | P3 875 JCAT Y SM PR2171 | Variant | 75 Ohm P3® Trunk and Distribution Cable, black PE jacket co-extruded yellow stripe, Build America Buy America (BABA) |  | P3® |  | Coaxial hardline cable | Build America Buy America (BABA) compliant*
5209103 | P3 875 JCASS SM PR997 | Variant | 75 Ohm P3® Trunk and Distribution Cable, black PE jacket, flooded for underground |  | P3® |  | Coaxial hardline cable | Build America Buy America (BABA) compliant*
530103003 | P3 875 JCASS SM PR997 | Variant | 75 Ohm P3® Trunk and Distribution Cable, black PE jacket, flooded for underground |  | P3® |  | Coaxial hardline cable | Build America Buy America (BABA) compliant*
5510102 | QR 540 JCASS | Variant | 75 Ohm QR® Trunk and Distribution Cable, black PE jacket, flooded for underground |  | QR® |  | Coaxial hardline cable | Build America Buy America (BABA) compliant*
5506302 | QR® 540 JCA | Variant | 75 Ohm QR® Trunk and Distribution Cable, black PE jacket |  | QR® |  | Coaxial hardline cable | Build America Buy America (BABA) compliant*
5226303 | P3® 625 JCASS SM MT | Variant | 75 Ohm P3® Trunk and Distribution Cable, black PE jacket, flooded for underground |  | P3® |  | Coaxial hardline cable | Build America Buy America (BABA) compliant*
5204002 | P3® 750 CA | Variant | 75 Ohm P3® Trunk and Distribution Cable, unjacketed |  | P3® |  | Coaxial hardline cable | Build America Buy America (BABA) compliant*
530101003 | P3® 500 JCAM109 SM MT | Variant | 75 Ohm P3® Trunk and Distribution Cable, black PE jacket with integrated figure 8 self-supporting galvanized solid steel messenger |  | P3® |  | Coaxial hardline cable | Build America Buy America (BABA) compliant*
5248003 | POWER FEEDER® 625 JCASST 3R | Variant | 23 Ohm Power Feeder® Trunk and Distribution Cable, black PE jacket with three co-extruded red stripes, flooded for underground |  | Power Feeder® |  | Coaxial hardline cable | Build America Buy America (BABA) compliant*
5302203 | P3® 500 JCASS | Variant | 75 Ohm P3® Trunk and Distribution Cable, black PE jacket, flooded for underground |  | P3® |  | Coaxial hardline cable | Build America Buy America (BABA) compliant*
5309002 | P3® 875 CA | Variant | 75 Ohm P3® Trunk and Distribution Cable, unjacketed |  | P3® |  | Coaxial hardline cable | Build America Buy America (BABA) compliant*
530100803 | P3® 500 JCASS SM MT | Variant | 75 Ohm P3® Trunk and Distribution Cable, black PE jacket, flooded for underground |  | P3® |  | Coaxial hardline cable | Build America Buy America (BABA) compliant*
5308002 | P3® 625 CA | Variant | 75 Ohm P3® Trunk and Distribution Cable, unjacketed |  | P3® |  | Coaxial hardline cable | Build America Buy America (BABA) compliant*
530091703 | P3® 750 JCA SM MT | Variant | 75 Ohm P3® Trunk and Distribution Cable, black PE jacket |  | P3® |  | Coaxial hardline cable
5304203 | P3® 750 JCASS | Variant | 75 Ohm P3® Trunk and Distribution Cable, black PE jacket, flooded for underground |  | P3® |  | Coaxial hardline cable | Build America Buy America (BABA) compliant*
5308003 | P3® 625 JCA | Variant | 75 Ohm P3® Trunk and Distribution Cable, black PE jacket |  | P3® |  | Coaxial hardline cable | Build America Buy America (BABA) compliant*
5333603 | P3® 700 JCASS | Variant | 75 Ohm P3® Trunk and Distribution Cable, black PE jacket, flooded for underground |  | P3® |  | Coaxial hardline cable | Build America Buy America (BABA) compliant*
5308103 | P3® 625 JCASS | Variant | 75 Ohm P3® Trunk and Distribution Cable, black PE jacket, flooded for underground |  | P3® |  | Coaxial hardline cable | Build America Buy America (BABA) compliant*
5328603 | P3® 750 JCASS SM MT | Variant | 75 Ohm P3® Trunk and Distribution Cable, black PE jacket, flooded for underground |  | P3® |  | Coaxial hardline cable | Build America Buy America (BABA) compliant*
5308203 | P3® 625 JCAM109 | Variant | 75 Ohm P3® Trunk and Distribution Cable, black PE jacket with integrated Figure 8 self supporting galvanized solid steel messenger |  | P3® |  | Coaxial hardline cable | Build America Buy America (BABA) compliant*
5342203 | P3® 750 JCASP SM MT | Variant | 75 Ohm P3® Trunk and Distribution Cable, black PE jacket with aerial floodant |  | P3® |  | Coaxial hardline cable | Build America Buy America (BABA) compliant*
5320303 | P3® 500 JCASST G SM MT | Variant | 75 Ohm P3® Trunk and Distribution Cable, black PE jacket with co-extruded green stripe, flooded for underground |  | P3® |  | Coaxial hardline cable | Build America Buy America (BABA) compliant*
5356603 | P3® 750 JCAT 3G AJ | Variant | 75 Ohm P3® Trunk and Distribution Cable, black PE alternative jacket with three co-extruded green stripes, Build America Buy America (BABA) |  | P3® |  | Coaxial hardline cable | Build America Buy America (BABA) compliant*
5325303 | P3® 625 JCAT G SM MT | Variant | 75 Ohm P3® Trunk and Distribution Cable, black PE jacket with co-extruded green stripe |  | P3® |  | Coaxial hardline cable
5341603 | P3® 500 JCASST W | Variant | 75 Ohm P3® Trunk and Distribution Cable, black PE jacket with co-extruded white stripe, flooded for underground |  | P3® |  | Coaxial hardline cable | Build America Buy America (BABA) compliant*
5401803 | P3® 500 JCAR | Variant | 75 Ohm P3® Trunk and Distribution Cable, black flame retardant PE jacket |  | P3® |  | Coaxial hardline cable | Build America Buy America (BABA) compliant*
5388903 | P3® 500 JCAT 3G AJ | Variant | 75 Ohm P3® Trunk and Distribution Cable, black PE alternative jacket with three co-extruded green stripes, Build America Buy America (BABA) |  | P3® |  | Coaxial hardline cable | Build America Buy America (BABA) compliant*
5378803 | P3® 500 JCAT G SM MT | Variant | 75 Ohm P3® Trunk and Distribution Cable, black PE jacket with co-extruded green stripe |  | P3® |  | Coaxial hardline cable | Build America Buy America (BABA) compliant*
5390603 | P3® 750 JCA | Variant | 75 Ohm P3® Trunk and Distribution Cable, black PE jacket |  | P3® |  | Coaxial hardline cable | Build America Buy America (BABA) compliant*
5447303 | P3® 625 JCAR | Variant | 75 Ohm P3® Trunk and Distribution Cable, black flame retardant PE jacket |  | P3® |  | Coaxial hardline cable | Build America Buy America (BABA) compliant*
5508002 | QR® 540 JCAT B | Variant | 75 Ohm QR® Trunk and Distribution Cable, black PE jacket with co-extruded blue stripe |  | QR® |  | Coaxial hardline cable | Build America Buy America (BABA) compliant*
5513102 | QR® 860 JCASST O | Variant | 75 Ohm QR® Trunk and Distribution Cable, black PE jacket with co-extruded orange stripe, flooded for underground |  | QR® |  | Coaxial hardline cable | Build America Buy America (BABA) compliant*
5518102 | QR® 715 JCASS | Variant | 75 Ohm QR® Trunk and Distribution Cable, black PE jacket, flooded for underground |  | QR® |  | Coaxial hardline cable | Build America Buy America (BABA) compliant*
5514002 | QR® 540 JCASS SM MT | Variant | 75 Ohm QR® Trunk and Distribution Cable, black PE jacket, flooded for underground |  | QR® |  | Coaxial hardline cable | Build America Buy America (BABA) compliant*
5519602 | QR® 715 JCAT Y | Variant | 75 Ohm QR® Trunk and Distribution Cable, black PE jacket with co-extruded yellow stripe |  | QR® |  | Coaxial hardline cable
5526402 | QR® 540 JCAR | Variant | 75 Ohm QR® Trunk and Distribution Cable, black flame retardant PE jacket |  | QR® |  | Coaxial hardline cable | Build America Buy America (BABA) compliant*
5544602 | QR® 715 JCASP | Variant | 75 Ohm QR® Trunk and Distribution Cable, black PE jacket with aerial floodant |  | QR® |  | Coaxial hardline cable | Build America Buy America (BABA) compliant*
5538902 | QR® 860 JCASP | Variant | 75 Ohm QR® Trunk and Distribution Cable, black PE jacket with aerial floodant |  | QR® |  | Coaxial hardline cable | Build America Buy America (BABA) compliant*
5532302 | QR® 540 JCASP SM MT | Variant | 75 Ohm QR® Trunk and Distribution Cable, black PE jacket with aerial floodant |  | QR® |  | Coaxial hardline cable
5542902 | QR® 540 JCASST O | Variant | 75 Ohm QR® Trunk and Distribution Cable, black PE jacket with co-extruded orange stripe, flooded for underground |  | QR® |  | Coaxial hardline cable | Build America Buy America (BABA) compliant*
5559502 | QR® 715 JCA SM MT | Variant | 75 Ohm QR® Trunk and Distribution Cable, black PE jacket |  | QR® |  | Coaxial hardline cable | Build America Buy America (BABA) compliant*
5727603 | P3® 700 JCA | Variant | 75 Ohm P3® Trunk and Distribution Cable, black PE jacket |  | P3® |  | Coaxial hardline cable | Build America Buy America (BABA) compliant*
5709003 | P3® 875 JCA | Variant | 75 Ohm P3® Trunk and Distribution Cable, black PE jacket |  | P3® |  | Coaxial hardline cable | Build America Buy America (BABA) compliant*
5402003 | P3® 500 JCAR | Variant | 75 Ohm P3® Trunk and Distribution Cable, black flame retardant PE jacket |  | P3® |  | Coaxial hardline cable
C26991-000 | OCSH-I-L | Variant of OCSH-SHELVES | OCSH shelf with cable management, unloaded, for up to 12 OCM6 modules, 3RU, 19 in, gray |  |  | OCSH | Shelf for optical modules
C24116-000 | OCSH-I-R | Variant of OCSH-SHELVES | OCSH shelf with cable management, unloaded, for up to 12 OCM6 modules, 3RU, 19 in, gray |  |  | OCSH | Shelf for optical modules
CV7335-000 | OCSH-I | Variant of OCSH-SHELVES | OCSH shelf with cable management, unloaded, for up to 12 OCM6 modules, 3RU, 19 in, gray |  |  | OCSH | Shelf for optical modules
CW1541-000 | OCSH-R | Variant of OCSH-SHELVES | OCSH shelf with cable management, unloaded, for up to 8 OCM6/8 modules, 2RU, 19 in, gray |  |  | OCSH | Shelf for optical modules
LGX-SPLTR-MOD |  | Base Product | LGX Splitter Module |  |  | LGX | Splitter module | Build America Buy America (BABA) compliant*
EG8276-000 | OCM6-SA622NS2-72CB1 | Variant | OCM6 Fiber Optic Splitter Module, FBT, six 2x2 Splitters, singlemode, SC/APC output only, symmetrical split ratio, butt style, 72 cm pigtails |  |  | OCM6 | Splitter module
EG8277-000 | OCM6-SA722NS2-72CB1 | Variant | OCM6 Fiber Optic Splitter Module, FBT, seven 2x2 Splitters, singlemode, SC/APC output only, symmetrical split ratio, butt style, 72 cm pigtails |  |  | OCM6 | Splitter module
EG8293-001 | OCM6-SP218L2-72CB1 | Variant | OCM6 Fiber Optic Splitter Module, Planar, two 1x8 Splitters, singlemode, LC/APC, symmetrical split ratio, butt style, 72 cm pigtails |  |  | OCM6 | Splitter module
EG6568-000 | OCM6-SP12GL2-45DB1 | Variant | OCM6 Fiber Optic Splitter Module, Planar, one 2x16 Splitter, singlemode, LC/APC, symmetrical split ratio, butt style, 4.5 m pigtails |  |  | OCM6 | Splitter module
EG8297-000 | OCM1-SA11205S1 | Variant | OCM1 LGX Style Fiber Optic Splitter Module, FBT, one 1x2 Splitter, singlemode, SC/UPC, 95/5 split ratio |  |  | LGX ¦ OCM1 | Splitter module | Build America Buy America (BABA) compliant*
EG8891-000 | OCC1P-10400-NNNQNQA-A2 | Variant | OCC1P Wideband Splitter, planar, singlemode, 1 x 4, symmetrical split ratio, 0,250 mm cable, light duty housing |  |  | OCC1P | Splitter component |  | Discontinued
EG8893-000 | OCC1P-11600-NNNQNQA-A2 | Variant | OCC1P Wideband Splitter, planar, singlemode, 1x16, symmetrical split ratio, 0,250 mm cable, light duty housing |  |  | OCC1P | Splitter component |  | Discontinued
EG9784-000 | OCM6-SP118E9-45DB1 | Variant | OCM6 Fiber Optic Splitter Module, Planar, one 1x8 Splitter, singlemode, LSH/APC, symmetrical split ratio, butt style, 4.5 m pigtails |  |  | OCM6 | Splitter module
EG9252-001 | OCM1-SP11800S2-AP | Variant | OCM1 LGX Style Fiber Optic Splitter Module, Planar, one 1x8 Splitter, singlemode, SC/APC, symmetrical split ratio |  |  | LGX ¦ OCM1 | Splitter module |  | Discontinued
EH0787-000 | OCM1-SP11800L2 | Variant | OCM1 LGX Style Fiber Optic Splitter Module, Planar, one 1x8 Splitter, singlemode, LC/APC, symmetrical split ratio |  |  | LGX ¦ OCM1 | Splitter module
EH1328-000 | OCFPS1U-P111600S2 | Variant | OCFPS Fiber Optic Splitter Panel, one 1x16, symmetrical, planar, singlemode, SC/APC, 1U, 19 in, gray |  |  | OCFPS | Splitter patch panel |  | Discontinued
EH1040-000 | OCM6-SP11WL2-18DB1 | Variant | OCM6 Fiber Optic Splitter Module, Planar, one 1x32 Splitter, singlemode, LC/APC, symmetrical split ratio, butt style, 1.8 m pigtails |  |  | OCM6 | Splitter module
EH1758-001 | OCM1-SP12400S2-AP | Variant | OCM1 LGX Style Fiber Optic Splitter Module, Planar, one 2x4 Splitter, singlemode, SC/APC, symmetrical split ratio |  |  | LGX ¦ OCM1 | Splitter module |  | Discontinued
EH1759-001 | OCM1-SP12800S2-AP | Variant | OCM1 LGX Style Fiber Optic Splitter Module, Planar, one 2x8 Splitter, singlemode, SC/APC, symmetrical split ratio |  |  | LGX ¦ OCM1 | Splitter module |  | Discontinued
EH3096-000 | OCM6-SP11WSL1-61CI1 | Variant | OCM6 Fiber Optic Splitter Module, Planar, one 1x32 Splitter, singlemode, LC/UPC, symmetrical split ratio, in-line style, 61 cm pigtails |  |  | OCM6 | Splitter module
EH7203-000 | OCC1P-10400-L2SESEB | Variant | OCC1P Wideband Splitter, planar, singlemode, 1x4, symmetrical ratio, LC/APC, 0,9 mm cable, medium duty housing |  |  | OCC1P | Splitter component |  | Discontinued
EH7204-000 | OCC1P-10200-L2SESEB | Variant | OCC1P Wideband Splitter, planar, singlemode, 1x2, symmetrical ratio, LC/APC, 0.9 mm cable, medium duty housing |  |  | OCC1P | Splitter component |  | Discontinued
EK3448-001 | OCM6-SP11OL2-18DB1-NZ | Variant | OCM6 Fiber Optic Splitter Module, Planar, one 1x32 Splitter, singlemode, LC/APC, symmetrical split ratio, butt style, 1.8 m pigtails |  |  | OCM6 | Splitter module
EK3112-000 | OCC1P-10800-L2SESEB | Variant | OCC1P Wideband Splitter, planar, singlemode, 1x8, symmetrical split ratio, LC/APC, 0.9 mm cable, medium duty housing |  |  | OCC1P | Splitter component
EM0066-000 | FIST-FSASA2-116-1P-L | Variant | FIST® Fiber Splice Tray with Field Installable Splitter, symmetrical, 1x16, planar component, grade P, all fibers at left side |  | FIST® | FIST-FSASA2 | Splitter splice tray |  | Discontinued
F59084-000 | FIST-FSASA2-132-1P-R | Variant | FIST® Fiber Splice Tray with Field Installable Splitter, symmetrical ratio, 1x32, Planar component, grade P, all fibers at right side |  | FIST® | FIST-FSASA2 | Splitter splice tray
FMT-M7UKUKU1CJ000 |  | Variant of NGF-FMT-SPLTR-MODULES | FMT MicroVAM Fiber Optic Monitoring Module, two 1x2 splitters, singlemode, LC/UPC, 50/50 split ratio |  |  | FMT | Splitter module
FMT-M7A7A7A1AJ000 |  | Variant of NGF-FMT-SPLTR-MODULES | FMT MicroVAM Fiber Optic Monitoring Module, two 1x2 splitters, singlemode, SC/APC, 90/10 split ratio |  |  | FMT | Splitter module
FMT-MS27A7A2000B00 |  | Variant of NGF-FMT-SPLTR-MODULES | FMT MicroVAM Fiber Optic Splitter Module, two 1x2 splitters, singlemode, SC/APC, 50/50 split ratio |  |  | FMT | Splitter module
FMT-M7U7U7U1AJ000 |  | Variant of NGF-FMT-SPLTR-MODULES | FMT MicroVAM Fiber Optic Monitoring Module, two 1x2 splitters, singlemode, SC/UPC, 90/10 split ratio |  |  | FMT | Splitter module
FMT-MS27A7A2100B00 |  | Variant of NGF-FMT-SPLTR-MODULES | FMT MicroVAM Fiber Optic Splitter Module, two 1x2 splitters, singlemode, SC/APC, 55/45 split ratio |  |  | FMT | Splitter module
FMT-MS27A7A4900A00 |  | Variant of NGF-FMT-SPLTR-MODULES | FMT MicroVAM Fiber Optic Splitter Module, one 1x4 splitter, singlemode, SC/APC, symmetrical split ratio |  |  | FMT | Splitter module
FMT-MS27U7U2000B00 |  | Variant of NGF-FMT-SPLTR-MODULES | FMT MicroVAM Fiber Optic Splitter Module, two 1x2 splitters, singlemode, SC/UPC, 50/50 split ratio |  |  | FMT | Splitter module
FMT-MS27U7U2200B00 |  | Variant of NGF-FMT-SPLTR-MODULES | FMT MicroVAM Fiber Optic Splitter Module, two 1x2 splitters, singlemode, SC/UPC, 60/40 split ratio |  |  | FMT | Splitter module
FMT-MS2KUKU3900A00 |  | Variant of NGF-FMT-SPLTR-MODULES | FMT MicroVAM Fiber Optic Splitter Module, one 1x3 splitter, singlemode, LC/UPC, symmetrical split ratio |  |  | FMT | Splitter module
FMT-MS2KUKU4900A00 |  | Variant of NGF-FMT-SPLTR-MODULES | FMT MicroVAM Fiber Optic Splitter Module, one 1x4 splitter, singlemode, LC/UPC, symmetrical split ratio |  |  | FMT | Splitter module
FMT-MS27A7A2600B00 |  | Variant of NGF-FMT-SPLTR-MODULES | FMT MicroVAM Fiber Optic Splitter Module, two 1x2 splitters, singlemode, SC/APC, 80/20 split ratio |  |  | FMT | Splitter module
FMT-MS2KUKU5300A00 |  | Variant of NGF-FMT-SPLTR-MODULES | FMT MicroVAM Fiber Optic Splitter Module, one 1x5 splitter, singlemode, LC/UPC, symmetrical split ratio |  |  | FMT | Splitter module
FMT-MS2KUKU6000A00 |  | Variant of NGF-FMT-SPLTR-MODULES | FMT MicroVAM Fiber Optic Splitter Module, one 1x6 splitter, singlemode, LC/UPC, symmetrical split ratio |  |  | FMT | Splitter module
FMT-MS27A7A2800B00 |  | Variant of NGF-FMT-SPLTR-MODULES | FMT MicroVAM Fiber Optic Splitter Module, two 1x2 splitters, singlemode, SC/APC, 90/10 split ratio |  |  | FMT | Splitter module
FMT-MS57A7A2000A00 |  | Variant of NGF-FMT-SPLTR-MODULES | FMT MicroVAM Fiber Optic Splitter Module, one 1x2 splitter, singlemode, SC/APC, 50/50 split ratio |  |  | FMT | Splitter module
FMT-MS57A7A6000A00 |  | Variant of NGF-FMT-SPLTR-MODULES | FMT MicroVAM Fiber Optic Splitter Module, one 1x6 splitter, singlemode, SC/APC, 50/50 split ratio |  |  | FMT | Splitter module
FMT-MS5KAKA2000D00 |  | Variant of NGF-FMT-SPLTR-MODULES | FMT MicroVAM Fiber Optic Splitter Module, four 1x2 splitters, singlemode, LC/APC, 50/50 split ratio |  |  | FMT | Splitter module
FMT-MS5KAKA4900B00 |  | Variant of NGF-FMT-SPLTR-MODULES | FMT MicroVAM Fiber Optic Splitter Module, two 1x4 splitters, singlemode, LC/APC, symmetrical split ratio |  |  | FMT | Splitter module
FMT-MS5KAKA8000A00 |  | Variant of NGF-FMT-SPLTR-MODULES | FMT MicroVAM Fiber Optic Splitter Module, one 1x8 splitter, singlemode, LC/APC, symmetrical split ratio |  |  | FMT | Splitter module
SP-10200NNNNXABB | PLC 1X2 250UM NO CONN | Variant | Wideband PLC Splitter, singlemode, 1x2, symmetrical split ratio, 0.250 mm cable, no connectors |  |  |  | Bare splitter
LX1SSP2102006 | LGX SPLTR MOD (6) 1X2 UPC/LC | Variant of LGX-SPLTR-MOD | Single width LGX module, 1x2 symmetrical split ratio, 6 splitters, LC/UPC connectors |  |  | LGX | Splitter module | Build America Buy America (BABA) compliant*
1RU-SP3132001 | 1RU SPLTR PNL 1X32 APC/SC | Variant of 1RU-SPLTR-PNLS | 1RU panel, 1X32 split ratio, 1 splitter, SC/APC connectors |  |  | 1RU | Splitter patch panel | Build America Buy America (BABA) compliant*
760242092 | OCM8-SP112LLG-40DB | Variant | OCM8 Fiber Optic Splitter Module, Planar, 1x2 Splitter, singlemode, LC/APC, symmetrical split ratio, 4 m pigtails |  |  | OCM8 | Splitter module
760242096 | OCM8-SP114LLG-40DB | Variant | OCM8 Fiber Optic Splitter Module, Planar, 1x4 Splitter, singlemode, LC/APC, symmetrical split ratio, 4 m pigtails |  |  | OCM8 | Splitter module
FPX-ACCDRKT5U |  | Variant | FPX 5RU Smoked Front Door Kit |  |  | FPX | Door kit
FPX-ACCCLMP |  | Variant | FPX Panel Cable Clamp Kit |  |  | FPX | Cable clamp
LSX-CBLCLMPKIT |  | Variant | LSX Fiber Cable Clamp Kit | CommScope® |  | LGX | Cable clamp
NGF-ACCRCMSLD |  | Variant of NGF-BLOCK-ACCESSORIES | Next Generation Frame (NGF) Cable Clamping and Block Conversion Kit, 96, 144, or 192-block left downward |  |  | NGF | Hardware
NGF-ACCRCMSLU |  | Variant of NGF-BLOCK-ACCESSORIES | Next Generation Frame (NGF) Cable Clamping and Block Conversion Kit, 96, 144, or 192-block left upward |  |  | NGF | Hardware
NGF-ACCRCMSRD |  | Variant of NGF-BLOCK-ACCESSORIES | Next Generation Frame (NGF) Cable Clamping and Block Conversion Kit, 96, 144, or 192-block right downward |  |  | NGF | Hardware
NGF-ACCRCMSRU |  | Variant of NGF-BLOCK-ACCESSORIES | Next Generation Frame (NGF) Cable Clamping and Block Conversion Kit, 96, 144, or 192-block right upward |  |  | NGF | Hardware
NGF-ACCCLMP08 |  | Variant of NGF-BLOCK-ACCESSORIES | Next Generation Frame (NGF) Cable Clamp Kit, IFC/OSP cables, dielectric cable without grounding hardware |  |  | NGF | Cable clamp
NGFB-ACCRCMSLD |  | Variant of NGF-BLOCK-ACCESSORIES | Next Generation Frame (NGF) Cable Clamping and Block Conversion Kit, 96, 144, or 192-block left downward |  |  | NGF | Hardware
NGFB-ACCRCMSRD |  | Variant of NGF-BLOCK-ACCESSORIES | Next Generation Frame (NGF) Cable Clamping and Block Conversion Kit, 96, 144, or 192-block right downward |  |  | NGF | Hardware
NGFB-ACCRCMSRU |  | Variant of NGF-BLOCK-ACCESSORIES | Next Generation Frame (NGF) Cable Clamping and Block Conversion Kit, 96, 144, or 192-block right upward |  |  | NGF | Hardware
RMG-ACC001 |  | Variant | RMG Panel Cable Clamp Kit |  |  | RMG | Cable clamp
760033860 | G2-1U-24SC-DPLX-EMT | Variant | 600G2 1U Front Faceplate Panel, unpopulated, accepts 24 duplex SC adapters | CommScope® |  |  | Front bulkhead panel
760033886 | G2-1U-24SC-SPLX-EMT | Variant | 600G2 1U Front Faceplate, unpopulated, accepts 24 SC adapters | CommScope® |  |  | Front bulkhead panel |  | Discontinued
1418800-1 |  | Variant | Blanking plug to suit LC duplex or SC simplex cutout | NETCONNECT® |  |  | Blanking plug
1671273-1 |  | Variant | Cable Attachment Kit for fiber optic panel with cable gland | NETCONNECT® |  |  | Gland kit
1671274-1 |  | Variant | Fiber Optic Modular Panel Cable Attachment Kit | NETCONNECT® |  |  | Cable attachment kit
760039883 | G2-23BRKT | Variant | Mounting bracket adapter to convert a 19" panel to fit in a 23" rack. Use 1 set per RU | CommScope® |  |  | Mounting bracket
760058685 | RMB-6-3/8 | Variant | InstaPATCH® Plus Attachment Bracket, Rack Mounted, Six 3/8" fittings | CommScope® | InstaPATCH® Plus |  | Cable attachment kit
760098459 | 360G2-XCPB | Variant | G2 4U Shelf Expanded Cable Protector Kit | CommScope® |  |  | Cable management hardware
760105676 | 360G2-1U-FLK | Variant | G2 1U Shelf Flip Label Kit | CommScope® |  |  | Label kit
760105684 | 360G2-2U-FLK | Variant | G2 2U Shelf Flip Label Kit | CommScope® |  |  | Label kit
760112003 | CMS-2-02 | Variant | Fiber Cord Management Sleeve | SYSTIMAX® |  |  | Cable management hardware |  | Discontinued
760122903 | BAF-3/4-NPT | Variant | Bracket for Armor Fitting, 3/4 NPT | CommScope® |  |  | Cable attachment kit
760122929 | BAF-1-1/4-NPT | Variant | Bracket for Armor Fitting, 1-1/4 NPT | CommScope® |  |  | Cable attachment kit
760122937 | BAF-1-1/2-NPT | Variant | Bracket for Armor Fitting, 1-1/2 NPT | CommScope® |  |  | Cable attachment kit
760161463 | UHD-CBL-BRKT-3/8-NPT | Variant | Ultra High Density Trunk Cable Bracket 3/8 NPT | CommScope® |  |  | Cable attachment kit
760245472 | G2 FLEX LABEL KIT (12pcs) | Variant | G2 footprint accessories label kit | CommScope® |  |  | Label kit
760185595 |  | Variant | Fiber Drum kit for 1U and 2U Shelves | CommScope® |  |  | Cable management hardware
760193532 | 360G2-RETROFIT KIT | Variant | G2 Latch and Door Retrofit Kit | CommScope® |  |  | Door kit
760193946 | 360G2-2U-TROUGH | Variant | G2 2U Jumper Management Trough | CommScope® |  |  | Cable management hardware |  | Discontinued
760198325 | 1000-360-ADPT-BRKT-KIT | Variant | 1000 Style to 360 Adapter Pack Bracket Kit (Kit of 3) | CommScope® |  |  | Cable attachment kit
760207944 | HD-1U-REAR-EXT | Variant of HD-ACCESSORIES | High density 1U Fiber Shelf Rear Extension, 6 Cable Entries | CommScope® |  | HD | Extension unit
760209981 | HD-4U-REAR-EXT-06-KIT | Variant of HD-ACCESSORIES | High Density 4U Fiber Shelf Rear Extension Kit, 6 Cable Entries | CommScope® |  | HD | Extension unit
760209999 | HD-4U-REAR-EXT-12-KIT | Variant of HD-ACCESSORIES | High Density 4U Fiber Shelf Rear Extension Kit, 12 Cable Entries | CommScope® |  | HD | Extension unit
760209619 | CABLE-MOUNT-KIT-12 | Variant | Fiber Shelf Cable Attachment Mouldings | CommScope® |  |  | Cable attachment kit
760210294 | HD-4U-REAR-DOOR | Variant of HD-ACCESSORIES | High Density Fiber Shelf 4U Rear Door | CommScope® |  | HD | Door kit
760237133 | VERT-CBL-BKT | Variant | Vertical Cable Guide Kit |  |  |  | Cable management hardware
760237719 | HD-2U-23IN-KIT | Variant of HD-ACCESSORIES | Extender / Recess Bracket 2 RU | CommScope® |  | HD | Mounting bracket
760239859 | UMB-RMB-LG | Variant | Universal mounting bracket for rack mount applications for attaching cables or breakout kits | CommScope® |  |  | Mounting bracket
760240771 | UDS-6RU-DOOR-LOCK-KT | Variant of UD-ACCESSORIES | Front door lock kit for UDS-6RU panel. Includes 3 locks and 1 key. Assembly required |  |  |  | Lock kit
760243426 | CPP-FMAE-KIT-4PK GRY | Variant | Fiber Module Adapter + Label Extender (4 ea/pkg), Gray | CommScope® |  |  | Adapter
760243427 | CPP-FMAE-KIT-4PK BLK | Variant | Fiber Module Adapter + Label Extender (4 ea/pkg), Black | CommScope® |  |  | Adapter
9703931/00 | RFE-BGND-12 | Variant | Mounting Brackets, grounding strap kit used with armored cables | CommScope® |  | RFE | Grounding kit
9703900/00 | RFE-RMB-6-3/8 | Variant | Mounting Brackets, up to 6 cables with 3/8” fittings (12 and 24) | CommScope® |  | RFE | Mounting bracket |  | Discontinued
9703901/00 | RFE-RMB-6-1/2 | Variant | Mounting Brackets, up to 6 cables with 1/2” fittings (48, 72, 96, 144 cables or 12, 24, 48 armored cables) | CommScope® |  | RFE | Mounting bracket |  | Discontinued
D34362-000 | FIST-UST-3HU-B-A | Variant of FIST-CHASSIS-ACCESSORIES | FIST® Universal Side Termination Kit, for Loose tube cable construction; up to 2 cables from top or bottom |  | FIST® | FIST-GPS2 ¦ FIST-GPS3 | Cable termination kit
D89213-000 | FIST-MB2-2HU | Variant of FIST-CHASSIS-ACCESSORIES | FIST® Mounting bracket kit for 2HU 19in shelves, already included in 19in FIST-GPS2 shelf kits |  | FIST® | FIST-GPS2 | Mounting bracket
E46688-000 | FIST-UST-2HU-B-A | Variant of FIST-CHASSIS-ACCESSORIES | FIST® Universal Side Termination Kit, Loose tube cable construction; 2 cables from top or bottom |  | FIST® | FIST-GPS2 ¦ FIST-GPS3 | Cable termination kit
EHD-CMB-GAB |  | Variant | EHD panel cabinet mount accessory bracket kit, including Gland Adapter cable bracket with CommScope cable mounting feature | SYSTIMAX® |  | EHD | Mounting bracket
EHD-RMB-GAB |  | Variant | EHD panel rack mount accessory bracket kit, including Gland Adapter cable bracket with CommScope cable mounting feature | SYSTIMAX® |  | EHD | Mounting bracket
FDP-CMP-KIT |  | Variant | FDP Panel Cable Clamp Kit |  |  | CMT | Cable clamp
FL2-ACC021 |  | Variant | FL2 Panel Cable Clamp Kit |  |  | FL2000 | Cable clamp
FMT-ACCCLMP01 |  | Variant | FMT Panel Cable Clamp Kit |  |  | FMT | Cable clamp
FMT-ACCCLMP02 |  | Variant | FMT Panel Cable Clamp Kit |  |  | FMT | Cable clamp
760245742 | HD-CBL-MGMT-TRAY-4PK | Variant of HD-ACCESSORIES | Cable management tray for HD sliding panels. Pack of 4 | CommScope® |  | HD | Cable management hardware
760244554 |  | Variant | EHD/MHP spare pigtail kit | SYSTIMAX® |  | EHD | Fiber accessory kit
760245550 | ODF-ACC-BRK-23 | Variant of FLEX-CAB-ACCESSORIES | Flex Frame, 23" rack mount brack for Universal Splice cabinet, 1 kit per cabinet | CommScope® |  |  | Mounting bracket
760249074 | ODF- ACCCBLCLMP-19 | Variant of FLEX-CAB-ACCESSORIES | Flex Frame, Cable Clamp Management Bracket, 19" rack or wall. | CommScope® |  |  | Cable clamp
760249502 | ODF-FF19CM | Variant of FLEX-CAB-ACCESSORIES | Flex Frame, rack RU label kit | CommScope® |  |  | Label kit
760250738 |  | Variant | 12 position cable gland mounting bracket. For use with 3/8" cable gland | CommScope® |  |  | Mounting bracket
760249434 | ODF-FFACC-CBLCOV | Variant of FLEX-CAB-ACCESSORIES | Flex frame Rear cable cover (set of 2) to cover one side of frame. | CommScope® |  |  | Cover hardware
760249435 | ODF-FFACC-EG | Variant of FLEX-CAB-ACCESSORIES | Flex Frame End Guard | CommScope® |  |  | End guard
760245025 | ODF-FFACCPAINT | Variant of FLEX-CAB-ACCESSORIES | Flex Frame touch up paint Black | CommScope® |  |  | Touch up paint
760251264 |  | Variant | Cable gland kit 1” NPT. For use with unterminated cable with an OD of 18 - 25 mm | CommScope® |  |  | Gland kit
760248968 | 360G2-iP-96F-LC-SD-KIT-1PK | Variant | SYSTIMAX 360™ iPatch® 96F-LC, Sliding Shelf 1PK imVision Upgrade Kit | SYSTIMAX® | LazrSPEED® ¦ SYSTIMAX 360™ ¦ iPatch® |  | Upgrade kit
760254219 |  | Variant of PROPEL-COLOR-COLLARS | Propel Color Collar - Red, 25 pack | CommScope® | Propel | PPL | Color Cap
760254220 |  | Variant of PROPEL-COLOR-COLLARS | Propel Color Collar - Green, 25 pack | CommScope® | Propel | PPL | Color Cap
760254222 |  | Variant of PROPEL-COLOR-COLLARS | Propel Color Collar - Brown, 25 pack | CommScope® | Propel | PPL | Color Cap
760254224 |  | Variant of PROPEL-COLOR-COLLARS | Propel Color Collar - Yellow, 25 pack | CommScope® | Propel | PPL | Color Cap
760254225 |  | Variant of PROPEL-COLOR-COLLARS | Propel Color Collar - Blue, 25 pack | CommScope® | Propel | PPL | Color Cap
760254226 |  | Variant of PROPEL-COLOR-COLLARS | Propel Color Collar - Aqua, 25 pack | CommScope® | Propel | PPL | Color Cap
CX3140100 | 075T135F1177TSEF XP COEX | Variant | ConQuest® Cable in Conduit, 3/4 in, SDR 13.5, terracotta (F1177TSEF) |  | ConQuest® | 11 Series | Coaxial cable-in-conduit | Build America Buy America (BABA) compliant*
CX3260002 | 100T135QR540CASS COEX | Variant | ConQuest® Cable in Conduit, 1 in, SDR 13.5, terracotta (QR® 540 JCASS) |  | ConQuest® | 540 Series | Coaxial cable-in-conduit | Build America Buy America (BABA) compliant*
NG4-VDKL2MDA360C1K |  | Variant of NG4-WDM-MODULES | NG4access® Module VAM, DWDM, 8 channels, upgrade port, EXP port, 100 GHz channel spacing, starting channel 36, 2 circuits, Mux, LC/UPC, left, 1 test port |  | NG4access® | FACT ¦ NG4 | DWDM module | Build America Buy America (BABA) compliant*
NG4-VDMR1MDA200C2K |  | Variant of NG4-WDM-MODULES | NG4access® Module VAM, DWDM, 8 channels, upgrade port, EXP port, 100 GHz channel spacing, starting channel 20, 1 circuit, Mux, LC/APC, right, 2 test ports |  | NG4access® | FACT ¦ NG4 | DWDM module | Build America Buy America (BABA) compliant*
NG4-VDKL2MDA440C1K |  | Variant of NG4-WDM-MODULES | NG4access® Module VAM, DWDM, 8 channels, upgrade port, EXP port, 100 GHz channel spacing, starting channel 44, 2 circuits, Mux, LC/UPC, left, 1 test port |  | NG4access® | FACT ¦ NG4 | DWDM module | Build America Buy America (BABA) compliant*
NG4-VDML1MSB211C2K |  | Variant of NG4-WDM-MODULES | NG4access® Module VAM, DWDM, 16 channels, 200 GHz channel spacing, starting channel 21, 1 circuit, Mux, LC/APC, left, 2 test ports |  | NG4access® | FACT ¦ NG4 | DWDM module | Build America Buy America (BABA) compliant*
NG4-VDMR2MDA440C1K |  | Variant of NG4-WDM-MODULES | NG4access® Module VAM, DWDM, 8 channels, upgrade port, EXP port, 100 GHz channel spacing, starting channel 44, 2 circuits, Mux, LC/APC, right, 1 test port |  | NG4access® | FACT ¦ NG4 | DWDM module | Build America Buy America (BABA) compliant*
NG4-VDMR2MDA520C1K |  | Variant of NG4-WDM-MODULES | NG4access® Module VAM, DWDM, 8 channels, upgrade port, EXP port, 100 GHz channel spacing, starting channel 52, 2 circuits, Mux, LC/APC, right, 1 test port |  | NG4access® | FACT ¦ NG4 | DWDM module | Build America Buy America (BABA) compliant*
NG4-VDMR4B6A21BA4K |  | Variant of NG4-WDM-MODULES | NG4access® Module VAM, DWDM, 6 channels, 100 GHz channel spacing, starting channel 21, 4 circuits, Mux/Demux, LC/APC, right, 1 test port |  | NG4access® | FACT ¦ NG4 | DWDM module | Build America Buy America (BABA) compliant*
NG4-VDMR1MQA200C2K |  | Variant of NG4-WDM-MODULES | NG4access® Module VAM, DWDM, 40 channels, 100 GHz channel spacing, starting channel 20, 1 circuit, Mux, LC/APC, right, 2 test ports |  | NG4access® | FACT ¦ NG4 | DWDM module | Build America Buy America (BABA) compliant*
NG4-VDMR1MSA200C2K |  | Variant of NG4-WDM-MODULES | NG4access® Module VAM, DWDM, 16 channels, 100 GHz channel spacing, starting channel 20, 1 circuit, Mux, LC/APC, right, 2 test ports |  | NG4access® | FACT ¦ NG4 | DWDM module | Build America Buy America (BABA) compliant*
NG4-VDMR2DDA200C1K |  | Variant of NG4-WDM-MODULES | NG4access® Module VAM, DWDM, 8 channels, upgrade port, EXP port, 100 GHz channel spacing, starting channel 20, 2 circuits, Demux, LC/APC, right, 1 test port |  | NG4access® | FACT ¦ NG4 | DWDM module | Build America Buy America (BABA) compliant*
NG4-VDMR2MDA280C1K |  | Variant of NG4-WDM-MODULES | NG4access® Module VAM, DWDM, 8 channels, upgrade port, EXP port, 100 GHz channel spacing, starting channel 28, 2 circuits, Mux, LC/APC, right, 1 test port |  | NG4access® | FACT ¦ NG4 | DWDM module | Build America Buy America (BABA) compliant*
131599-000 | FOSC-OC-6DSD120ANN2T-U23 | Variant | FOSC® A-TRAY-24 type, DWDM, 16 channels, demux, 1561.42 nm starting wavelength, skipped channels |  | FOSC® | FOSC-OC | DWDM splice tray
162296-000 | FOSC-OC-3DBD1251NN2T-U23 | Variant | FOSC® D-TRAY-72 type, DWDM, 8 channels + upgrade port, demux, 1557.36 nm starting wavelength, 100 GHz channel spacing |  | FOSC® | FOSC-OC | DWDM splice tray
224482-000 | FOSC-OC-6DNXB20ANN2T-U23 | Variant | FOSC® A-TRAY-24 type, DWDM, 10 channels, double demux, 1561.42 nm starting wavelength, skipped channels |  | FOSC® | FOSC-OC | DWDM splice tray
241835-000 | OCFPS1U-DMQ1204L1-2T-U23 | Variant | OCFPS Fiber Optic DWDM Panel, mux, 40 channels, 1561.42 nm starting wavelength, 100 GHz channel spacing, upgrade port, LC/UPC, 1U, 19 in, gray |  |  | OCFPS | DWDM patch panel
259645-000 | FOSC-OC-6DAD1441NN2T-U23 | Variant | FOSC® A-TRAY-24 type, DWDM, 4 channels + upgrade port, demux, 1542.14 nm starting wavelength, 200 GHz channel spacing |  | FOSC® | FOSC-OC | DWDM splice tray
296537-000 | OCM1-CA2511L2 | Variant | OCM1 LGX Fiber Optic Module, CWDM, Mux/Demux, LC/APC, 2 channels, starting wavelength 1510 nm |  |  | LGX ¦ OCM1 | CWDM module
31565W-000 | FOSC-OC-6DGD1504NN2T-U23 | Variant | FOSC® A-TRAY-24 type, DWDM, 12 channels, demux, 1537.40 nm starting wavelength, 100 GHz channel spacing + upgrade |  | FOSC® | FOSC-OC | DWDM splice tray | Build America Buy America (BABA) compliant*
316997-000 | OCM1-CDB471L2 | Variant | OCM1 LGX Fiber Optic Module, CWDM, Demux, LC/APC, 8 channels, upgrade port, starting wavelength 1470 nm |  |  | LGX ¦ OCM1 | CWDM module
335773-000 | FOSC-OC-6DAD1204NN2TL145 | Variant | FOSC® A-TRAY-24 type, DWDM, 4 channels + upgrade port, demux, 1561.42 nm starting wavelength, 100 GHz channel spacing + upgrade |  | FOSC® | FOSC-OC | DWDM splice tray
352211-000 | FOSC-OC-6DBD1331NN2T-U23 | Variant | FOSC® A-TRAY-24 type, DWDM, 8 channels + upgrade port, demux, 1550.92 nm starting wavelength, 100 GHz channel spacing |  | FOSC® | FOSC-OC | DWDM splice tray
356391-000 | FOSC-OC-6DAD1281NN2T-U23 | Variant | FOSC® A-TRAY-24 type, DWDM, 4 channels + upgrade port, demux, 1554.94 nm starting wavelength, 100 GHz channel spacing |  | FOSC® | FOSC-OC | DWDM splice tray
424749-000 | OCM1-DMB1301S1-US00 | Variant | OCM1 LGX Fiber Optic Module, DWDM, Mux, SC/UPC, 8 channels, upgrade port, starting wavelength 1553.33 nm |  |  | LGX ¦ OCM1 | DWDM module
533999-000 | OCM1-CMS311L2 | Variant | OCM1 LGX Fiber Optic Module, CWDM, Mux, LC/APC, 16 channels, starting wavelength 1310 nm |  |  | LGX ¦ OCM1 | CWDM module
561892-000 | OCM1-DMS2216L2-2T | Variant | OCM1 LGX Fiber Optic Module, DWDM, Mux, LC/APC, 16 channels, starting wavelength 1560.61 nm, 2 Test ports |  |  | LGX ¦ OCM1 | DWDM module
6M2898-000 | OCM1-CMC49AS2-T | Variant | OCM1 LGX Fiber Optic Module, CWDM, Mux, SC/APC, 4 channels, upgrade port, 1310 nm port, starting wavelength 1490 nm, test port |  |  | LGX ¦ OCM1 | CWDM module
726774-000 | OCM1-CMB471L2 | Variant | OCM1 LGX Fiber Optic Module, CWDM, Mux, LC/APC, 8 channels, upgrade port, starting wavelength 1470 nm |  |  | LGX ¦ OCM1 | CWDM module
760236260 | FOSC-OC-3DGD1504NN2T-U23 | Variant | FOSC® D-TRAY-72 type, DWDM, 12 channels, demux, 1537.40 nm starting wavelength, 100 GHz channel spacing + upgrade |  | FOSC® | FOSC-OC | DWDM splice tray
760236262 | FOSC-OC-3DYD1204NN2T-U23 | Variant | FOSC® D-TRAY-72 type, DWDM, 20 channels, demux, 1561.42 nm starting wavelength, 100 GHz channel spacing + upgrade port |  | FOSC® | FOSC-OC | DWDM splice tray
760236263 | FOSC-OC-3DYD1404NN2T-U23 | Variant | FOSC® D-TRAY-72 type, DWDM, 20 channels, demux, 1545.32 nm starting wavelength, 100 GHz channel spacing + upgrade port |  | FOSC® | FOSC-OC | DWDM splice tray
760242100 | FIST-FDASA2-AX1361NN-R | Variant | FIST® Fiber Splice Tray with Field Installable DWDM, 4 Channels and upgrade port, Double Demultiplexing, 1548.52nm starting wavelength, 100GHz channel spacing, all fibers at right side |  | FIST® | FIST-FDASA2 | DWDM splice tray
760242102 | FIST-FDASA2-AY1361NN-R | Variant | FIST® Fiber Splice Tray with Field Installable DWDM, 4 Channels and upgrade port, Double Multiplexing, 1548.52nm starting wavelength, 100GHz channel spacing, all fibers at right side |  | FIST® | FIST-FDASA2 | DWDM splice tray
775788-000 | FOSC-OC-6DAX1204NN2T-U23 | Variant | FOSC® A-TRAY-24 type, DWDM, 4 channels + upgrade port, double demux, 1561.42 nm starting wavelength, 100 GHz channel spacing + upgrade |  | FOSC® | FOSC-OC | DWDM splice tray
778497-000 | FOSC-OC-6DBD1441NN2T-U23 | Variant | FOSC® A-TRAY-24 type, DWDM, 8 channels + upgrade port, demux, 1542.14 nm starting wavelength, 100 GHz channel spacing |  | FOSC® | FOSC-OC | DWDM splice tray
821183-000 | FOSC-OC-3DBD1281NN2T-U23 | Variant | FOSC® D-TRAY-72 type, DWDM, 8 channels + upgrade port, demux, 1554.94 nm starting wavelength, 100 GHz channel spacing |  | FOSC® | FOSC-OC | DWDM splice tray
824499-000 | FOSC-OC-6DSD1444NN | Variant | FOSC® A-TRAY-24 type, DWDM, 16 channels, demux, 1542.14 nm starting wavelength, 100 GHz channel spacing + upgrade |  | FOSC® | FOSC-OC | DWDM splice tray
834892-000 | FOSC-OC-3DAX129ANN | Variant | FOSC® D-TRAY-72 type, DWDM, 4 channels + upgrade port, double demux, 1554.13 nm starting wavelength, skipped channel spacing |  | FOSC® | FOSC-OC | DWDM splice tray
860633531 | OCFPS1U-CYS311L2-SUB | Variant | OCFPS Fiber Optic CWDM Panel, double mux, 16 channels, 1311 nm starting wavelength, 20 nm channel spacing, LC/APC, 1U, 19 in, gray |  |  | OCFPS | CWDM patch panel
876696-000 | FOSC-OC-6DAX1324NN2T-U23 | Variant | FOSC® A-TRAY-24 type, DWDM, 4 channels + upgrade port, double demux, 1551.72 nm starting wavelength, 100 GHz channel spacing + upgrade |  | FOSC® | FOSC-OC | DWDM splice tray
881546-000 | OCM1-CMB27AL2 | Variant | OCM1 LGX Fiber Optic Module, CWDM, Mux, LC/APC, 8 channels, upgrade port, starting wavelength 1270 nm |  |  | LGX ¦ OCM1 | CWDM module
956826-000 | OCM1-CDB27AL2 | Variant | OCM1 LGX Fiber Optic Module, CWDM, Demux, LC/APC, 8 channels, upgrade port, starting wavelength 1270 nm |  |  | LGX ¦ OCM1 | CWDM module
945596-000 | FOSC-OC-3DAX121ANN | Variant | FOSC® D-TRAY-72 type, DWDM, 4 channels + upgrade port, double demux, 1560.61 nm starting wavelength, skipped channel spacing |  | FOSC® | FOSC-OC | DWDM splice tray
A19691-000 | FOSC-OC-6DYD1404NN2T-U23 | Variant | FOSC® A-TRAY-24 type, DWDM, 20 channels, demux, 1545.32 nm starting wavelength, 100 GHz channel spacing + upgrade |  | FOSC® | FOSC-OC | DWDM splice tray
B56232-000 | FOSC-OC-6DBD1251NN2T-U23 | Variant | FOSC® A-TRAY-24 type, DWDM, 8 channels + upgrade port, demux, 1557.36 nm starting wavelength, 100 GHz channel spacing |  | FOSC® | FOSC-OC | DWDM splice tray
CC5588-000 | OCM1-CMC551S2-T | Variant | OCM1 LGX Fiber Optic Module, CWDM, Mux, SC/APC, 4 channels, upgrade port, 1310 nm port, starting wavelength 1550 nm, test port |  |  | LGX ¦ OCM1 | CWDM module
CC6143-000 | FOSC-OC-3CAD551NN | Variant | FOSC® D-TRAY-72 type, CWDM, 4 channels + upgrade port, demux, 20 nm channel spacing, 1533.47 nm starting wavelength |  | FOSC® | FOSC-OC | CWDM splice tray
CC8442-000 | FOSC-OC-3CFM471NN | Variant | FOSC® D-TRAY-72 type, CWDM, 8 channels + 1310 nm port, mux, 20 nm channel spacing, 1539.77 nm starting wavelength |  | FOSC® | FOSC-OC | CWDM splice tray
CK4651-000 | FIST-FCASA2-8D471NN-L | Variant | FIST® Fiber Splice Tray with Field Installable CWDM, 8 Channels, Demultiplexing, 1471nm starting wavelength, 20nm channel spacing, all fibers at left side |  | FIST® | FIST-FCASA2 | CWDM splice tray
CK6003-000 | FOSC-OC-3D8M1212NN | Variant | FOSC® D-TRAY-72 type, DWDM, 8 channels, mux, 1560.61 nm starting wavelength, 200 GHz channel spacing |  | FOSC® | FOSC-OC | DWDM splice tray
CW2310-000 | FIST-FCASA2-1R470NN-L | Variant | FIST® Fiber Splice Tray with Field Installable CWDM, 1 Channel, Add/drop for 2 fibers, 1471nm starting wavelength, all fibers at left side |  | FIST® | FIST-FCASA2 | CWDM splice tray
CW2314-000 | FIST-FCASA2-1R550NN-L | Variant | FIST® Fiber Splice Tray with Field Installable CWDM, 1 Channel, Add/drop for 2 fibers, 1551nm starting wavelength, all fibers at left side |  | FIST® | FIST-FCASA2 | CWDM splice tray
CW2318-000 | FIST-FCASA2-1R610NN-L | Variant | FIST® Fiber Splice Tray with Field Installable CWDM, 1 Channel, Add/drop for 2 fibers, 1611nm starting wavelength, all fibers at left side |  | FIST® | FIST-FCASA2 | CWDM splice tray
CW4796-000 | OCFPS1U-DMQ1204L1-2T-SUB | Variant | OCFPS Fiber Optic DWDM Panel, mux, 40 channels, 1561.42 nm starting wavelength, 100 GHz channel spacing, upgrade port, LC/UPC, 1U, 19 in, gray |  |  | OCFPS | DWDM patch panel
CY1080-000 | FIST-FCASA2-FC471NN-L | Variant | FIST® Fiber Splice Tray with Field Installable CWDM, 8 Channels and 1310nm port, compact CWDM, 1471nm starting wavelength, 20nm channel spacing, all fibers at left side |  | FIST® | FIST-FCASA2 | CWDM splice tray
760241982 | OCM8-SP11GLLG-20DB | Variant | OCM8 Fiber Optic Splitter Module, Planar, 1x16 Splitter, singlemode, LC/APC, symmetrical split ratio, 2 m pigtails |  |  | OCM8 | Splitter module
760242098 | OCM8-SP11GLLG-40DB | Variant | OCM8 Fiber Optic Splitter Module, Planar, 1x16 Splitter, singlemode, LC/APC, symmetrical split ratio, 4 m pigtails |  |  | OCM8 | Splitter module
760253085 | OCM8-SP11GLLG-72CB | Variant | OCM8 Fiber Optic Splitter Module, Planar, 1x16 Splitter, singlemode, LC/APC, symmetrical split ratio, 0.72 m pigtails |  |  | OCM8 | Splitter module
760253086 | OCM8-SP11WLLG-61CB | Variant | OCM8 Fiber Optic Splitter Module, Planar, 1x32 Splitter, singlemode, LC/APC, symmetrical split ratio, 0.61 m pigtails |  |  | OCM8 | Splitter module
760242011 | OCM8-SP11WLLG-72CB | Variant | OCM8 Fiber Optic Splitter Module, Planar, 1x32 Splitter, singlemode, LC/APC, symmetrical split ratio, 0.72 m pigtails |  |  | OCM8 | Splitter module
760241984 | OCM8-SP11ZLLG-20DB | Variant | OCM8 Fiber Optic Splitter Module, Planar, 1x64 Splitter, singlemode, LC/APC, symmetrical split ratio, 2 m pigtails |  |  | OCM8 | Splitter module
760242985 | OCM8-SP122LLG-20DB | Variant | OCM8 Fiber Optic Splitter Module, Planar, 2x2 Splitter, singlemode, LC/APC, symmetrical split ratio, 2 m pigtails |  |  | OCM8 | Splitter module
760242986 | OCM8-SP124LLG-20DB | Variant | OCM8 Fiber Optic Splitter Module, Planar, 2x4 Splitter, singlemode, LC/APC, symmetrical split ratio, 2 m pigtails |  |  | OCM8 | Splitter module
760253088 | OCM8-SP124LLG-40DB | Variant | OCM8 Fiber Optic Splitter Module, Planar, 2x4 Splitter, singlemode, LC/APC, symmetrical split ratio, 4 m pigtails |  |  | OCM8 | Splitter module
760242984 | OCM8-SP128LLG-20DB | Variant | OCM8 Fiber Optic Splitter Module, Planar, 2x8 Splitter, singlemode, LC/APC, symmetrical split ratio, 2 m pigtails |  |  | OCM8 | Splitter module
760242983 | OCM8-SP12GLLG-20DB | Variant | OCM8 Fiber Optic Splitter Module, Planar, 2x16 Splitter, singlemode, LC/APC, symmetrical split ratio, 2 m pigtails |  |  | OCM8 | Splitter module
760253092 | OCM8-SP12GLLG-40DB | Variant | OCM8 Fiber Optic Splitter Module, Planar, 2x16 Splitter, singlemode, LC/APC, symmetrical split ratio, 4 m pigtails |  |  | OCM8 | Splitter module
760242987 | OCM8-SP12WLLG-20DB | Variant | OCM8 Fiber Optic Splitter Module, Planar, 2x32 Splitter, singlemode, LC/APC, symmetrical split ratio, 2 m pigtails |  |  | OCM8 | Splitter module
760243011 | OCM8-SP12GLLG-72CB | Variant | OCM8 Fiber Optic Splitter Module, Planar, 2x16 Splitter, singlemode, LC/APC, symmetrical split ratio, 0.72 m pigtails |  |  | OCM8 | Splitter module
760241435 | OCM8-SP12WLLG-61CB | Variant | OCM8 Fiber Optic Splitter Module, Planar, 2x32 Splitter, singlemode, LC/APC, symmetrical split ratio, 0.61 m pigtails |  |  | OCM8 | Splitter module
760243012 | OCM8-SP12WLLG-72CB | Variant | OCM8 Fiber Optic Splitter Module, Planar, 2x32 Splitter, singlemode, LC/APC, symmetrical split ratio, 0.72 m pigtails |  |  | OCM8 | Splitter module
760253089 | OCM8-SP128LLG-61CB | Variant | OCM8 Fiber Optic Splitter Module, Planar, 2x8 Splitter, singlemode, LC/APC, symmetrical split ratio, 0.61 m pigtails |  |  | OCM8 | Splitter module
LX2SSP1232001 | LGX SPLTR MOD 2X32 APC/LC | Variant of LGX-SPLTR-MOD | Double width LGX module, 2x32 symmetrical split ratio, 1 splitter, LC/APC connectors |  |  | LGX | Splitter module | Build America Buy America (BABA) compliant*
LX1SSP1208002 | LGX SPLTR MOD (2) 2X8 APC/LC | Variant of LGX-SPLTR-MOD | Single width LGX module, 2x8 symmetrical split ratio, 2 splitters, LC/APC connectors |  |  | LGX | Splitter module | Build America Buy America (BABA) compliant*
LX2SSP1132001 | LGX SPLTR MOD 1X32 APC/LC | Variant of LGX-SPLTR-MOD | Double width LGX module, 1x32 symmetrical split ratio, 1 splitter, LC/APC connectors |  |  | LGX | Splitter module | Build America Buy America (BABA) compliant*
LX1SSP1104004 | LGX SPLTR MOD (4) 1X4 APC/LC | Variant of LGX-SPLTR-MOD | Single width LGX module, 1x4 symmetrical split ratio, 4 splitters, LC/APC connectors |  |  | LGX | Splitter module | Build America Buy America (BABA) compliant*
LX1SSP2208002 | LGX SPLTR MOD (2) 2X8 UPC/LC | Variant of LGX-SPLTR-MOD | Single width LGX module, 2x8 symmetrical split ratio, 2 splitters, LC/UPC connectors |  |  | LGX | Splitter module | Build America Buy America (BABA) compliant*
LX1SSP2204004 | LGX SPLTR MOD (4) 2X4 UPC/LC | Variant of LGX-SPLTR-MOD | Single width LGX module, 2x4 symmetrical split ratio, 4 splitters, LC/UPC connectors |  |  | LGX | Splitter module | Build America Buy America (BABA) compliant*
LX2SSP2132001 | LGX SPLTR MOD 1X32 UPC/LC | Variant of LGX-SPLTR-MOD | Double width LGX module, 1x32 symmetrical split ratio, 1 splitter, LC/UPC connectors |  |  | LGX | Splitter module | Build America Buy America (BABA) compliant*
LX1SSP2116001 | LGX SPLTR MOD 1X16 UPC/LC | Variant of LGX-SPLTR-MOD | Single width LGX module, 1x16 symmetrical split ratio, 1 splitter, LC/UPC connectors |  |  | LGX | Splitter module | Build America Buy America (BABA) compliant*
LX1SSP3202003 | LGX SPLTR MOD (3) 2X2 APC/SC | Variant of LGX-SPLTR-MOD | Single width LGX module, 2x2 symmetrical split ratio, 3 splitters, SC/APC connectors |  |  | LGX | Splitter module | Build America Buy America (BABA) compliant*
LX2SSP3116001 | LGX SPLTR MOD 1X16 APC/SC | Variant of LGX-SPLTR-MOD | Double width LGX module, 1x16 symmetrical split ratio, 1 splitter, SC/APC connectors |  |  | LGX | Splitter module | Build America Buy America (BABA) compliant*
LX1SSP3104002 | LGX SPLTR MOD (2) 1X4 APC/SC | Variant of LGX-SPLTR-MOD | Single width LGX module, 1x4 symmetrical split ratio, 2 splitters, SC/APC connectors |  |  | LGX | Splitter module | Build America Buy America (BABA) compliant*
LX1SSP4208001 | LGX SPLTR MOD 2X8 UPC/SC | Variant of LGX-SPLTR-MOD | Single width LGX module, 2x8 symmetrical split ratio, 1 splitter, SC/UPC connectors |  |  | LGX | Splitter module | Build America Buy America (BABA) compliant*
LX1SSP4204002 | LGX SPLTR MOD (2) 2X4 UPC/SC | Variant of LGX-SPLTR-MOD | Single width LGX module, 2x4 symmetrical split ratio, 2 splitters, SC/UPC connectors |  |  | LGX | Splitter module | Build America Buy America (BABA) compliant*
LX2SSP4116001 | LGX SPLTR MOD 1X16 UPC/SC | Variant of LGX-SPLTR-MOD | Double width LGX module, 1x16 symmetrical split ratio, 1 splitter, SC/UPC connectors |  |  | LGX | Splitter module | Build America Buy America (BABA) compliant*
LX1SSP4104002 | LGX SPLTR MOD (2) 1X4 UPC/SC | Variant of LGX-SPLTR-MOD | Single width LGX module, 1x4 symmetrical split ratio, 2 splitters, SC/UPC connectors |  |  | LGX | Splitter module | Build America Buy America (BABA) compliant*
1RU-SP4232001 | 1RU SPLTR PNL 2X32 UPC/SC | Variant of 1RU-SPLTR-PNLS | 1RU panel, 2X32 split ratio, 1 splitter, SC/UPC connectors |  |  | 1RU | Splitter patch panel | Build America Buy America (BABA) compliant*
1RU-SP1132001 | 1RU SPLTR PNL 1X32 APC/LC | Variant of 1RU-SPLTR-PNLS | 1RU panel, 1X32 split ratio, 1 splitter, LC/APC connectors |  |  | 1RU | Splitter patch panel | Build America Buy America (BABA) compliant*
1RU-SP1132002 | 1RU SPLTR PNL (2) 1X32 APC/LC | Variant of 1RU-SPLTR-PNLS | 1RU panel, 1X32 split ratio, 2 splitters, LC/APC connectors |  |  | 1RU | Splitter patch panel | Build America Buy America (BABA) compliant*
1RU-SP1164001 | 1RU SPLTR PNL 1X64 APC/LC | Variant of 1RU-SPLTR-PNLS | 1RU panel, 1X64 split ratio, 1 splitter, LC/APC connectors |  |  | 1RU | Splitter patch panel | Build America Buy America (BABA) compliant*
1RU-SP2232002 | 1RU SPLTR PNL (2) 2X32 UPC/LC | Variant of 1RU-SPLTR-PNLS | 1RU panel, 2X32 split ratio, 2 splitters, LC/UPC connectors |  |  | 1RU | Splitter patch panel | Build America Buy America (BABA) compliant*
1RU-SP2232001 | 1RU SPLTR PNL 2X32 UPC/LC | Variant of 1RU-SPLTR-PNLS | 1RU panel, 2X32 split ratio, 1 splitter, LC/UPC connectors |  |  | 1RU | Splitter patch panel | Build America Buy America (BABA) compliant*
1RU-SP1232001 | 1RU SPLTR PNL 2X32 APC/LC | Variant of 1RU-SPLTR-PNLS | 1RU panel, 2X32 split ratio, 1 splitter, LC/APC connectors |  |  | 1RU | Splitter patch panel | Build America Buy America (BABA) compliant*
SP-13200NNNNXABB | PLC 1X32 250UM NO CONN | Variant | Wideband PLC Splitter, singlemode, 1x32, symmetrical split ratio, 0.250 mm cable, no connectors |  |  |  | Bare splitter
SP-23200NNNNXABB | PLC 2X32 250UM NO CONN | Variant | Wideband PLC Splitter, singlemode, 2x32, symmetrical split ratio, 0.250 mm cable, no connectors |  |  |  | Bare splitter
SP-26400NNNNXABB | PLC 2X64 250UM NO CONN | Variant | Wideband PLC Splitter, singlemode, 2x64, symmetrical split ratio, 0.250 mm cable, no connectors |  |  |  | Bare splitter
SP-10400NNNNXBBB | PLC 1X4 900UM NO CONN | Variant | Wideband PLC Splitter, singlemode, 1x4, symmetrical split ratio, 0.900 mm cable, no connectors |  |  |  | Bare splitter
SP-11600NNNNXBBB | PLC 1X16 900UM NO CONN | Variant | Wideband PLC Splitter, singlemode, 1x16, symmetrical split ratio, 0.900 mm cable, no connectors |  |  |  | Bare splitter
SP-13200NNNNXBBB | PLC 1X32 900UM NO CONN | Variant | Wideband PLC Splitter, singlemode, 1x32, symmetrical split ratio, 0.900 mm cable, no connectors |  |  |  | Bare splitter
SP-16400NNNNXBBB | PLC 1X64 900UM NO CONN | Variant | Wideband PLC Splitter, singlemode, 1x64, symmetrical split ratio, 0.900 mm cable, no connectors |  |  |  | Bare splitter
SP-20800NNNNXBBB | PLC 2X8 900UM NO CONN | Variant | Wideband PLC Splitter, singlemode, 2x8, symmetrical split ratio, 0.900 mm cable, no connectors |  |  |  | Bare splitter
SP-23200NNNNXBBB | PLC 2X32 900UM NO CONN | Variant | Wideband PLC Splitter, singlemode, 2x32, symmetrical split ratio, 0.900 mm cable, no connectors |  |  |  | Bare splitter
SP-26400NNNNXBBB | PLC 2X64 900UM NO CONN | Variant | Wideband PLC Splitter, singlemode, 2x64, symmetrical split ratio, 0.900 mm cable, no connectors |  |  |  | Bare splitter
SF-10201NNNNXABB | FBT 1X2 99/01 250UM NO CONN | Variant | FBT Coupler, singlemode, 1x2 FBT, 99/01 split ratio, 0.250 mm cable, no connectors |  |  |  | Bare splitter
SF-10203NNNNXABB | FBT 1X2 97/03 250UM NO CONN | Variant | FBT Coupler, singlemode, 1x2 FBT, 97/03 split ratio, 0.250 mm cable, no connectors |  |  |  | Bare splitter
SF-10205NNNNXABB | FBT 1X2 95/05 250UM NO CONN | Variant | FBT Coupler, singlemode, 1x2 FBT, 95/05 split ratio, 0.250 mm cable, no connectors |  |  |  | Bare splitter
SF-10240NNNNXABB | FBT 1X2 60/40 250UM NO CONN | Variant | FBT Coupler, singlemode, 1x2 FBT, 60/40 split ratio, 0.250 mm cable, no connectors |  |  |  | Bare splitter
SF-10201NNNNXBBB | FBT 1X2 99/01 900UM NO CONN | Variant | FBT Coupler, singlemode, 1x2 FBT, 99/01 split ratio, 0.900 mm cable, no connectors |  |  |  | Bare splitter
SF-10203NNNNXBBB | FBT 1X2 97/03 900UM NO CONN | Variant | FBT Coupler, singlemode, 1x2 FBT, 97/03 split ratio, 0.900 mm cable, no connectors |  |  |  | Bare splitter
SF-10210NNNNXBBB | FBT 1X2 90/10 900UM NO CONN | Variant | FBT Coupler, singlemode, 1x2 FBT, 90/10 split ratio, 0.900 mm cable, no connectors |  |  |  | Bare splitter
SF-10215NNNNXBBB | FBT 1X2 85/15 900UM NO CONN | Variant | FBT Coupler, singlemode, 1x2 FBT, 85/15 split ratio, 0.900 mm cable, no connectors |  |  |  | Bare splitter
SF-10230NNNNXBBB | FBT 1X2 70/30 900UM NO CONN | Variant | FBT Coupler, singlemode, 1x2 FBT, 70/30 split ratio, 0.900 mm cable, no connectors |  |  |  | Bare splitter
SF-10200NNNNXBBB | FBT 1X2 50/50 900UM NO CONN | Variant | FBT Coupler, singlemode, 1x2 FBT, 50/50 split ratio, 0.900 mm cable, no connectors |  |  |  | Bare splitter
SF-20200NNNNXBBB | FBT 2X2 50/50 900UM NO CONN | Variant | FBT Coupler, singlemode, 2x2 FBT, 50/50 split ratio, 0.900 mm cable, no connectors |  |  |  | Bare splitter
SP-10800NNL2CABA | PLC 1X8 250UM LC/APC GRADE C OUTPUT | Variant | Wideband PLC Splitter, singlemode, 1x8, symmetrical split ratio, 0.250 mm cable, LC/APC grade C output |  |  |  | Bare splitter
SP-10400NNL1CABA | PLC 1X4 250UM LC/UPC GRADE C OUTPUT | Variant | Wideband PLC Splitter, singlemode, 1x4, symmetrical split ratio, 0.250 mm cable, LC/UPC grade C output |  |  |  | Bare splitter
SP-11600NNL1CABA | PLC 1X16 250UM LC/UPC GRADE C OUTPUT | Variant | Wideband PLC Splitter, singlemode, 1x16, symmetrical split ratio, 0.250 mm cable, LC/UPC grade C output |  |  |  | Bare splitter
SP-10200NNS2CABA | PLC 1X2 250UM SC/APC GRADE C OUTPUT | Variant | Wideband PLC Splitter, singlemode, 1x2, symmetrical split ratio, 0.250 mm cable, SC/APC grade C output |  |  |  | Bare splitter
SP-10200NNS1CABA | PLC 1X2 250UM SC/UPC GRADE C OUTPUT | Variant | Wideband PLC Splitter, singlemode, 1x2, symmetrical split ratio, 0.250 mm cable, SC/UPC grade C output |  |  |  | Bare splitter
SP-10400NNS1CABA | PLC 1X4 250UM SC/UPC GRADE C OUTPUT | Variant | Wideband PLC Splitter, singlemode, 1x4, symmetrical split ratio, 0.250 mm cable, SC/UPC grade C output |  |  |  | Bare splitter
SP-11600NNS1CABA | PLC 1X16 250UM SC/UPC GRADE C OUTPUT | Variant | Wideband PLC Splitter, singlemode, 1x16, symmetrical split ratio, 0.250 mm cable, SC/UPC grade C output |  |  |  | Bare splitter
SP-10400NNL2CBBA | PLC 1X4 900UM LC/APC GRADE C OUTPUT | Variant | Wideband PLC Splitter, singlemode, 1x4, symmetrical split ratio, 0.900 mm cable, LC/APC grade C output |  |  |  | Bare splitter
SP-10800NNL2CBBA | PLC 1X8 900UM LC/APC GRADE C OUTPUT | Variant | Wideband PLC Splitter, singlemode, 1x8, symmetrical split ratio, 0.900 mm cable, LC/APC grade C output |  |  |  | Bare splitter
SP-10400NNL1CBBA | PLC 1X4 900UM LC/UPC GRADE C OUTPUT | Variant | Wideband PLC Splitter, singlemode, 1x4, symmetrical split ratio, 0.900 mm cable, LC/UPC grade C output |  |  |  | Bare splitter
SP-10800NNL1CBBA | PLC 1X8 900UM LC/UPC GRADE C OUTPUT | Variant | Wideband PLC Splitter, singlemode, 1x8, symmetrical split ratio, 0.900 mm cable, LC/UPC grade C output |  |  |  | Bare splitter
SP-10200NNS1CBBA | PLC 1X2 900UM SC/UPC GRADE C OUTPUT | Variant | Wideband PLC Splitter, singlemode, 1x2, symmetrical split ratio, 0.900 mm cable, SC/UPC grade C output |  |  |  | Bare splitter
SP-10400NNS1CBBA | PLC 1X4 900UM SC/UPC GRADE C OUTPUT | Variant | Wideband PLC Splitter, singlemode, 1x4, symmetrical split ratio, 0.900 mm cable, SC/UPC grade C output |  |  |  | Bare splitter
SP-10800NNS1CBBA | PLC 1X8 900UM SC/UPC GRADE C OUTPUT | Variant | Wideband PLC Splitter, singlemode, 1x8, symmetrical split ratio, 0.900 mm cable, SC/UPC grade C output |  |  |  | Bare splitter
EG4847-000 | FIST-FSASA2-164-1P-X | Variant | FIST® Fiber Splice Tray with Field Installable Splitter, symmetrical ratio, 1x64, Planar component, grade P |  | FIST® | FIST-FSASA2 | Splitter splice tray
SP-10200L2L2CAAA | PLC 1X2 250UM IN/OUT LC/APC GRADE C | Variant | Wideband PLC Splitter, singlemode, 1x2, symmetrical split ratio, 0.250 mm cable, LC/APC grade C |  |  |  | Bare splitter
SP-11600L2L2CAAA | PLC 1X16 250UM IN/OUT LC/APC GRADE C | Variant | Wideband PLC Splitter, singlemode, 1x16, symmetrical split ratio, 0.250 mm cable, LC/APC grade C |  |  |  | Bare splitter
SP-13200L1L1CAAA | PLC 1X32 250UM IN/OUT LC/UPC GRADE C | Variant | Wideband PLC Splitter, singlemode, 1x32, symmetrical split ratio, 0.250 mm cable, LC/UPC grade C |  |  |  | Bare splitter
SP-10200S2S2CAAA | PLC 1X2 250UM IN/OUT SC/APC GRADE C | Variant | Wideband PLC Splitter, singlemode, 1x2, symmetrical split ratio, 0.250 mm cable, SC/APC grade C |  |  |  | Bare splitter
SP-11600S2S2CAAA | PLC 1X16 250UM IN/OUT SC/APC GRADE C | Variant | Wideband PLC Splitter, singlemode, 1x16, symmetrical split ratio, 0.250 mm cable, SC/APC grade C |  |  |  | Bare splitter
SP-13200S2S2CAAA | PLC 1X32 250UM IN/OUT SC/APC GRADE C | Variant | Wideband PLC Splitter, singlemode, 1x32, symmetrical split ratio, 0.250 mm cable, SC/APC grade C |  |  |  | Bare splitter
SP-10200S1S1CAAA | PLC 1X2 250UM IN/OUT SC/UPC GRADE C | Variant | Wideband PLC Splitter, singlemode, 1x2, symmetrical split ratio, 0.250 mm cable, SC/UPC grade C |  |  |  | Bare splitter
SP-10800S1S1CAAA | PLC 1X8 250UM IN/OUT SC/UPC GRADE C | Variant | Wideband PLC Splitter, singlemode, 1x8, symmetrical split ratio, 0.250 mm cable, SC/UPC grade C |  |  |  | Bare splitter
SP-10800L2L2CBAA | PLC 1X8 900UM IN/OUT LC/APC GRADE C | Variant | Wideband PLC Splitter, singlemode, 1x8, symmetrical split ratio, 0.900 mm cable, LC/APC grade C |  |  |  | Bare splitter
SP-10800L1L1CBAA | PLC 1X8 900UM IN/OUT LC/UPC GRADE C | Variant | Wideband PLC Splitter, singlemode, 1x8, symmetrical split ratio, 0.900 mm cable, LC/UPC grade C |  |  |  | Bare splitter
SP-10400S2S2CBAA | PLC 1X4 900UM IN/OUT SC/APC GRADE C | Variant | Wideband PLC Splitter, singlemode, 1x4, symmetrical split ratio, 0.900 mm cable, SC/APC grade C |  |  |  | Bare splitter
SP-11600S2S2CBAA | PLC 1X16 900UM IN/OUT SC/APC GRADE C | Variant | Wideband PLC Splitter, singlemode, 1x16, symmetrical split ratio, 0.900 mm cable, SC/APC grade C |  |  |  | Bare splitter
SP-10200S1S1CBAA | PLC 1X2 900UM IN/OUT SC/UPC GRADE C | Variant | Wideband PLC Splitter, singlemode, 1x2, symmetrical split ratio, 0.900 mm cable, SC/UPC grade C |  |  |  | Bare splitter
SP-10400S1S1CBAA | PLC 1X4 900UM IN/OUT SC/UPC GRADE C | Variant | Wideband PLC Splitter, singlemode, 1x4, symmetrical split ratio, 0.900 mm cable, SC/UPC grade C |  |  |  | Bare splitter
SP-10800S1S1CBAA | PLC 1X8 900UM IN/OUT SC/UPC GRADE C | Variant | Wideband PLC Splitter, singlemode, 1x8, symmetrical split ratio, 0.900 mm cable, SC/UPC grade C |  |  |  | Bare splitter
CV5847-000 | FIST-FSASA3-SC-202-1P-S | Variant of FIST-FSASA3-SPLITTER-TRAYS | FIST® Fiber Splice Tray with Field Installable Splitter, symmetrical ratio, 2x2, Low loss Planar, grade P |  | FIST® | FIST-FSASA3 | Splitter splice tray
1RU-SP1264001 | 1RU SPLTR PNL 2X64 APC/LC | Variant of 1RU-SPLTR-PNLS | 1RU panel, 2X64 split ratio, 1 splitter, LC/APC connectors |  |  | 1RU | Splitter patch panel | Build America Buy America (BABA) compliant*
1RU-SP1116004 | 1RU SPLTR PNL (4) 1X16 APC/LC | Variant of 1RU-SPLTR-PNLS | 1RU panel, 1X16 split ratio, 4 splitters, LC/APC connectors |  |  | 1RU | Splitter patch panel | Build America Buy America (BABA) compliant*
760259439 | OCC1P-10400-NNNQS2NQF | Variant | OCC1P Wideband Splitter, planar, singlemode, 1 x 4, symmetrical split ratio, 0,250 mm cable, SC/APC output, field installable |  |  | OCC1P | Splitter component | Build America Buy America (BABA) compliant*
SP-10400NNS2CBDD | PLC 1X4 900UM SC/APC GRADE C 0.84M OUTPUT | Variant | Wideband PLC Splitter, singlemode, 1x4, symmetrical split ratio, 0.900 mm cable, SC/APC grade C 0.84 meter output |  |  |  | Bare splitter
SP-10800NNS2CBDD | PLC 1X8 900UM SC/APC GRADE C 0.84M OUTPUT | Variant | Wideband PLC Splitter, singlemode, 1x8, symmetrical split ratio, 0.900 mm cable, SC/APC grade C 0.84 meter output |  |  |  | Bare splitter
760262388 | FIST-FSASA3-SC-202-2P-S | Variant of FIST-FSASA3-SPLITTER-TRAYS | FIST® Fiber Splice Tray with 2pcs of Field Installable Splitter, symmetrical ratio, 2x2, Low loss Planar, grade P |  | FIST® | FIST-FSASA3 | Splitter splice tray
760252897 | FACT-1ESXHPO132000L2 | Variant of FACT-SPLITTER-CHASSIS | FACT® splitter chassis, gray, 1E high with high quality factory installed 1x32 splitter, LC/APC, 2 circuits, symmetrical, low loss planar |  | FACT® | FACT | Fiber splitter chassis
NK7526-000 | OCAB-S9-02-B3-05 | Variant | Fiber Optic Power Reducing Build Out Attenuator, singlemode SC/APC 8°, 2dB, green |  |  | OCAB | Fiber attenuator |  | Discontinued
PC4217-000 | OCAB-S9-05-B3-06 | Variant | Fiber Optic Power Reducing Build Out Attenuator, singlemode SC/APC 8°, 6dB, green |  |  | OCAB | Fiber attenuator |  | Discontinued
760257757 |  | Variant | Fiber Optic Power Reducing Build Out Attenuator, singlemode SC/APC 8°, 9dB, green |  |  | OCAB | Fiber attenuator
WR4550-000 | OCAB-S9-01-B3-05 | Variant | Fiber Optic Power Reducing Build Out Attenuator, singlemode SC/APC 8°, 1dB, green |  |  | OCAB | Fiber attenuator |  | Discontinued
14118F-000 | OCAB-S9-10-B3-06 | Variant | Fiber Optic Power Reducing Build Out Attenuator, singlemode SC/APC 8°, 10dB, green |  |  | OCAB | Fiber attenuator |  | Discontinued
217586-000 | OCAB-S1-05-B3 | Variant | Fiber Optic Power Reducing Build Out Attenuator, singlemode SC/UPC, 5dB |  |  | OCAB | Fiber attenuator
300001771076 | FOA-INLC12 | Variant | Fiber Optic Power Reducing Build Out Attenuator, singlemode LC/UPC, 12dB, blue |  |  | FOA | Fiber attenuator |  | Discontinued
300001771073 | FOA-INLC01 | Variant | Fiber Optic Power Reducing Build Out Attenuator, singlemode LC/UPC, 1dB, blue |  |  | FOA | Fiber attenuator |  | Discontinued
300001771075 | FOA-INLC10 | Variant | Fiber Optic Power Reducing Build Out Attenuator, singlemode LC/UPC, 10dB, blue |  |  | FOA | Fiber attenuator
504090-000 | OCAB-S9-03-B3-05 | Variant | Fiber Optic Power Reducing Build Out Attenuator, singlemode SC/APC 8°, 3dB, green |  |  | OCAB | Fiber attenuator |  | Discontinued
A17693-000 | OCAB-S2-04-B3 | Variant | Fiber Optic Power Reducing Build Out Attenuator, singlemode SC/APC 8°, 4dB, green |  |  | OCAB | Fiber attenuator
C24916-000 | OCAB-S2-02-B3 | Variant | Fiber Optic Power Reducing Build Out Attenuator, singlemode SC/APC 8°, 2dB, green |  |  | OCAB | Fiber attenuator
C76637-000 | OCAB-L1-01-B3 | Variant | Fiber Optic Power Reducing Build Out Attenuator, singlemode LC/UPC, 1dB, blue |  |  | OCAB | Fiber attenuator
CK2037-000 | OCAB-L2-05-B3 | Variant | Fiber Optic Power Reducing Build Out Attenuator, singlemode LC/APC 8°, 5dB, green |  |  | OCAB | Fiber attenuator
CK2038-000 | OCAB-L2-10-B3 | Variant | Fiber Optic Power Reducing Build Out Attenuator, singlemode LC/APC 8°, 10dB, green |  |  | OCAB | Fiber attenuator
D32667-000 | OCAB-S1-10-B3 | Variant | Fiber Optic Power Reducing Build Out Attenuator, singlemode SC/UPC, 10dB |  |  | OCAB | Fiber attenuator
E23172-000 | OCAB-D4-20-B3-01 | Variant | Fiber Optic Power Reducing Build Out Attenuator, singlemode D4/UPC, 20dB |  |  | OCAB | Fiber attenuator |  | Discontinued
E80815-000 | OCAB-D4-15-B3-01 | Variant | Fiber Optic Power Reducing Build Out Attenuator, singlemode D4/UPC, 15dB |  |  | OCAB | Fiber attenuator |  | Discontinued
E47713-000 | OCAB-L1-03-B3 | Variant | Fiber Optic Power Reducing Build Out Attenuator, singlemode LC/UPC, 3dB, blue |  |  | OCAB | Fiber attenuator
E92921-000 | OCAB-S2-07-B3 | Variant | Fiber Optic Power Reducing Build Out Attenuator, singlemode SC/APC 8°, 7dB, green |  |  | OCAB | Fiber attenuator
E95015-000 | OCAB-L1-05-B3 | Variant | Fiber Optic Power Reducing Build Out Attenuator, singlemode LC/UPC, 5dB, blue |  |  | OCAB | Fiber attenuator
E96107-000 | OCAB-L1-04-B3 | Variant | Fiber Optic Power Reducing Build Out Attenuator, singlemode LC/UPC, 4dB, blue |  |  | OCAB | Fiber attenuator |  | Discontinued
F09891-000 | OCAB-L1-02-B3 | Variant | Fiber Optic Power Reducing Build Out Attenuator, singlemode LC/UPC, 2dB, blue |  |  | OCAB | Fiber attenuator |  | Discontinued
FOA-INLC05 |  | Variant | Fiber Optic Power Reducing Build Out Attenuator, singlemode LC/UPC, 5dB, blue |  |  | FOA | Fiber attenuator |  | Discontinued
FOA-INSC11 |  | Variant | Fiber Optic Power Reducing Build Out Attenuator, singlemode SC/UPC, 11dB |  |  | FOA | Fiber attenuator |  | Discontinued
FOA-INSC13 |  | Variant | Fiber Optic Power Reducing Build Out Attenuator, singlemode SC/UPC, 13dB |  |  | FOA | Fiber attenuator |  | Discontinued
FOA-INSC14 |  | Variant | Fiber Optic Power Reducing Build Out Attenuator, singlemode SC/UPC, 14dB |  |  | FOA | Fiber attenuator |  | Discontinued
FOA-INSC17 |  | Variant | Fiber Optic Power Reducing Build Out Attenuator, singlemode SC/UPC, 17dB |  |  | FOA | Fiber attenuator |  | Discontinued
CY7317-000 | OCFPS1U-CYS311S2-SUB | Variant | OCFPS Fiber Optic CWDM Panel, double mux, 16 channels, 1311 nm starting wavelength, 20 nm channel spacing, SC/APC, 1U, 19 in, gray |  |  | OCFPS | CWDM patch panel
CY7260-000 | OCFPS1U-CYS311S2 | Variant | OCFPS Fiber Optic CWDM Panel, double mux, 16 channels, 1311 nm starting wavelength, 20 nm channel spacing, SC/APC, 1U, 19 in, gray |  |  | OCFPS | CWDM patch panel
CY7273-000 | FIST-FCASA2-1X570NN-R | Variant | FIST® Fiber Splice Tray with Field Installable CWDM, 1 Channel, Double multiplexing, 1571nm starting wavelength, all fibers at right side |  | FIST® | FIST-FCASA2 | CWDM splice tray
CZ8096-000 | FIST-FCASA2-FC471NN-R | Variant | FIST® Fiber Splice Tray with Field Installable CWDM, 8 Channels and 1310nm port, compact CWDM, 1471nm starting wavelength, 20nm channel spacing, all fibers at right side |  | FIST® | FIST-FCASA2 | CWDM splice tray
D38196-000 | OCM1-CM4471S2 | Variant | OCM1 LGX Fiber Optic Module, CWDM, Mux, SC/APC, 4 channels, starting wavelength 1470 nm |  |  | LGX ¦ OCM1 | CWDM module
EF5494-000 | FIST-FCASA2-8M471NN-R | Variant | FIST® Fiber Splice Tray with Field Installable CWDM, 8 Channels, Multiplexing, 1471nm starting wavelength, 20nm channel spacing, all fibers at right side |  | FIST® | FIST-FCASA2 | CWDM splice tray
EG4245-000 | OCFPS1U-DMY1204L1-2T-SUB | Variant | OCFPS Fiber Optic DWDM Panel, mux, 20 channels, 1561.42 nm starting wavelength, 100 GHz channel spacing, upgrade port, LC/UPC, 1U, 19 in, gray |  |  | OCFPS | DWDM patch panel
EG4561-000 | FIST-FCASA2-1R310NN-L | Variant | FIST® Fiber Splice Tray with Field Installable CWDM, 1 Channel, Add/drop for 2 fibers, 1311nm starting wavelength, all fibers at left side |  | FIST® | FIST-FCASA2 | CWDM splice tray
EG8430-000 | FIST-FCASA2-BC471NN-R | Variant | FIST® Fiber Splice Tray with Field Installable CWDM, 8 Channels and upgrade port, compact CWDM, 1471nm starting wavelength, 20nm channel spacing, all fibers at right side |  | FIST® | FIST-FCASA2 | CWDM splice tray
EG9027-000 | OCFPS1U-DDQ1204L2-U23-SUB | Variant | OCFPS Fiber Optic DWDM Panel, demux, 40 channels, 1561.42 nm starting wavelength, 100 GHz channel spacing, upgrade port, LC/APC, 1U, 19 in, gray |  |  | OCFPS | DWDM patch panel
XP-SPTJJ111665 |  | Variant of XPND-SPLITTER-MODULES | XPND module, 1x16 symmetrical split ratio, 1 splitters, SC/APC connectors, 65" Pigtails |  | XPND™ |  | Splitter module | Build America Buy America (BABA) compliant*
XP-SPTJJ113265 |  | Variant of XPND-SPLITTER-MODULES | XPND module, 1x32 symmetrical split ratio, 1 splitters, SC/APC connectors, 65" Pigtails |  | XPND™ |  | Splitter module | Build America Buy America (BABA) compliant*
XP-SPTJJ210400 |  | Variant of XPND-SPLITTER-MODULES | XPND module, 1x4 symmetrical split ratio, 2 splitters, SC/APC connectors |  | XPND™ |  | Splitter module | Build America Buy America (BABA) compliant*
XP-SPTMM210800 |  | Variant of XPND-SPLITTER-MODULES | XPND module, 1x8 symmetrical split ratio, 2 splitters, LC/APC connectors |  | XPND™ |  | Splitter module | Build America Buy America (BABA) compliant*
XP-SPTMM213265 |  | Variant of XPND-SPLITTER-MODULES | XPND module, 1x32 symmetrical split ratio, 2 splitters, LC/APC connectors, 65" Pigtails |  | XPND™ |  | Splitter module | Build America Buy America (BABA) compliant*
XP-SPTMM410400 |  | Variant of XPND-SPLITTER-MODULES | XPND module, 1x4 symmetrical split ratio, 4 splitters, LC/APC connectors |  | XPND™ |  | Splitter module | Build America Buy America (BABA) compliant*
XP-SPTMM411665 |  | Variant of XPND-SPLITTER-MODULES | XPND module, 1x16 symmetrical split ratio, 4 splitters, LC/APC connectors, 65" Pigtails |  | XPND™ |  | Splitter module | Build America Buy America (BABA) compliant*
FPS-CMPP2AJJ |  | Variant of FDH4000-FDH5000-SPLITTER-MODULES | FDH 4000/5000, 1X32 splitter, SC/APC |  |  | FDH 4000 ¦ FDH 5000 ¦ FPS | Splitter module | Build America Buy America (BABA) compliant*
FPS-CMPP2ASS |  | Variant of FDH4000-FDH5000-SPLITTER-MODULES | FDH 4000/5000, 1X32 splitter, LC/APC |  |  | FDH 4000 ¦ FDH 5000 ¦ FPS | Splitter module | Build America Buy America (BABA) compliant*
FPS-CMPP2UJJ |  | Variant of FDH4000-FDH5000-SPLITTER-MODULES | FDH 4000/5000, Dual 1X4 splitter, SC/APC |  |  | FDH 4000 ¦ FDH 5000 ¦ FPS | Splitter module | Build America Buy America (BABA) compliant*
FPS-CMPP2XJJ |  | Variant of FDH4000-FDH5000-SPLITTER-MODULES | FDH 4000/5000, Dual 1X2 splitter, SC/APC |  |  | FDH 4000 ¦ FDH 5000 ¦ FPS | Splitter module | Build America Buy America (BABA) compliant*
FPS-CMPP2NJJ |  | Variant of FDH4000-FDH5000-SPLITTER-MODULES | FDH 4000/5000, 1X4 splitter, SC/APC |  |  | FDH 4000 ¦ FDH 5000 ¦ FPS | Splitter module | Build America Buy America (BABA) compliant*
FPS-LPP1SJJ |  | Variant of FDH3000-SPLITTER-MODULES | FDH 3000 Plug-and-Play Splitter Module, 1 x 64, SC/APC |  |  | FDH 3000 ¦ Mini FDH 3000 | Splitter module | Build America Buy America (BABA) compliant*
FPS-LPP1UJJ |  | Variant of FDH3000-SPLITTER-MODULES | FDH 3000 Plug-and-Play Splitter Module, dual 1 x 4, SC/APC |  |  | FDH 3000 ¦ Mini FDH 3000 | Splitter module | Build America Buy America (BABA) compliant*
FPS-FMTSP-EJJ01 |  | Variant | FMT Fiber Optic Splitter Patch Panel, 1U, 19 in, 2 x 32 splitter, SC/APC splitter and output connect., 1 splitter |  |  | FMT | Splitter patch panel
FPS-MPP1CNN |  | Variant of FDH3000-SPLITTER-MODULES | FDH 3000 Plug-and-Play Splitter Module, 1x16, SC/UPC |  |  | FDH 3000 ¦ Mini FDH 3000 | Splitter module | Build America Buy America (BABA) compliant*
FPS-MPP1AJJ |  | Variant of FDH3000-SPLITTER-MODULES | FDH 3000 Plug-and-Play Splitter Module, 1 x 32, SC/APC |  |  | FDH 3000 ¦ Mini FDH 3000 | Splitter module | Build America Buy America (BABA) compliant*
FPS-LPP1JJJ |  | Variant of FDH3000-SPLITTER-MODULES | FDH 3000 Plug-and-Play Splitter Module, 1 x 8, SC/APC, Build America Buy America (BABA) |  |  | FDH 3000 ¦ Mini FDH 3000 | Splitter module | Build America Buy America (BABA) compliant*
FPS-MPP1JJJ |  | Variant of FDH3000-SPLITTER-MODULES | FDH 3000 Plug-and-Play Splitter Module, 1 x 8, SC/APC |  |  | FDH 3000 ¦ Mini FDH 3000 | Splitter module | Build America Buy America (BABA) compliant*
FPS-LPP1LJJ |  | Variant of FDH3000-SPLITTER-MODULES | FDH 3000 Plug-and-Play Splitter Module, dual 1 x 8, SC/APC |  |  | FDH 3000 ¦ Mini FDH 3000 | Splitter module | Build America Buy America (BABA) compliant*
FPS-MPP1KJJ |  | Variant of FDH3000-SPLITTER-MODULES | FDH 3000 Plug-and-Play Splitter Module, 2x8, SC/APC |  |  | FDH 3000 ¦ Mini FDH 3000 | Splitter module | Build America Buy America (BABA) compliant*
FPS-LPP1NJJ |  | Variant of FDH3000-SPLITTER-MODULES | FDH 3000 Plug-and-Play Splitter Module, 1 x 4, SC/APC |  |  | FDH 3000 ¦ Mini FDH 3000 | Splitter module | Build America Buy America (BABA) compliant*
FPS-MPP1XJJ |  | Variant of FDH3000-SPLITTER-MODULES | FDH 3000 Plug-and-Play Splitter Module, dual 1x2, SC/APC |  |  | FDH 3000 ¦ Mini FDH 3000 | Splitter module | Build America Buy America (BABA) compliant*
FPS-SPA1AJJ |  | Variant of FDF-FL2-SPLTR-MODULES | FCM/FL2 VAM Fiber Optic Splitter Module, 1 x 32, standard, SC/APC, singlemode |  |  | FDF | Splitter module
FPS-SPA1EJJ |  | Variant of FDF-FL2-SPLTR-MODULES | FCM/FL2 VAM Fiber Optic Splitter Module, 2 x 32, standard, SC/APC, singlemode |  |  | FDF | Splitter module
FPS-SPA1NJJ |  | Variant of FDF-FL2-SPLTR-MODULES | FCM/FL2 VAM Fiber Optic Splitter Module, 1 x 4, standard, SC/APC, singlemode |  |  | FDF | Splitter module
FPS-WP03N055NN0 |  | Variant of FDH3000-SPLITTER-MODULES | FDH 3000 Plug-and-Play Splitter Module, triple, 1 x 4, SC/UPC |  |  | FDH 3000 ¦ Mini FDH 3000 | Splitter module | Build America Buy America (BABA) compliant*
FPS-SPL1CJJ |  | Variant of LSX-SPLTR-MODULES | LGX Fiber Optic Splitter Module, 1 x 16, 9 in, SC/APC, singlemode |  |  | LGX | Splitter module
FPS-MPP1NJJ |  | Variant of FDH3000-SPLITTER-MODULES | FDH 3000 Plug-and-Play Splitter Module, 1 x 4, SC/APC |  |  | FDH 3000 ¦ Mini FDH 3000 | Splitter module | Build America Buy America (BABA) compliant*
FPS-FMTSP-ANN01 |  | Variant | FMT Fiber Optic Splitter Patch Panel, 1U, 19 in, 1x32 splitter, SC/UPC splitter and output connect., 1 splitter |  |  | FMT | Splitter patch panel
FPS-SPB1AJJ |  | Variant of FDF-FL2-SPLTR-MODULES | FCM/FL2 wideVAM Fiber Optic Splitter Module, 1 x 32, SC/APC, singlemode |  |  | FDF | Splitter module
FPS-MPP1OJJ |  | Variant of FDH3000-SPLITTER-MODULES | FDH 3000 Plug-and-Play Splitter Module, 2 x 4, SC/APC |  |  | FDH 3000 ¦ Mini FDH 3000 | Splitter module | Build America Buy America (BABA) compliant*
FPS-MPP1PJJ |  | Variant of FDH3000-SPLITTER-MODULES | FDH 3000 Plug-and-Play Splitter Module, 2 x 16, SC/APC |  |  | FDH 3000 ¦ Mini FDH 3000 | Splitter module | Build America Buy America (BABA) compliant*
FPS-MPP3LJJ |  | Variant of NGF-SPLTR-MODULES | Next Generation Frame (NGF) Modular Splitter Module, dual 1x8, SC/APC (front pgtl) input connect., SC/APC output connect. |  |  | NGF | Splitter module | Build America Buy America (BABA) compliant*
FPS-MPP1SJJ |  | Variant of FDH3000-SPLITTER-MODULES | FDH 3000 Plug-and-Play Splitter Module, 1 x 64, SC/APC |  |  | FDH 3000 ¦ Mini FDH 3000 | Splitter module | Build America Buy America (BABA) compliant*
FPS-SPB1ANJ |  | Variant of FDF-FL2-SPLTR-MODULES | FCM/FL2 wideVAM Fiber Optic Splitter Module, 1 x 32, SC/UPC input, SC/APC output, singlemode |  |  | FDF | Splitter module
FPS-MPP3MJJ |  | Variant of NGF-SPLTR-MODULES | Next Generation Frame (NGF) Modular Splitter Module, dual 1x16, SC/APC (front pgtl) input connect., SC/APC output connect. |  |  | NGF | Splitter module | Build America Buy America (BABA) compliant*
FPS-SPB1ANN |  | Variant of FDF-FL2-SPLTR-MODULES | FCM/FL2 wideVAM Fiber Optic Splitter Module, 1 x 32, SC/UPC, singlemode |  |  | FDF | Splitter module
FPS-MPP3WJJ |  | Variant of NGF-SPLTR-MODULES | Next Generation Frame (NGF) Modular Splitter Module, 1x2 splitter, SC/APC (front pgtl) to SC/APC |  |  | NGF | Splitter module | Build America Buy America (BABA) compliant*
FPS-SPB1CJJ |  | Variant of FDF-FL2-SPLTR-MODULES | FCM/FL2 wideVAM Fiber Optic Splitter Module, 1 x 16, SC/APC, singlemode |  |  | FDF | Splitter module
FPS-SPB1EJJ |  | Variant of FDF-FL2-SPLTR-MODULES | FCM/FL2 wideVAM Fiber Optic Splitter Module, 2 x 32, SC/APC, singlemode |  |  | FDF | Splitter module
NG4-VSMRF116 |  | Variant of NG4-SPLTR-MODULES | NG4access® Module VAM, Splitter, 1x16, symmetrical split, singlemode, LC/APC, right, 1 circuit |  | NG4access® | FACT ¦ NG4 | Splitter module | Build America Buy America (BABA) compliant*
NG4-VMKNLF4J010GM |  | Variant of NG4-MON-MODULES | NG4access® Module VAM, Monitoring, 60/40, multimode, LC/UPC, front, left, 4 circuits |  | NG4access® | NG4 | Monitoring module | Build America Buy America (BABA) compliant*
NG4-VMKNRF4C010GM |  | Variant of NG4-MON-MODULES | NG4access® Module VAM, Monitoring, 50/50, multimode, LC/UPC, front, right, 4 circuits |  | NG4access® | NG4 | Monitoring module | Build America Buy America (BABA) compliant*
NG4-VSMRF44 |  | Variant of NG4-SPLTR-MODULES | NG4access® Module VAM, Splitter, 1x4, symmetrical split, singlemode, LC/APC, front, right, 4 circuits |  | NG4access® | FACT ¦ NG4 | Splitter module | Build America Buy America (BABA) compliant*
NG4-VSMLF116 |  | Variant of NG4-SPLTR-MODULES | NG4access® Module VAM, Splitter, 1x16, symmetrical split, singlemode, LC/APC, front, left, 1 circuit |  | NG4access® | FACT ¦ NG4 | Splitter module | Build America Buy America (BABA) compliant*
NG4-VMKNRF4H010GM |  | Variant of NG4-MON-MODULES | NG4access® Module VAM, Monitoring, 70/30, multimode, LC/UPC, front, right, 4 circuits |  | NG4access® | NG4 | Monitoring module | Build America Buy America (BABA) compliant*
NG4-VSMLF132 |  | Variant of NG4-SPLTR-MODULES | NG4access® Module VAM, Splitter, 1x32, symmetrical split, singlemode, LC/APC, front, left, 1 circuit |  | NG4access® | FACT ¦ NG4 | Splitter module | Build America Buy America (BABA) compliant*
NG4-VSMRF8C |  | Variant of NG4-SPLTR-MODULES | NG4access® Module VAM, Splitter, 1x2, symmetrical split, singlemode, LC/APC, front, right, 8 circuits |  | NG4access® | FACT ¦ NG4 | Splitter module | Build America Buy America (BABA) compliant*
NG4-VSMLF44 |  | Variant of NG4-SPLTR-MODULES | NG4access® Module VAM, Splitter, 1x4, symmetrical split, singlemode, LC/APC, front, left, 4 circuits |  | NG4access® | FACT ¦ NG4 | Splitter module | Build America Buy America (BABA) compliant*
NG4-VM7LF2B |  | Variant of NG4-MON-MODULES | NG4access® Module VAM, Monitoring, 95/5, singlemode, SC/UPC, front, left, 2 circuits |  | NG4access® | NG4 | Monitoring module | Build America Buy America (BABA) compliant*
NG4-VMKRF4C |  | Variant of NG4-MON-MODULES | NG4access® Module VAM, Monitoring, 50/50, singlemode, LC/UPC, front, right, 4 circuits |  | NG4access® | NG4 | Monitoring module | Build America Buy America (BABA) compliant*
NG4-VMKLF4J |  | Variant of NG4-MON-MODULES | NG4access® Module VAM, Monitoring, 60/40, singlemode, LC/UPC, front, left, 4 circuits |  | NG4access® | NG4 | Monitoring module | Build America Buy America (BABA) compliant*
NG4-VMKRF4J |  | Variant of NG4-MON-MODULES | NG4access® Module VAM, Monitoring, 60/40, singlemode, LC/UPC, front, right, 4 circuits |  | NG4access® | NG4 | Monitoring module | Build America Buy America (BABA) compliant*
NG4-VMMLF4A |  | Variant of NG4-MON-MODULES | NG4access® Module VAM, Monitoring, 90/10, singlemode, LC/APC, front, left, 4 circuits |  | NG4access® | FACT ¦ NG4 | Monitoring module | Build America Buy America (BABA) compliant*
QK7510-000 | FOSC-OC-6P21400 | Variant | FOSC® A-TRAY-24 type with two 1x4 Planar splitters with symmetrical split ratio |  | FOSC® | FOSC-OC | Splitter splice tray
FPS-CMPP2LSS |  | Variant of FDH4000-FDH5000-SPLITTER-MODULES | FDH 4000/5000, Dual 1x8 splitter, LC/APC |  |  | FDH 4000 ¦ FDH 5000 ¦ FPS | Splitter module | Build America Buy America (BABA) compliant*
FPS-MPP3GJJ |  | Variant of FDH3000-SPLITTER-MODULES | FDH 3000 Plug-and-Play Splitter Module, 2 x 32, SC/APC |  |  | FDH 3000 ¦ Mini FDH 3000 | Splitter module | Build America Buy America (BABA) compliant*
FPS-MPP4ANN-1.2MM |  | Variant of FDH3000-SPLITTER-MODULES | Singlemode Splitter Module, 1 x 32, SC/UPC, symmetrical split ratio, 126" Pigtail |  | OMX600® | OMX | Splitter module | Build America Buy America (BABA) compliant*
NG4-VMMLF4J |  | Variant of NG4-MON-MODULES | NG4access® Module VAM, Monitoring, 60/40, singlemode, LC/APC, front, left, 4 circuits |  | NG4access® | FACT ¦ NG4 | Monitoring module | Build America Buy America (BABA) compliant*
NG4-VMMRF4J |  | Variant of NG4-MON-MODULES | NG4access® Module VAM, Monitoring, 60/40, singlemode, LC/APC, front, right, 4 circuits |  | NG4access® | FACT ¦ NG4 | Monitoring module | Build America Buy America (BABA) compliant*
NG4-VMMRF4H |  | Variant of NG4-MON-MODULES | NG4access® Module VAM, Monitoring, 70/30, singlemode, LC/APC, front, right, 4 circuits |  | NG4access® | FACT ¦ NG4 | Monitoring module | Build America Buy America (BABA) compliant*
FPS-MPP1SJJ-1.2MM |  | Variant of FDH3000-SPLITTER-MODULES | FDH 3000 Plug-and-Play Splitter Module, 1 x 64, SC/APC, with 1.2 mm output |  |  | FDH 3000 ¦ Mini FDH 3000 | Splitter module | Build America Buy America (BABA) compliant*
760244960 | OCM1-SA41200S2 | Variant | OCM1 LGX Style Fiber Optic Splitter Module, FBT, four 1x2 Splitters, singlemode, SC/APC, 50/50 split ratio |  |  | LGX ¦ OCM1 | Splitter module | Build America Buy America (BABA) compliant*
760253640 | FACT-1ESXHPP102000L2 | Variant of FACT-SPLITTER-CHASSIS | FACT® splitter chassis, gray, 1E high with high quality factory installed 1x2 splitter, LC/APC, 24 circuits, symmetrical, planar |  | FACT® | FACT | Fiber splitter chassis
760252886 | FACT-1ESRHPP164A00L2 | Variant of FACT-SPLITTER-CHASSIS | FACT® splitter chassis, gray, 1E high with high quality factory installed 1x64 splitter, LC/APC, 1 circuit, symmetrical, low loss planar |  | FACT® | FACT | Fiber splitter chassis
760252887 | FACT-1ESLHPP164A00L2 | Variant of FACT-SPLITTER-CHASSIS | FACT® splitter chassis, gray, 1E high with high quality factory installed 1x64 splitter, LC/APC, 1 circuit, symmetrical, low loss planar |  | FACT® | FACT | Fiber splitter chassis
760253969 | FACT-1ESXHPP10400L2 | Variant of FACT-SPLITTER-CHASSIS | FACT® splitter chassis, gray, 1E high with high quality factory installed 1x4 splitters, LC/APC, 14 circuits, symmetrical, planar |  | FACT® | FACT | Fiber splitter chassis
NG4-VMKLF4A |  | Variant of NG4-MON-MODULES | NG4access® Module VAM, Monitoring, 90/10, singlemode, LC/UPC, front, left, 4 circuits |  | NG4access® | FACT ¦ NG4 | Monitoring module | Build America Buy America (BABA) compliant*
VLM-27U7U2800B0000 |  | Variant of LSX-SPLTR-MODULES | LGX VAM Fiber Optic Splitter Module, two 1x2 splitters, singlemode, SC/UPC, 90/10 split ratio |  |  | LGX | Splitter module
VLM-27U7U3900A0000 |  | Variant of LSX-SPLTR-MODULES | LGX VAM Fiber Optic Splitter Module, one 1x3 splitter, singlemode, SC/UPC, symmetrical split ratio |  |  | LGX | Splitter module
VLM-2KAKA2000B0000 |  | Variant of LSX-SPLTR-MODULES | LGX VAM Fiber Optic Splitter Module, two 1x2 splitters, singlemode, LC/APC, 50/50 split ratio |  |  | LGX | Splitter module
VMM-7A7A7U1BC000 |  | Variant of FDF-FL2-SPLTR-MODULES | FCM/FL2 VAM Fiber Optic Monitoring Module, two 1x2 splitters, singlemode, SC/APC, 95/5 split ratio |  |  | FDF ¦ FL2000 | Splitter module
VLM-2KUKU8000A0000 |  | Variant of LSX-SPLTR-MODULES | LGX VAM Fiber Optic Splitter Module, one 1x8 splitter, singlemode, LC/UPC, symmetrical split ratio |  |  | LGX | Splitter module
VMM-KUKUKU2CP000 |  | Variant of FDF-FL2-SPLTR-MODULES | FCM/FL2 VAM Fiber Optic Monitoring Module, four 1x2 splitters, singlemode, LC/UPC, 50/50 split ratio |  |  | FDF ¦ FL2000 | Splitter module
VMMW-7U7U7U4JP000 |  | Variant of FDF-FL2-SPLTR-MODULES | FCM/FL2 WideVAM Fiber Optic Monitoring Module, eight 1x2 splitters, singlemode, SC/UPC, 60/40 split ratio |  |  | FDF ¦ FL2000 | Splitter module
VLM-57A7A8000A00 |  | Variant of LSX-SPLTR-MODULES | LGX VAM Fiber Optic Splitter Module, one 1x8 splitter, singlemode, SC/APC, symmetrical split ratio |  |  | LGX | Splitter module
VMMW-7U7U7U6MS000 |  | Variant of FDF-FL2-SPLTR-MODULES | FCM/FL2 WideVAM Fiber Optic Monitoring Module, twelve 1x3 splitters, singlemode, SC/UPC, 60/20/20 split ratio |  |  | FDF ¦ FL2000 | Splitter module
VMM-KUKUKU2HJ000 |  | Variant of FDF-FL2-SPLTR-MODULES | FCM/FL2 VAM Fiber Optic Monitoring Module, four 1x2 splitters, singlemode, LC/UPC, 70/30 split ratio |  |  | FDF ¦ FL2000 | Splitter module
VMM-7U7U7U1AD000-A |  | Variant of FDF-FL2-SPLTR-MODULES | FCM/FL2 VAM Fiber Optic Monitoring Module, two 1x2 splitters, singlemode, SC/UPC, 90/10 split ratio |  |  | FDF ¦ FL2000 | Splitter module
VMMW-7U7U7U3HB000 |  | Variant of FDF-FL2-SPLTR-MODULES | FCM/FL2 WideVAM Fiber Optic Monitoring Module, six 1x2 splitters, singlemode, SC/UPC, 70/30 split ratio |  |  | FDF ¦ FL2000 | Splitter module
VLM-27U7U2400B0000 |  | Variant of LSX-SPLTR-MODULES | LGX VAM Fiber Optic Splitter Module, two 1x2 splitters, singlemode, SC/UPC, 70/30 split ratio |  |  | LGX | Splitter module
VMM-7U7U7U1AH0000 |  | Variant of FDF-FL2-SPLTR-MODULES | FCM/FL2 VAM Fiber Optic Monitoring Module, two 1x2 splitters, singlemode, SC/UPC, 90/10 split ratio |  |  | FDF ¦ FL2000 | Splitter module
VSM-27A7A8000A0000 |  | Variant of FDF-FL2-SPLTR-MODULES | FCM/FL2 VAM Fiber Optic Splitter Module, one 1x8 splitter, singlemode, SC/APC, symmetrical split ratio |  |  | FDF ¦ FL2000 | Splitter module
VMM-7U7U7U1AJ000 |  | Variant of FDF-FL2-SPLTR-MODULES | FCM/FL2 VAM Fiber Optic Monitoring Module, two 1x2 splitters, singlemode, SC/UPC, 90/10 split ratio |  |  | FDF ¦ FL2000 | Splitter module
VSM-27A7A2000A0000 |  | Variant of FDF-FL2-SPLTR-MODULES | FCM/FL2 VAM Fiber Optic Splitter Module, one 1x2 splitter, singlemode, SC/APC, 50/50 split ratio |  |  | FDF ¦ FL2000 | Splitter module
VSMW-27A7A2000L00 |  | Variant of FDF-FL2-SPLTR-MODULES | FCM/FL2 WideVAM Fiber Optic Splitter Module, twelve 1x2 splitters, singlemode, SC/APC, 50/50 split ratio |  |  | FDF ¦ FL2000 | Splitter module
VSM-27U7U2800B0000 |  | Variant of FDF-FL2-SPLTR-MODULES | FCM/FL2 VAM Fiber Optic Splitter Module, two 1x2 splitters, singlemode, SC/UPC, 90/10 split ratio |  |  | FDF ¦ FL2000 | Splitter module
VSMW-27A7A4900G00 |  | Variant of FDF-FL2-SPLTR-MODULES | FCM/FL2 WideVAM Fiber Optic Splitter Module, seven 1x4 splitters, singlemode, SC/APC, symmetrical split ratio |  |  | FDF ¦ FL2000 | Splitter module
VSM-27A7A2200A0000 |  | Variant of FDF-FL2-SPLTR-MODULES | FCM/FL2 VAM Fiber Optic Splitter Module, one 1x2 splitter, singlemode, SC/APC, 60/40 split ratio |  |  | FDF ¦ FL2000 | Splitter module
VSM-2KAKA2000B0000 |  | Variant of FDF-FL2-SPLTR-MODULES | FCM/FL2 VAM Fiber Optic Splitter Module, two 1x2 splitters, singlemode, LC/APC, 50/50 split ratio |  |  | FDF ¦ FL2000 | Splitter module
VSM-2KAKA2000D0000 |  | Variant of FDF-FL2-SPLTR-MODULES | FCM/FL2 VAM Fiber Optic Splitter Module, four 1x2 splitters, singlemode, LC/APC, 50/50 split ratio |  |  | FDF ¦ FL2000 | Splitter module
VSM-27A7A3900A0000 |  | Variant of FDF-FL2-SPLTR-MODULES | FCM/FL2 VAM Fiber Optic Splitter Module, one 1x3 splitter, singlemode, SC/APC, symmetrical split ratio |  |  | FDF ¦ FL2000 | Splitter module
VSM-2KUKU2000B0000 |  | Variant of FDF-FL2-SPLTR-MODULES | FCM/FL2 VAM Fiber Optic Splitter Module, two 1x2 splitters, singlemode, LC/UPC, 50/50 split ratio |  |  | FDF ¦ FL2000 | Splitter module
WH6662-000 | FOSC-OC-6P21800 | Variant | FOSC® A-TRAY-24 type with two 1x8 Planar splitters with symmetrical split ratio |  | FOSC® | FOSC-OC | Splitter splice tray
121724-000 | OCC1P-10800-NNNQRIF | Variant | OCC1P Wideband Splitter, planar, singlemode, 1x8, symmetrical split ratio, 0.250 mm/ribbon cable, field installable |  |  | OCC1P | Splitter component |  | Discontinued
195714-000 | OCC1A-1205-NNANQNF | Variant | OCC1A Wideband Splitter, singlemode, 1x2, 95/5 ratio, 0.250 mm cable, field installable |  |  | OCC1A | Splitter component
2111684-1 |  | Variant | Passive Optical LAN-PON Fiber Splitter Adapter Plate with splitter, 1 x 32 |  |  | OLS | Splitter module
2111684-2 |  | Variant | Passive Optical LAN-PON Fiber Splitter Adapter Plate with splitter, 1 x 16 |  |  | OLS | Splitter module
347867-000 | OCC1P-10400-NNNQNQA-US40 | Variant | OCC1P Wideband Splitter, planar, singlemode, 1 x 4, symmetrical split ratio, 0,250 mm cable, light duty housing |  |  | OCC1P | Splitter component |  | Discontinued
367652-000 | OCC1P-10400-NNNQRIF | Variant | OCC1P Wideband Splitter, planar, singlemode, 1x4, symmetrical split ratio, 0.250 mm/ribbon cable, field installable |  |  | OCC1P | Splitter component |  | Discontinued
399274-000 | OCC1P-20800-L2SESEB | Variant | OCC1P Wideband Splitter, planar, singlemode, 2x8, symmetrical split ratio, LC/APC, 0.9 mm cable, medium duty housing |  |  | OCC1P | Splitter component
460159097 | OCC1P-10800-NNNQSEB | Variant | OCC1P Wideband Splitter, planar, singlemode, 1x8, symmetrical ratio, 0.250/0,9 mm cable, medium duty housing |  |  | OCC1P | Splitter component
554944-000 | OCC1P-10200-NNNQNQF | Variant | OCC1P Wideband Splitter, planar, singlemode, 1x2, symmetrical ratio, 0.250 mm cable, light duty housing, field installable |  |  | OCC1P | Splitter component | Build America Buy America (BABA) compliant*
626298-000 | OCC1A-1245-NNANQNF | Variant | OCC1A Wideband Splitter, singlemode, 1x2, 55/45 ratio, 0.250 mm cable, field installable |  |  | OCC1A | Splitter component
760234770 | IFDB-SPLT-1*8-S1 | Variant | IFDB Optical Splitter Module, plug & play, SC/UPC ports, 1 x 8 splitter |  |  | IFDB | Splitter module
760234762 | OCM6-SP218S2-72CB1 | Variant | OCM6 Fiber Optic Splitter Module, Planar, two 1x8 Splitters, singlemode, SC/APC, symmetrical split ratio, butt style, 72 cm pigtails |  |  | OCM6 | Splitter module
760235545 | OCM6-SP11WL2-20DB1 | Variant | OCM6 Fiber Optic Splitter Module, Planar, one 1x32 Splitter, singlemode, LC/APC, symmetrical split ratio, butt style, 2 m pigtails |  |  | OCM6 | Splitter module
760235612 | OCM6-SP11WS2-30DB1 | Variant | OCM6 Fiber Optic Splitter Module, Planar, one 1x32 Splitter, singlemode, SC/APC, symmetrical split ratio, butt style, 3 m pigtails |  |  | OCM6 | Splitter module
760235613 | OCM6-SP11GS2-30DB1 | Variant | OCM6 Fiber Optic Splitter Module, Planar, one 1x16 Splitter, singlemode, SC/APC, symmetrical split ratio, butt style, 3 m pigtails |  |  | OCM6 | Splitter module
760238857 | OCM6-SP524L2-16DB1 | Variant | OCM6 Fiber Optic Splitter Module, Planar, five 2x4 Splitters, singlemode, LC/APC, symmetrical split ratio, butt style, 1.6 m pigtails |  |  | OCM6 | Splitter module
760238510 | OCC1P-10800-NNNQNQA-CL | Variant | OCC1P Wideband Splitter, planar, singlemode, 1x8, symmetrical split ratio, 0,250 mm cable, light duty housing |  |  | OCC1P | Splitter component
760238861 | OCC1P-11600-L2SESEB | Variant | OCC1P Wideband Splitter, planar, singlemode, 1x16, symmetrical split ratio, LC/APC, 0.9 mm cable, medium duty housing |  |  | OCC1P | Splitter component |  | Discontinued
764664-000 | OCC1A-1235-NNANQNF | Variant | OCC1A Wideband Splitter, singlemode, 1x2, 65/35 ratio, 0.250 mm cable, field installable |  |  | OCC1A | Splitter component
799956-000 | OCM1-SA11200S2 | Variant | OCM1 LGX Style Fiber Optic Splitter Module, FBT, one 1x2 Splitter, singlemode, SC/APC, 50/50 split ratio |  |  | LGX ¦ OCM1 | Splitter module
860633528 | OCM1-SP21800L2 | Variant | OCM1 LGX Style Fiber Optic Splitter Module, Planar, two 1x8 Splitter, singlemode, LC/APC, symmetrical split ratio |  |  | LGX ¦ OCM1 | Splitter module |  | Discontinued
891722-000 | OCC1P-13200-NNNQRIF | Variant | OCC1P Wideband Splitter, planar, singlemode, 1x32, symmetrical split ratio, 0.250 mm/ribbon cable, field installable |  |  | OCC1P | Splitter component |  | Discontinued
A13551-000 | OCC1P-10400-NNNQNQA | Variant | OCC1P Wideband Splitter, planar, singlemode, 1 x 4, symmetrical split ratio, 0,250 mm cable, light duty housing |  |  | OCC1P | Splitter component | Build America Buy America (BABA) compliant*
A18219-000 | OCC1A-1200-NNANQNA-SASA | Variant | OCC1A Wideband Splitter, singlemode, 1x2, 50/50 ratio, 0.250 mm cable, light duty housing |  |  | OCC1A | Splitter component
A61669-000 | FOSC-OC-3A21800 | Variant | FOSC® D-TRAY-72 typ with two 1x8 FBT splitters with symmetrical split ratio |  | FOSC® | FOSC-OC | Splitter splice tray
A68313-000 | FOSC-OC-4A11400 | Variant | FOSC® A-TRAY-S24 type with one 1x4 FBT splitter with symmetrical split ratio |  | FOSC® | FOSC-OC | Splitter splice tray
C74415-000 | FOSC-OC-6A11400 | Variant | FOSC® A-TRAY-24 type with one 1x4 FBT splitter with symmetrical split ratio |  | FOSC® | FOSC-OC | Splitter splice tray
C75701-000 | FOSC-OC-6P12G00 | Variant | FOSC® A-TRAY-24 type with one 2x16 Planar splitter with symmetrical split ratio |  | FOSC® | FOSC-OC | Splitter splice tray
CB4038-000 | OCC1A-2200-NNANQNA | Variant | OCC1A Wideband Splitter, singlemode, 2x2, 50/50 ratio, 0.250 mm cable, light duty housing |  |  | OCC1A | Splitter component
CA0685-000 | OCC1A-1230-S2ASENB | Variant | OCC1A Wideband Splitter, singlemode, 1x2, 70/30 ratio, SC/APC, 0.9 mm cable, medium duty housing |  |  | OCC1A | Splitter component
CB7630-000 | OCM1-SA21200S2 | Variant | OCM1 LGX Style Fiber Optic Splitter Module, FBT, two 1x2 Splitters, singlemode, SC/APC, 50/50 split ratio |  |  | LGX ¦ OCM1 | Splitter module
CC1541-000 | FIST-FSASA2-24-1P-R | Variant | FIST® Fiber Splice Tray with Field Installable Splitter, symmetrical ratio, 2x4, Planar component, grade P, all fibers at right side |  | FIST® | FIST-FSASA2 | Splitter splice tray
CC1542-000 | FIST-FSASA2-28-1P-R | Variant | FIST® Fiber Splice Tray with Field Installable Splitter, symmetrical ratio, 2x8, Planar component, grade P, all fibers at right side |  | FIST® | FIST-FSASA2 | Splitter splice tray
CC1037-000 | FOSC-OC-6P11800 | Variant | FOSC® A-TRAY-24 type with one 1x8 Planar splitter with symmetrical split ratio |  | FOSC® | FOSC-OC | Splitter splice tray
CC6925-000 | OCM5-SP11W00S2-14DASIA-U | Variant | OCM5 Fiber Optic Splitter Module, Planar, one 1x32 Splitter, singlemode, SC/APC, symmetrical split ratio, 1.4 m pigtails |  |  | OCM5 | Splitter module
CC8313-000 | OCC1P-16400-NNNQNQF | Variant | OCC1P Wideband Splitter, planar, singlemode, 1 x 64, symmetrical split ratio, 0,250 mm cable, field installable |  |  | OCC1P | Splitter component | Build America Buy America (BABA) compliant*
CC8177-000 | FOSC-OC-6P11400 | Variant | FOSC® A-TRAY-24 type with one 1x4 Planar splitter with symmetrical split ratio |  | FOSC® | FOSC-OC | Splitter splice tray
CC8544-000 | OCC1P-11600-NNNQNQF | Variant | OCC1P Wideband Splitter, planar, singlemode, 1 x 16, symmetrical split ratio, 0,250 mm cable, field installable |  |  | OCC1P | Splitter component | Build America Buy America (BABA) compliant*
CC9987-000 | OCC1P-10800-NNNQNQF-2 | Variant | OCC1P Wideband Splitter, planar, singlemode, 1x8, symmetrical split ratio, 0,250 mm cable, light duty housing |  |  | OCC1P | Splitter component |  | Discontinued
CP3653-000 | OCC1P-11600-S2SESEB | Variant | OCC1P Wideband Splitter, planar, singlemode, 1x16, symmetrical split ratio, SC/APC, 0.9 mm cable, medium duty housing |  |  | OCC1P | Splitter component |  | Discontinued
CP3849-000 | OCC1P-16400-S2SESEB | Variant | OCC1P Wideband Splitter, planar, singlemode, 1x64, symmetrical split ratio, SC/APC, 0.9 mm cable, medium duty housing |  |  | OCC1P | Splitter component
CS1307-000 | OCM6-SP118S2-61CI1 | Variant | OCM6 Fiber Optic Splitter Module, Planar, one 1x8 Splitter, singlemode, SC/APC, symmetrical split ratio, in-line style, 61 cm pigtails |  |  | OCM6 | Splitter module
CS1309-000 | OCM6-SP11GS2-61CI1 | Variant | OCM6 Fiber Optic Splitter Module, Planar, one 1x16 Splitter, singlemode, SC/APC, symmetrical split ratio, in-line style, 61 cm pigtails |  |  | OCM6 | Splitter module
CS2811-000 | OCM6-SP114S2-61CI1 | Variant | OCM6 Fiber Optic Splitter Module, Planar, one 1x4 Splitter, singlemode, SC/APC, symmetrical split ratio, in-line style, 61 cm pigtails |  |  | OCM6 | Splitter module
CS2062-000 | OCFPS1U-P116400S2 | Variant | OCFPS Fiber Optic Splitter Panel, one 1x64, symmetrical, planar, singlemode, SC/APC, 1U, 19 in, gray |  |  | OCFPS | Splitter patch panel |  | Discontinued
CS7527-000 | OCC1P-10400-NNNQNQA-FDC | Variant | OCC1P Wideband Splitter, planar, singlemode, 1 x 4, symmetrical split ratio, 0,250 mm cable, light duty housing |  |  | OCC1P | Splitter component |  | Discontinued
CS7528-000 | OCC1P-10800-S1SESEB-FDC | Variant | OCC1P Wideband Splitter, planar, singlemode, 1x8, symmetrical split ratio, SC/UPC, 0.9 mm cable, medium duty housing |  |  | OCC1P | Splitter component
CS7529-000 | OCC1P-10800-NNNQNQA-FDC | Variant | OCC1P Wideband Splitter, planar, singlemode, 1x8, symmetrical split ratio, 0,250 mm cable, light duty housing |  |  | OCC1P | Splitter component |  | Discontinued
CU4756-000 | OCM1-SA31200S2 | Variant | OCM1 LGX Style Fiber Optic Splitter Module, FBT, three 1x2 Splitters, singlemode, SC/APC, 50/50 split ratio |  |  | LGX ¦ OCM1 | Splitter module
CU4243-000 | FIST-FSASA2-22-1A-L | Variant | FIST® Fiber Splice Tray with Field Installable Splitter, symmetrical ratio, 2x2, FBT component, grade A, all fibers at left side |  | FIST® | FIST-FSASA2 | Splitter splice tray
CU8906-000 | OCC1P-21600-NNNQNQA-FDC | Variant | OCC1P Wideband Splitter, planar, singlemode, 2x16, symmetrical split ratio, 0,250 mm cable, light duty housing |  |  | OCC1P | Splitter component |  | Discontinued
CV5290-000 | OCC1P-16400-L2SESEB | Variant | OCC1P Wideband Splitter, planar, singlemode, 1x64, symmetrical split ratio, LC/APC, 0.9 mm cable, medium duty housing |  |  | OCC1P | Splitter component
CV5845-000 | FIST-FSASA3-SC-132-1P-S | Variant of FIST-FSASA3-SPLITTER-TRAYS | FIST® Fiber Splice Tray with Field Installable Splitter, symmetrical ratio, 1x32, Low loss Planar, grade P |  | FIST® | FIST-FSASA3 | Splitter splice tray
CV5853-000 | FIST-FSASA3-SC-216-1P-S | Variant of FIST-FSASA3-SPLITTER-TRAYS | FIST® Fiber Splice Tray with Field Installable Splitter, symmetrical ratio, 2x16, Low loss Planar, grade P |  | FIST® | FIST-FSASA3 | Splitter splice tray
CV5835-000 | FIST-FSASA3-SC-104-1P-S | Variant of FIST-FSASA3-SPLITTER-TRAYS | FIST® Fiber Splice Tray with Field Installable Splitter, symmetrical ratio, 1x4, Planar component, grade P |  | FIST® | FIST-FSASA3 | Splitter splice tray
CW5512-000 | OCM6-SP118NS2-72CB1 | Variant | OCM6 Fiber Optic Splitter Module, Planar, one 1x8 Splitter, singlemode, SC/APC output only, symmetrical split ratio, butt style, 4.5 m pigtails |  |  | OCM6 | Splitter module
CW7232-000 | FIST-FSASA2-12-1A-L-25 | Variant | FIST® Fiber Splice Tray with Field Installable Splitter, 25/75 ratio, 1x2, FBT component, grade A, all fibers at left side |  | FIST® | FIST-FSASA2 | Splitter splice tray
CW7234-000 | FIST-FSASA2-12-1A-L-30 | Variant | FIST® Fiber Splice Tray with Field Installable Splitter, 30/70 ratio, 1x2, FBT component, grade A, all fibers at left side |  | FIST® | FIST-FSASA2 | Splitter splice tray
CW9901-000 | OCM5-SP12W00L2-45DASIA | Variant | OCM5 Fiber Optic Splitter Module, Planar, one 2x32 Splitter, singlemode, LC/APC, symmetrical split ratio, 4.5 m pigtails |  |  | OCM5 | Splitter module
CX0659-000 | OCM6-SP11WS2-61CI1 | Variant | OCM6 Fiber Optic Splitter Module, Planar, one 1x32 Splitter, singlemode, SC/APC, symmetrical split ratio, in-line style, 61 cm pigtails |  |  | OCM6 | Splitter module
CW8580-000 | IFDB-SPLT-1*8-S2 | Variant | IFDB Optical Splitter Module, plug & play, SC/APC ports, 1 x 8 splitter |  |  | IFDB | Splitter module
CW8580-001 | IFDB-SPLT-1*4-S2 | Variant | IFDB Optical Splitter Module, plug & play, SC/APC ports, 1 x 4 splitter |  |  | IFDB | Splitter module
CX2089-000 | OCC1P-11600-S3SESEB | Variant | OCC1P Wideband Splitter, planar, singlemode, 1x16, symmetrical split ratio, SC/APC 9°, 0.9 mm cable, medium duty housing |  |  | OCC1P | Splitter component |  | Discontinued
CX3037-000 | FIST-FSASA2-13-1A-R | Variant | FIST® Fiber Splice Tray with Field Installable Splitter, symmetrical ratio, 1x3, FBT component, grade A, all fibers at right side |  | FIST® | FIST-FSASA2 | Splitter splice tray
CX1247-000 | OCM5-SP11Z00S2-70DASIA | Variant | OCM5 Fiber Optic Splitter Module, Planar, one 1x64 Splitter, singlemode, SC/APC, symmetrical split ratio, 7.0 m pigtails |  |  | OCM5 | Splitter module
CX2454-000 | OCC1P-13200-S3SESEB | Variant | OCC1P Wideband Splitter, planar, singlemode, 1x32, symmetrical split ratio, SC/APC 9°, 0.9 mm cable, medium duty housing |  |  | OCC1P | Splitter component |  | Discontinued
CX3242-000 | FIST-FSASA2-12-1A-R-25 | Variant | FIST® Fiber Splice Tray with Field Installable Splitter, 25/75 ratio, 1x2, FBT component, grade A, all fibers at right side |  | FIST® | FIST-FSASA2 | Splitter splice tray
CX3240-000 | FIST-FSASA2-12-1A-R-15 | Variant | FIST® Fiber Splice Tray with Field Installable Splitter, 15/85 ratio, 1x2, FBT component, grade A, all fibers at right side |  | FIST® | FIST-FSASA2 | Splitter splice tray
CY0684-000 | OCM6-SP11GL2-18DB1-NZ | Variant | OCM6 Fiber Optic Splitter Module, Planar, one 1x16 Splitter, singlemode, LC/APC, symmetrical split ratio, butt style, 1.8 m pigtails |  |  | OCM6 | Splitter module
CY1541-000 | OCM6-SP11WL2-18DB1-NZ | Variant | OCM6 Fiber Optic Splitter Module, Planar, one 1x32 Splitter, singlemode, LC/APC, symmetrical split ratio, butt style, 1.8 m pigtails |  |  | OCM6 | Splitter module
CY3856-000 | OCM1-SP11G00L2-NZ | Variant | OCM1 LGX Style Fiber Optic Splitter Module, Planar, one 1x16 Splitter, singlemode, LC/APC, symmetrical split ratio |  |  | LGX ¦ OCM1 | Splitter module
CY2615-000 | OCM1-SP41400L2 | Variant | OCM1 LGX Style Fiber Optic Splitter Module, Planar, four 1x4 Splitter, singlemode, LC/APC, symmetrical split ratio |  |  | LGX ¦ OCM1 | Splitter module
CY7856-000 | OCC1P-20800-NNNQNQF | Variant | OCC1P Wideband Splitter, planar, singlemode, 2x8, symmetrical split ratio, 0,250 mm cable, field installable |  |  | OCC1P | Splitter component
CY8048-000 | OCM6-SP114S2-72CI1 | Variant | OCM6 Fiber Optic Splitter Module, Planar, one 1x4 Splitter, singlemode, SC/APC, symmetrical split ratio, in-line style, 72 cm pigtails |  |  | OCM6 | Splitter module
CZ2459-000 | OCC1P-11600-NNSESEB-ASIA | Variant | OCC1P Wideband Splitter, planar, singlemode, 1x16, symmetrical split ratio, 0,9 mm cable, medium duty housing |  |  | OCC1P | Splitter component |  | Discontinued
CZ1836-000 | OCC1P-20400-S2SESEB | Variant | OCC1P Wideband Splitter, planar, singlemode, 2x4, symmetrical split ratio, SC/APC, 0.9 mm cable, medium duty housing |  |  | OCC1P | Splitter component
CZ1840-000 | OCC1P-23200-S2SESEB | Variant | OCC1P Wideband Splitter, planar, singlemode, 2x32, symmetrical split ratio, SC/APC, 0.9 mm cable, medium duty housing |  |  | OCC1P | Splitter component
CZ3250-000 | OCM6-SP12GL2-19DB1 | Variant | OCM6 Fiber Optic Splitter Module, Planar, one 2x16 Splitter, singlemode, LC/APC, symmetrical split ratio, butt style, 1.9 m pigtails |  |  | OCM6 | Splitter module
CZ3255-000 | OCM6-SP12WL2-19DB1 | Variant | OCM6 Fiber Optic Splitter Module, Planar, one 2x32 Splitter, singlemode, LC/APC, symmetrical split ratio, butt style, 1.9 m pigtails |  |  | OCM6 | Splitter module
CZ3246-000 | OCM6-SP128L2-19DB1 | Variant | OCM6 Fiber Optic Splitter Module, Planar, one 2x8 Splitter, singlemode, LC/APC, symmetrical split ratio, butt style, 1.9 m pigtails |  |  | OCM6 | Splitter module
CZ6768-000 | OCC1P-13200-S2SESEB-ASIA | Variant | OCC1P Wideband Splitter, planar, singlemode, 1x32, symmetrical split ratio, SC/APC, 0.9 mm cable, medium duty housing |  |  | OCC1P | Splitter component |  | Discontinued
CZ7753-000 | FIST-SASA3-116-1P-S | Variant | FIST® Fiber Splitter Array Sub-Assembly with splitter, symmetrical ratio, 1x16, Planar component, grade P |  | FIST® | FIST-SASA3 | Splitter splice tray
CZ8588-000 | OCC1P-20400-NNNQNQF | Variant | OCC1P Wideband Splitter, planar, singlemode, 2x4, symmetrical split ratio, 0,250 mm cable, field installable |  |  | OCC1P | Splitter component
CZ8590-000 | OCC1P-23200-NNNQNQF | Variant | OCC1P Wideband Splitter, planar, singlemode, 2x32, symmetrical split ratio, 0,250 mm cable, field installable |  |  | OCC1P | Splitter component
D80891-000 | OCC1A-1210-NNASENB | Variant | OCC1A Wideband Splitter, singlemode, 1x2, 90/10 ratio, 0.9 mm cable, medium duty housing |  |  | OCC1A | Splitter component |  | Discontinued
D35163-000 | OCC1A-1200-L2ASENB | Variant | OCC1A Wideband Splitter, singlemode, 1x2, 50/50 ratio, LC/APC, 0.9 mm cable, medium duty housing |  |  | OCC1A | Splitter component
D83104-000 | FIST-FSASA2-18-1P-R | Variant | FIST® Fiber Splice Tray with Field Installable Splitter, symmetrical ratio, 1x8, Planar component, grade P, all fibers at right side |  | FIST® | FIST-FSASA2 | Splitter splice tray
D39890-000 | FOSC-OC-3P11G00 | Variant | FOSC® D-TRAY-72 type with one 1x16 Planar splitter with symmetrical split ratio |  | FOSC® | FOSC-OC | Splitter splice tray
D88525-000 | OCC1A-1200-S2ASGAC | Variant | OCC1A Wideband Splitter, singlemode, 1x2, 50/50 ratio, SC/APC, 2.0 mm cable, heavy duty housing |  |  | OCC1A | Splitter component
E43774-000 | OCC1P-11600-NNNQNQA | Variant | OCC1P Wideband Splitter, planar, singlemode, 1x16, symmetrical split ratio, 0,250 mm cable, light duty housing |  |  | OCC1P | Splitter component | Build America Buy America (BABA) compliant*
EF3406-000 | OCM6-SP11WNL2-61CB1 | Variant | OCM6 Fiber Optic Splitter Module, Planar, one 1x32 Splitter, singlemode, LC/APC output only, symmetrical split ratio, butt style, 61 cm pigtails |  |  | OCM6 | Splitter module
EF5492-000 | OCC1A-1210-NNANQNF | Variant | OCC1A Wideband Splitter, singlemode, 1x2, 90/10 ratio, 0.250 mm cable, field installable |  |  | OCC1A | Splitter component
EG3368-000 | OCM1-SP12400S2 | Variant | OCM1 LGX Style Fiber Optic Splitter Module, Planar, one 2x4 Splitter, singlemode, SC/APC, symmetrical split ratio |  |  | LGX ¦ OCM1 | Splitter module |  | Discontinued
EG3369-000 | OCM1-SP12800S2 | Variant | OCM1 LGX Style Fiber Optic Splitter Module, Planar, one 2x8 Splitter, singlemode, SC/APC, symmetrical split ratio |  |  | LGX ¦ OCM1 | Splitter module |  | Discontinued
EG3708-000 | OCC1P-10200-NNNQNQA-A2 | Variant | OCC1P Wideband Splitter, planar, singlemode, 1x2, symmetrical ratio, 0.250 mm cable, light duty housing |  |  | OCC1P | Splitter component |  | Discontinued
EG5932-002 | OCC1P-10400-NNSESEB_AP | Variant | OCC1P Wideband Splitter, planar, singlemode, 1x4, symmetrical split ratio, 0,9 mm cable, medium duty housing |  |  | OCC1P | Splitter component |  | Discontinued
EG6171-000 | OCM6-SP12WL2-72CB1 | Variant | OCM6 Fiber Optic Splitter Module, Planar, one 2x32 Splitter, singlemode, LC/APC, symmetrical split ratio, butt style, 72 cm pigtails |  |  | OCM6 | Splitter module
EG8273-000 | OCM6-SA122NS2-72CB1 | Variant | OCM6 Fiber Optic Splitter Module, FBT, one 2x2 Splitter, singlemode, SC/APC output only, symmetrical split ratio, butt style, 72 cm pigtails |  |  | OCM6 | Splitter module
EG8275-000 | OCM6-SA522NS2-72CB1 | Variant | OCM6 Fiber Optic Splitter Module, FBT, five 2x2 Splitters, singlemode, SC/APC output only, symmetrical split ratio, butt style, 72 cm pigtails |  |  | OCM6 | Splitter module
FDH3000-WDM-MODULES |  | Base Product | FDH 3000 Plug-and-Play WDM Modules |  |  | FDH 3000 ¦ Mini FDH 3000 | WDM module | Build America Buy America (BABA) compliant*
FDH4000-FDH5000-SPLITTER-MODULES |  | Base Product | FDH4000 and FDH5000 Plug-and-Play Splitter Modules |  |  | FDH 4000 ¦ FDH 5000 ¦ FPS | Splitter module | Build America Buy America (BABA) compliant*
FDH3000-SPLITTER-MODULES |  | Base Product | FDH 3000 Plug-and-Play Splitter Modules |  |  | FDH 3000 ¦ Mini FDH 3000 | Splitter module | Build America Buy America (BABA) compliant*
HD-ACCESSORIES |  | Base Product | High density Fiber Panel Accessories | CommScope® |  | HD | Fiber panel accessory kit
FDF-FL2-SPLTR-MODULES |  | Base Product | FDF/FL2 VAM Fiber Optic Splitter Module |  |  | FDF ¦ FL2000 | Splitter module
PROPEL-COLOR-COLLARS |  | Base Product | Propel Color Collars snap onto the front pull rod to easily identify different networks within a building or data center. Available in blue, gray, aqua, orange, red, green, brown, violet, rose and yellow. | CommScope® | Propel | PPL | Color Cap
NG4-SPLTR-MODULES |  | Base Product | NG4access Splitter Module |  | NG4access® | FACT ¦ NG4 | Splitter module | Build America Buy America (BABA) compliant*
NG4-MON-MODULES |  | Base Product | NG4access Monitoring Module |  | NG4access® | FACT ¦ NG4 | Monitoring module | Build America Buy America (BABA) compliant*
FACT-SPLITTER-CHASSIS |  | Base Product | FACT® Series Optical Splitter Chassis for FACT ODF |  | FACT® | FACT | Fiber splitter chassis
OCSH-SHELVES |  | Base Product | OCSH Shelves for holding Optical OCM6 style modules |  |  | OCSH | Shelf for optical modules
XPND-SPLITTER-MODULES |  | Base Product | XPND Splitter Modules |  |  | XPND | Splitter module | Build America Buy America (BABA) compliant*
5202003 | P3 500 JCA SM PR2171 | Variant | 75 Ohm P3® Trunk and Distribution Cable, black PE jacket |  | P3® |  | Coaxial hardline cable
5232203 | P3 500 JCA SM MT PR7280 | Variant | 75 Ohm P3® Trunk and Distribution Cable, black PE jacket |  | P3® |  | Coaxial hardline cable
5351303 | P3 500 JCA SM MT PC7428 | Variant | 75 Ohm P3® Trunk and Distribution Cable, black PE jacket |  | P3® |  | Coaxial hardline cable
5363503 | P3 500 JCA SM MT PR7604 | Variant | 75 Ohm P3® Trunk and Distribution Cable, black PE jacket |  | P3® |  | Coaxial hardline cable
5202203 | P3 500 JCASS SM PR997 | Variant | 75 Ohm P3® Trunk and Distribution Cable, black PE jacket, flooded for underground |  | P3® |  | Coaxial hardline cable | Build America Buy America (BABA) compliant*
5225003 | P3 500 JCASS SM MT PR7278 | Variant | 75 Ohm P3® Trunk and Distribution Cable, black PE jacket, flooded for underground |  | P3® |  | Coaxial hardline cable | Build America Buy America (BABA) compliant*
5278203 | P3 500 JCASST O SM PR997 | Variant | 75 Ohm P3® Trunk and Distribution Cable, black PE jacket with co-extruded orange stripe, flooded for underground |  | P3® |  | Coaxial hardline cable | Build America Buy America (BABA) compliant*
5341203 | P3 500 JCASS SM PR2171 | Variant | 75 Ohm P3® Trunk and Distribution Cable, black PE jacket, flooded for underground |  | P3® |  | Coaxial hardline cable | Build America Buy America (BABA) compliant*
5314103 | P3 750 JCASS SM PC2507 | Variant | 75 Ohm P3® Trunk and Distribution Cable, black PE jacket, flooded for underground |  | P3® |  | Coaxial hardline cable | Build America Buy America (BABA) compliant*
5208003 | P3 625 JCA SM PR2171 | Variant | 75 Ohm P3® Trunk and Distribution Cable, black PE jacket |  | P3® |  | Coaxial hardline cable | Build America Buy America (BABA) compliant*
5223103 | P3 625 JCAT Y SM PR2171 | Variant | 75 Ohm P3® Trunk and Distribution Cable, black PE jacket co-extruded yellow stripe |  | P3® |  | Coaxial hardline cable | Build America Buy America (BABA) compliant*
5230203 | P3 625 JCA SM MT PR7280 | Variant | 75 Ohm P3® Trunk and Distribution Cable, black PE jacket |  | P3® |  | Coaxial hardline cable | Build America Buy America (BABA) compliant*
530101703 | P3 625 JCA SM PR2171 | Variant | 75 Ohm P3® Trunk and Distribution Cable, black PE jacket |  | P3® |  | Coaxial hardline cable | Build America Buy America (BABA) compliant*
5341403 | P3 625 JCASS SM PR2171 | Variant | 75 Ohm P3® Trunk and Distribution Cable, black PE jacket, flooded for underground |  | P3® |  | Coaxial hardline cable | Build America Buy America (BABA) compliant*
5208203 | P3 625 JCAM109 SM PR2171 | Variant | 75 Ohm P3® Trunk and Distribution Cable, black PE jacket with integrated Figure 8 self supporting galvanized solid steel messenger |  | P3® |  | Coaxial hardline cable | Build America Buy America (BABA) compliant*
5509102 | QR 540 JCASS SM PR997 | Variant | 75 Ohm QR® Trunk and Distribution Cable, black PE jacket, flooded for underground, Build America Buy America (BABA) |  | QR® |  | Coaxial hardline cable | Build America Buy America (BABA) compliant*
5510202 | QR 860 JCASS PR2355 | Variant | 75 Ohm QR® Trunk and Distribution Cable, black PE jacket, flooded for underground, Build America Buy America (BABA) |  | QR® |  | Coaxial hardline cable | Build America Buy America (BABA) compliant*
4110103 | 2312K CMRL 1//2" PLENUM TRUNK 2400 | Variant | 75 Ohm P3® 500 JCAP 1/2" Plemum Trunk and Distribution Cable, cream flame retardant PVDF jacket, Build America Buy America (BABA) |  | P3® |  | Coaxial hardline cable | Build America Buy America (BABA) compliant*
4110273 | 2312V WTRL 1/2" PLEN TRUNK | Variant | 75 Ohm P3® 500 JCAP 1/2" Plenum Trunk and Distribution Cable, white flame retardant PVC jacket |  | P3® |  | Coaxial hardline cable
5208002 | P3® 625 CA | Variant | 75 Ohm P3® Trunk and Distribution Cable, unjacketed |  | P3® |  | Coaxial hardline cable
5209002 | P3® 875 CA | Variant | 75 Ohm P3® Trunk and Distribution Cable, unjacketed |  | P3® |  | Coaxial hardline cable | Build America Buy America (BABA) compliant*
5266303 | POWER FEEDER® 625 JCAT 3R SM MT | Variant | 23 Ohm Power Feeder® Trunk and Distribution Cable, black PE jacket with three co-extruded red stripes |  | Power Feeder® |  | Coaxial hardline cable
530092703 | P3® 750 JCAT G | Variant | 75 Ohm P3® Trunk and Distribution Cable, black PE jacket with co-extruded green stripe |  | P3® |  | Coaxial hardline cable
5244903 | POWER FEEDER® 625 JCAT 3R | Variant | 23 Ohm Power Feeder® Trunk and Distribution Cable, black PE jacket with three co-extruded red stripes |  | Power Feeder® |  | Coaxial hardline cable | Build America Buy America (BABA) compliant*
5302002 | P3® 500 CA | Variant | 75 Ohm P3® Trunk and Distribution Cable, unjacketed |  | P3® |  | Coaxial hardline cable | Build America Buy America (BABA) compliant*
5308303 | P3® 625 JCASP | Variant | 75 Ohm P3® Trunk and Distribution Cable, black PE jacket with aerial floodant |  | P3® |  | Coaxial hardline cable | Build America Buy America (BABA) compliant*
5307703 | P3® 500 JCAM109 | Variant | 75 Ohm P3® Trunk and Distribution Cable, black PE jacket with integrated figure 8 self-supporting galvanized solid steel messenger |  | P3® |  | Coaxial hardline cable | Build America Buy America (BABA) compliant*
530100203 | P3® 750 JCASP SM MT | Variant | 75 Ohm P3® Trunk and Distribution Cable, black PE jacket with aerial floodant |  | P3® |  | Coaxial hardline cable
5309003 | P3® 875 JCA | Variant | 75 Ohm P3® Trunk and Distribution Cable, black PE jacket |  | P3® |  | Coaxial hardline cable | Build America Buy America (BABA) compliant*
530102403 | P3® 750 JCASP SM MT | Variant | 75 Ohm P3® Trunk and Distribution Cable, black PE jacket with aerial floodant |  | P3® |  | Coaxial hardline cable | Build America Buy America (BABA) compliant*
5309103 | P3® 875 JCASS | Variant | 75 Ohm P3® Trunk and Distribution Cable, black PE jacket, flooded for underground |  | P3® |  | Coaxial hardline cable | Build America Buy America (BABA) compliant*
5304002 | P3® 750 CA | Variant | 75 Ohm P3® Trunk and Distribution Cable, unjacketed |  | P3® |  | Coaxial hardline cable | Build America Buy America (BABA) compliant*
5309303 | P3® 875 JCASP | Variant | 75 Ohm P3® Trunk and Distribution Cable, black PE jacket with aerial floodant |  | P3® |  | Coaxial hardline cable | Build America Buy America (BABA) compliant*
5301803 | P3® 500 JCA SM | Variant | 75 Ohm P3® Trunk and Distribution Cable, black PE jacket, Build America Buy America (BABA) |  | P3® |  | Coaxial hardline cable | Build America Buy America (BABA) compliant*
5333503 | P3® 840 JCASS | Variant | 75 Ohm P3® Trunk and Distribution Cable, black PE jacket, flooded for underground |  | P3® |  | Coaxial hardline cable | Build America Buy America (BABA) compliant*
5340803 | P3® 500 JCASP | Variant | 75 Ohm P3® Trunk and Distribution Cable, black PE jacket with aerial floodant |  | P3® |  | Coaxial hardline cable | Build America Buy America (BABA) compliant*
5370003 | P3® 500 JCAT B | Variant | 75 Ohm P3® Trunk and Distribution Cable, black PE jacket with co-extruded blue stripe |  | P3® |  | Coaxial hardline cable
5365303 | P3® 875 JCAT 3G AJ | Variant | 75 Ohm P3® Trunk and Distribution Cable, black PE alternative jacket with three co-extruded green stripes |  | P3® |  | Coaxial hardline cable | Build America Buy America (BABA) compliant*
5377203 | P3® 875 JCASST B | Variant | 75 Ohm P3® Trunk and Distribution Cable, black PE jacket with co-extruded blue stripe, flooded for underground |  | P3® |  | Coaxial hardline cable | Build America Buy America (BABA) compliant*
5390003 | P3® 625 JCAT 3G AJ | Variant | 75 Ohm P3® Trunk and Distribution Cable, black PE alternative jacket with three co-extruded green stripes |  | P3® |  | Coaxial hardline cable | Build America Buy America (BABA) compliant*
550085302 | QR® 860 JCAT 3G AJ | Variant | 75 Ohm QR® Trunk and Distribution Cable, black PE jacket black PE alternate jacket with three co-extruded green stripes |  | QR® |  | Coaxial hardline cable | Build America Buy America (BABA) compliant*
550085402 | QR® 715 JCAT 3G AJ | Variant | 75 Ohm QR® Trunk and Distribution Cable, black PE alternative jacket with three co-extruded green stripes, Build America Buy America (BABA) |  | QR® |  | Coaxial hardline cable | Build America Buy America (BABA) compliant*
5514902 | QR® 860 JCASS SM MT | Variant | 75 Ohm QR® Trunk and Distribution Cable, black PE jacket, flooded for underground |  | QR® |  | Coaxial hardline cable
5515002 | QR® 860 JCA SM MT | Variant | 75 Ohm QR® Trunk and Distribution Cable, black PE jacket |  | QR® |  | Coaxial hardline cable | Build America Buy America (BABA) compliant*
5501302 | QR® 860 JCA | Variant | 75 Ohm QR® Trunk and Distribution Cable, black PE jacket |  | QR® |  | Coaxial hardline cable | Build America Buy America (BABA) compliant*
5512402 | QR® 540 JCASST B | Variant | 75 Ohm QR® Trunk and Distribution Cable, black PE jacket with co-extruded blue stripe, flooded for underground |  | QR® |  | Coaxial hardline cable | Build America Buy America (BABA) compliant*
5520302 | QR® 715 JCASS SM MT | Variant | 75 Ohm QR® Trunk and Distribution Cable, black PE jacket, flooded for underground |  | QR® |  | Coaxial hardline cable | Build America Buy America (BABA) compliant*
5515302 | QR® 715 JCA | Variant | 75 Ohm QR® Trunk and Distribution Cable, black PE jacket |  | QR® |  | Coaxial hardline cable | Build America Buy America (BABA) compliant*
5516202 | QR® 540 JCAM109 | Variant | 75 Ohm QR® Trunk and Distribution Cable, black PE jacket with integrated figure 8 self-supporting galvanized solid steel messenger |  | QR® |  | Coaxial hardline cable | Build America Buy America (BABA) compliant*
5518702 | QR® 540 JCART R | Variant | 75 Ohm QR® Trunk and Distribution Cable, black flame retardant PE jacket with co-extruded red stripe |  | QR® |  | Coaxial hardline cable | Build America Buy America (BABA) compliant*
5513802 | QR® 540 JCA SM MT | Variant | 75 Ohm QR® Trunk and Distribution Cable, black PE jacket |  | QR® |  | Coaxial hardline cable | Build America Buy America (BABA) compliant*
5522802 | QR® 715 JCAT G | Variant | 75 Ohm QR® Trunk and Distribution Cable, black PE jacket with co-extruded green stripe |  | QR® |  | Coaxial hardline cable | Build America Buy America (BABA) compliant*
5519302 | QR® 715 JCASST G | Variant | 75 Ohm QR® Trunk and Distribution Cable, black PE jacket with co-extruded green stripe, flooded for underground |  | QR® |  | Coaxial hardline cable | Build America Buy America (BABA) compliant*
5528902 | QR® 540 JCAM109 SM MT | Variant | 75 Ohm QR® Trunk and Distribution Cable, black PE jacket with integrated figure 8 self-supporting galvanized solid steel messenger |  | QR® |  | Coaxial hardline cable | Build America Buy America (BABA) compliant*
5539402 | QR® 540 JCASP | Variant | 75 Ohm QR® Trunk and Distribution Cable, black PE jacket with aerial floodant |  | QR® |  | Coaxial hardline cable
5544502 | QR® 540 JCASS | Variant | 75 Ohm QR® Trunk and Distribution Cable, black PE jacket, flooded for underground |  | QR® |  | Coaxial hardline cable | Build America Buy America (BABA) compliant*
5559802 | QR® 540 JCAR SM MT | Variant | 75 Ohm QR® Trunk and Distribution Cable, black flame retardant PE jacket |  | QR® |  | Coaxial hardline cable | Build America Buy America (BABA) compliant*
5560502 | QR® 715 JCAT G SM MT | Variant | 75 Ohm QR® Trunk and Distribution Cable, black PE jacket with co-extruded green stripe |  | QR® |  | Coaxial hardline cable | Build America Buy America (BABA) compliant*
5560802 | QR® 540 JCA GREY SM MT | Variant | 75 Ohm QR® Trunk and Distribution Cable, Gray PE jacket |  | QR® |  | Coaxial hardline cable
5727803 | P3® 840 JCA | Variant | 75 Ohm P3® Trunk and Distribution Cable, black PE jacket |  | P3® |  | Coaxial hardline cable | Build America Buy America (BABA) compliant*
550084302 | QR® 540 JCAT 3G AJ SM | Variant | 75 Ohm QR® Trunk and Distribution Cable, black PE alternate jacket with three co-extruded green stripes |  | QR® |  | Coaxial hardline cable | Build America Buy America (BABA) compliant*
5702003 | P3® 500 JCA | Variant | 75 Ohm P3® Trunk and Distribution Cable, black PE jacket |  | P3® |  | Coaxial hardline cable | Build America Buy America (BABA) compliant*
CX3240006 | 100T135F1177TSEF XP COEX | Variant | ConQuest® Cable in Conduit, 1 in, SDR 13.5, terracotta (F1177TSEF XP) |  | ConQuest® | 11 Series | Coaxial cable-in-conduit | Build America Buy America (BABA) compliant*
CX3220015 | 100T135F677TSEF XP COEX | Variant | ConQuest® Cable in Conduit, Terracotta 1 in, SDR 11, (F677TSEF XP) |  | ConQuest® | 6 Series | Coaxial cable-in-conduit |  | Discontinued
FHD-ACC-CLAMP910 |  | Variant | Cable clamp for flat or universal flat fiber optic cable |  |  | FHD | Fiber cable clamp
760058693 | BGND-12 | Variant | Grounding Kit, Shelf Mounted Bracket | CommScope® |  |  | Grounding kit
GND-STPKIT | BGND-12 | Variant | Grounding Strap Kit, 6 AWG, 5 in |  |  |  | Grounding kit
FPS-CJJAA0BY1000 |  | Variant of FDH3000-WDM-MODULES | FDH 3000 Plug-and-Play CWDM Module, 8-channel, SC/APC |  |  | FDH 3000 ¦ Mini FDH 3000 | CWDM module | Build America Buy America (BABA) compliant*
FPS-CJJCA0BY1000 |  | Variant of FDH3000-WDM-MODULES | FDH 3000 Plug-and-Play CWDM Module, 10 Channel with 1310 upgrade port |  |  | FDH 3000 ¦ Mini FDH 3000 | CWDM module | Build America Buy America (BABA) compliant*
FPS-C1JJ108CA2AD1 | 300100116582 | Variant of FDH3000-WDM-MODULES | FDH 3000 Plug-and-Play CWDM Module, 8-channel, SC/APC |  |  | FDH 3000 ¦ Mini FDH 3000 | CWDM module | Build America Buy America (BABA) compliant*
FPS-C1JJAA0BN1000 |  | Variant of FDH3000-WDM-MODULES | FDH 3000 Plug-and-Play CWDM Module, 8-channel, SC/APC |  |  | FDH 3000 ¦ Mini FDH 3000 | CWDM module | Build America Buy America (BABA) compliant*
FPS-C1JJBA0BN1-EX |  | Variant of FDH3000-WDM-MODULES | FDH 3000 Plug-and-Play CWDM Module, 4-channel, SC/APC |  |  | FDH 3000 ¦ Mini FDH 3000 | CWDM module | Build America Buy America (BABA) compliant*
FPS-C1JJBE0BN1-EX |  | Variant of FDH3000-WDM-MODULES | FDH 3000 Plug-and-Play CWDM Module, 4-channel, SC/APC |  |  | FDH 3000 ¦ Mini FDH 3000 | CWDM module | Build America Buy America (BABA) compliant*
FPS-C1JJBE0CN1000 |  | Variant of FDH3000-WDM-MODULES | FDH 3000 Plug-and-Play CWDM Module, 4-channel, SC/APC |  |  | FDH 3000 ¦ Mini FDH 3000 | CWDM module | Build America Buy America (BABA) compliant*
FPS-D1JJ108C20D1-EX | 300001781883 | Variant of FDH3000-WDM-MODULES | FDH 3000 Plug-and-Play DWDM Module, dual 8-channel, SC/APC |  |  | FDH 3000 ¦ Mini FDH 3000 | DWDM module | Build America Buy America (BABA) compliant*
FPS-D1JJ108C44D1-EX |  | Variant of FDH3000-WDM-MODULES | FDH 3000 Plug-and-Play DWDM Module, dual 8-channel, SC/APC |  |  | FDH 3000 ¦ Mini FDH 3000 | DWDM module | Build America Buy America (BABA) compliant*
FPS-D1JJ116E00M010 |  | Variant of FDH3000-WDM-MODULES | FDH 3000 Plug-and-Play DWDM Module, 16-channel, SC/APC, Build America Buy America (BABA) |  |  | FDH 3000 ¦ Mini FDH 3000 | DWDM module | Build America Buy America (BABA) compliant*
FPS-W1JJ005F00M20 |  | Variant of FDH3000-WDM-MODULES | FDH 3000 Plug-and-Play BWDM Module, dual, SC/APC |  |  | FDH 3000 ¦ Mini FDH 3000 | WDM module | Build America Buy America (BABA) compliant*
J96345-000 | OCM1-CYC47AL1 | Variant | OCM1 LGX Fiber Optic Module, CWDM, Double Mux, LC/UPC, 8 channels, upgrade port, 1310 nm port, starting wavelength 1470 nm |  |  | LGX ¦ OCM1 | CWDM module
NG4-VCKL2F47001K |  | Variant of NG4-WDM-MODULES | NG4access® Module VAM, CWDM, 8 channels, 1310 nm port, 2 circuits, LC/UPC, left, 1471 nm starting channel, 1 test port |  | NG4access® | FACT ¦ NG4 | CWDM module | Build America Buy America (BABA) compliant*
NG4-VCML2A470B00 |  | Variant of NG4-WDM-MODULES | NG4access® Module VAM, CWDM, 4 channels, upgrade port, 2 circuits, LC/APC, left, 1471 nm starting channel, no test ports |  | NG4access® | FACT ¦ NG4 | CWDM module | Build America Buy America (BABA) compliant*
NG4-VCML2A550A00 |  | Variant of NG4-WDM-MODULES | NG4access® Module VAM, CWDM, 4 channels, upgrade port, 2 circuits, LC/APC, left, 1551 nm starting channel, no test ports |  | NG4access® | FACT ¦ NG4 | CWDM module | Build America Buy America (BABA) compliant*
NG4-VCKR1F470000 |  | Variant of NG4-WDM-MODULES | NG4access® Module VAM, CWDM, 8 channels, 1310 nm port, 1 circuit, LC/UPC, right, 1471 nm starting channel, no test ports |  | NG4access® | FACT ¦ NG4 | CWDM module | Build America Buy America (BABA) compliant*
NG4-VCML2B43AB00 |  | Variant of NG4-WDM-MODULES | NG4access® Module VAM, CWDM, 8 channels, upgrade port, 2 circuits, LC/APC, left, 1431 nm starting channel, no test ports |  | NG4access® | FACT ¦ NG4 | CWDM module | Build America Buy America (BABA) compliant*
NG4-VCMR2D470D00 |  | Variant of NG4-WDM-MODULES | NG4access® Module VAM, CWDM, 8 channels, upgrade port, 1310 nm port, 2 circuits, LC/APC, right, 1471 nm starting channel, no test ports |  | NG4access® | FACT ¦ NG4 | CWDM module | Build America Buy America (BABA) compliant*
NG4-VDKL2MDA520C1K |  | Variant of NG4-WDM-MODULES | NG4access® Module VAM, DWDM, 8 channels, upgrade port, EXP port, 100 GHz channel spacing, starting channel 52, 2 circuits, Mux, LC/UPC, left, 1 test port |  | NG4access® | FACT ¦ NG4 | DWDM module | Build America Buy America (BABA) compliant*
NG4-VCMR2F47002K |  | Variant of NG4-WDM-MODULES | NG4access® Module VAM, CWDM, 8 channels, 1310 nm port, 2 circuits, LC/APC, right, 1471 nm starting channel, 2 test ports |  | NG4access® | FACT ¦ NG4 | CWDM module | Build America Buy America (BABA) compliant*
NG4-VCKR2455001K |  | Variant of NG4-WDM-MODULES | NG4access® Module VAM, CWDM, 4 channels, 2 circuits, LC/UPC, right, 1451 nm starting channel, 1 test port |  | NG4access® | FACT ¦ NG4 | CWDM module | Build America Buy America (BABA) compliant*
NG4-VDML1MYA400C1K |  | Variant of NG4-WDM-MODULES | NG4access® Module VAM, DWDM, 20 channels, 100 GHz channel spacing, starting channel 40, 1 circuit, Mux, LC/APC, left, 1 test port |  | NG4access® | FACT ¦ NG4 | DWDM module | Build America Buy America (BABA) compliant*
NG4-VDKR1DQA21001L |  | Variant of NG4-WDM-MODULES | NG4access® Module VAM, DWDM, 40 channels, 100 GHz channel spacing, starting channel 21, 1 circuit, Demux, LC/UPC, right, 1 test port |  | NG4access® | FACT ¦ NG4 | DWDM module | Build America Buy America (BABA) compliant*
NG4-VCKL1F470000 |  | Variant of NG4-WDM-MODULES | NG4access® Module VAM, CWDM, 8 channels, 1310 nm port, 1 circuits, LC/UPC, left, 1471 nm starting channel, no test ports |  | NG4access® | FACT ¦ NG4 | CWDM module | Build America Buy America (BABA) compliant*
NG4-VDML2BBA24BA1K |  | Variant of NG4-WDM-MODULES | NG4access® Module VAM, DWDM, 8 channels, 100 GHz channel spacing, starting channel 24, 2 circuits, Mux/Demux, LC/APC, left, 1 test port |  | NG4access® | FACT ¦ NG4 | DWDM module | Build America Buy America (BABA) compliant*
NG4-VCMR2A470B00 |  | Variant of NG4-WDM-MODULES | NG4access® Module VAM, CWDM, 4 channels, upgrade port, 2 circuits, LC/APC, right, 1471 nm starting channel, no test ports |  | NG4access® | FACT ¦ NG4 | CWDM module | Build America Buy America (BABA) compliant*
NG4-VDML2BDA24BB1K |  | Variant of NG4-WDM-MODULES | NG4access® Module VAM, DWDM, 8 channels, upgrade port, EXP port, 100 GHz channel spacing, starting channel 24, 2 circuits, Mux/Demux, LC/APC, left, 1 test port |  | NG4access® | FACT ¦ NG4 | DWDM module | Build America Buy America (BABA) compliant*
NG4-VDML4BAA21BA1K |  | Variant of NG4-WDM-MODULES | NG4access® Module VAM, DWDM, 4 channels, upgrade port, 100 GHz channel spacing, starting channel 21, 4 circuits, Mux/Demux, LC/APC, left, 1 test port |  | NG4access® | FACT ¦ NG4 | DWDM module | Build America Buy America (BABA) compliant*
NG4-VCMR2A550A00 |  | Variant of NG4-WDM-MODULES | NG4access® Module VAM, CWDM, 4 channels, upgrade port, 2 circuits, LC/APC, right, 1551 nm starting channel, no test ports |  | NG4access® | FACT ¦ NG4 | CWDM module | Build America Buy America (BABA) compliant*
NG4-VDML1MQA200C00 |  | Variant of NG4-WDM-MODULES | NG4access® Module VAM, DWDM, 40 channels, 100 GHz channel spacing, starting channel 20, 1 circuit, Mux, LC/APC, left, no test ports |  | NG4access® | FACT ¦ NG4 | DWDM module | Build America Buy America (BABA) compliant*
NG4-VCKL2B470C2K |  | Variant of NG4-WDM-MODULES | NG4access® Module VAM, CWDM, 8 channels, upgrade port, 2 circuits, LC/UPC, left, 1471 nm starting channel, 2 test ports |  | NG4access® | FACT ¦ NG4 | CWDM module | Build America Buy America (BABA) compliant*
NG4-VCKR2F470000 |  | Variant of NG4-WDM-MODULES | NG4access® Module VAM, CWDM, 8 channels, 1310 nm port, 2 circuits, LC/UPC, right, 1471 nm starting channel, no test ports |  | NG4access® | FACT ¦ NG4 | CWDM module | Build America Buy America (BABA) compliant*
NG4-VDKR2MDA360C1K |  | Variant of NG4-WDM-MODULES | NG4access® Module VAM, DWDM, 8 channels, upgrade port, EXP port, 100 GHz channel spacing, starting channel 36, 2 circuits, Mux, LC/UPC, right, 1 test port |  | NG4access® | FACT ¦ NG4 | DWDM module | Build America Buy America (BABA) compliant*
NG4-VDML2DBB211A2K |  | Variant of NG4-WDM-MODULES | NG4access® Module VAM, DWDM, 8 channels, upgrade port, EXP port, 200 GHz channel spacing, starting channel 21, 2 circuits, Demux, LC/APC, left, 2 test ports |  | NG4access® | FACT ¦ NG4 | DWDM module | Build America Buy America (BABA) compliant*
NG4-VCKL2C470B1K |  | Variant of NG4-WDM-MODULES | NG4access® Module VAM, CWDM, 4 channels, upgrade port, 2 circuits, LC/UPC, left, 1471 nm starting channel, 1 test port |  | NG4access® | FACT ¦ NG4 | CWDM module | Build America Buy America (BABA) compliant*
NG4-VCKR2F47001K |  | Variant of NG4-WDM-MODULES | NG4access® Module VAM, CWDM, 8 channels, 1310 nm port, 2 circuits, LC/UPC, right, 1471 nm starting channel, 1 test port |  | NG4access® | FACT ¦ NG4 | CWDM module | Build America Buy America (BABA) compliant*
NG4-VCMR2B43AC2K |  | Variant of NG4-WDM-MODULES | NG4access® Module VAM, CWDM, 8 channels, upgrade port, 2 circuits, LC/APC, right, 1431 nm starting channel, 2 test ports |  | NG4access® | FACT ¦ NG4 | CWDM module | Build America Buy America (BABA) compliant*
NG4-VDKL2MDA200C1K |  | Variant of NG4-WDM-MODULES | NG4access® Module VAM, DWDM, 8 channels, upgrade port, EXP port, 100 GHz channel spacing, starting channel 20, 2 circuits, Mux, LC/UPC, left, 1 test port |  | NG4access® | FACT ¦ NG4 | DWDM module | Build America Buy America (BABA) compliant*
NG4-VCKL2F470000 |  | Variant of NG4-WDM-MODULES | NG4access® Module VAM, CWDM, 8 channels, 1310 nm port, 2 circuits, LC/UPC, left, 1471 nm starting channel, no test ports |  | NG4access® | FACT ¦ NG4 | CWDM module | Build America Buy America (BABA) compliant*
NG4-VDMR1M8A23B000 |  | Variant of NG4-WDM-MODULES | NG4access® Module VAM, DWDM, 8 channels, 100 GHz channel spacing, starting channel 23, 1 circuit, Mux, LC/APC, right, no test ports |  | NG4access® | FACT ¦ NG4 | DWDM module | Build America Buy America (BABA) compliant*
NG4-VDKL2MDA280C1K |  | Variant of NG4-WDM-MODULES | NG4access® Module VAM, DWDM, 8 channels, upgrade port, EXP port, 100 GHz channel spacing, starting channel 28, 2 circuits, Mux, LC/UPC, left, 1 test port |  | NG4access® | FACT ¦ NG4 | DWDM module | Build America Buy America (BABA) compliant*
NG4-VCKR2Q430000 |  | Variant of NG4-WDM-MODULES | NG4access® Module VAM, CWDM, 10 channels, 1310 nm port, 2 circuits, LC/UPC, right, 1431 nm starting channel, no test ports |  | NG4access® | FACT ¦ NG4 | CWDM module | Build America Buy America (BABA) compliant*
NG4-VDMR1MBA20BA00 |  | Variant of NG4-WDM-MODULES | NG4access® Module VAM, DWDM, 8 channels, upgrade port, 100 GHz channel spacing, starting channel 20, 1 circuit, Mux, LC/APC, right, no test ports |  | NG4access® | FACT ¦ NG4 | DWDM module | Build America Buy America (BABA) compliant*
NG4-VDML2MDA200C1K |  | Variant of NG4-WDM-MODULES | NG4access® Module VAM, DWDM, 8 channels, upgrade port, EXP port, 100 GHz channel spacing, starting channel 20, 2 circuits, Mux, LC/APC, left, 1 test port |  | NG4access® | FACT ¦ NG4 | DWDM module | Build America Buy America (BABA) compliant*
NG4-VCML1Q430000 |  | Variant of NG4-WDM-MODULES | NG4access® Module VAM, CWDM, 10 channels, 1310 nm port, 1 circuit, LC/APC, left, 1431 nm starting channel, no test ports |  | NG4access® | FACT ¦ NG4 | CWDM module | Build America Buy America (BABA) compliant*
NG4-VDML1MSA250C2K |  | Variant of NG4-WDM-MODULES | NG4access® Module VAM, DWDM, 16 channels, 100 GHz channel spacing, starting channel 25, 1 circuit, Mux, LC/APC, left, 2 test ports |  | NG4access® | FACT ¦ NG4 | DWDM module | Build America Buy America (BABA) compliant*
NG4-VDMR2MDA360C1K |  | Variant of NG4-WDM-MODULES | NG4access® Module VAM, DWDM, 8 channels, upgrade port, EXP port, 100 GHz channel spacing, starting channel 36, 2 circuits, Mux, LC/APC, right, 1 test port |  | NG4access® | FACT ¦ NG4 | DWDM module | Build America Buy America (BABA) compliant*
NG4-VDMR1MSB211C2K |  | Variant of NG4-WDM-MODULES | NG4access® Module VAM, DWDM, 16 channels, 200 GHz channel spacing, starting channel 21, 1 circuit, Mux, LC/APC, right, 2 test ports |  | NG4access® | FACT ¦ NG4 | DWDM module | Build America Buy America (BABA) compliant*
NG4-VDML1M8A23B000 |  | Variant of NG4-WDM-MODULES | NG4access® Module VAM, DWDM, 8 channels, 100 GHz channel spacing, starting channel 23, 1 circuit, Mux, LC/APC, left, no test ports |  | NG4access® | FACT ¦ NG4 | DWDM module | Build America Buy America (BABA) compliant*
NG4-VDML2MDA360C1K |  | Variant of NG4-WDM-MODULES | NG4access® Module VAM, DWDM, 8 channels, upgrade port, EXP port, 100 GHz channel spacing, starting channel 36, 2 circuits, Mux, LC/APC, left, 1 test port |  | NG4access® | FACT ¦ NG4 | DWDM module | Build America Buy America (BABA) compliant*
NG4-VDMR1MGA500C2K |  | Variant of NG4-WDM-MODULES | NG4access® Module VAM, DWDM, 12 channels, 100 GHz channel spacing, starting channel 50, 1 circuit, Mux, LC/APC, right, 2 test ports |  | NG4access® | FACT ¦ NG4 | DWDM module | Build America Buy America (BABA) compliant*
NG4-VDMR1MYA200C1K |  | Variant of NG4-WDM-MODULES | NG4access® Module VAM, DWDM, 20 channels, 100 GHz channel spacing, starting channel 20, 1 circuit, Mux, LC/APC, right, 1 test port |  | NG4access® | FACT ¦ NG4 | DWDM module | Build America Buy America (BABA) compliant*
NG4-VDML2MDA440C1K |  | Variant of NG4-WDM-MODULES | NG4access® Module VAM, DWDM, 8 channels, upgrade port, EXP port, 100 GHz channel spacing, starting channel 44, 2 circuits, Mux, LC/APC, left, 1 test port |  | NG4access® | FACT ¦ NG4 | DWDM module | Build America Buy America (BABA) compliant*
NG4-VDML1MYA200C1K |  | Variant of NG4-WDM-MODULES | NG4access® Module VAM, DWDM, 20 channels, 100 GHz channel spacing, starting channel 20, 1 circuit, Mux, LC/APC, left, 1 test port |  | NG4access® | FACT ¦ NG4 | DWDM module | Build America Buy America (BABA) compliant*
NG4-VDMR1MQA200C00 |  | Variant of NG4-WDM-MODULES | NG4access® Module VAM, DWDM, 40 channels, 100 GHz channel spacing, starting channel 20, 1 circuit, Mux, LC/APC, right, no test ports |  | NG4access® | FACT ¦ NG4 | DWDM module | Build America Buy America (BABA) compliant*
NG4-VDMR2BBA24BA1K |  | Variant of NG4-WDM-MODULES | NG4access® Module VAM, DWDM, 8 channels, upgrade port, 100 GHz channel spacing, starting channel 20, 2 circuits, Mux/Demux, LC/APC, right, 1 test port |  | NG4access® | FACT ¦ NG4 | DWDM module | Build America Buy America (BABA) compliant*
NG4-VDML2MDA520C1K |  | Variant of NG4-WDM-MODULES | NG4access® Module VAM, DWDM, 8 channels, upgrade port, EXP port, 100 GHz channel spacing, starting channel 52, 2 circuits, Mux, LC/APC, left, 1 test port |  | NG4access® | FACT ¦ NG4 | DWDM module | Build America Buy America (BABA) compliant*
NG4-VDMR2BDA24BB1K |  | Variant of NG4-WDM-MODULES | NG4access® Module VAM, DWDM, 4 channels, upgrade port, 100 GHz channel spacing, starting channel 24, 2 circuits, Mux/Demux, LC/APC, right, 1 test port |  | NG4access® | FACT ¦ NG4 | DWDM module | Build America Buy America (BABA) compliant*
NG4-VDMR4BAA21BA1K |  | Variant of NG4-WDM-MODULES | NG4access® Module VAM, DWDM, 4 channels, upgrade port, 100 GHz channel spacing, starting channel 21, 4 circuits, Mux/Demux, LC/APC, right, 1 test port |  | NG4access® | FACT ¦ NG4 | DWDM module | Build America Buy America (BABA) compliant*
NG4-VDMR2DBB211A2K |  | Variant of NG4-WDM-MODULES | NG4access® Module VAM, DWDM, 8 channels, upgrade port, 200 GHz channel spacing, starting channel 24, 2 circuits, Demux, LC/APC, right, 2 test ports |  | NG4access® | FACT ¦ NG4 | DWDM module | Build America Buy America (BABA) compliant*
NG4-VDMR1MSA20B000 |  | Variant of NG4-WDM-MODULES | NG4access® Module VAM, DWDM, 16 channels, 100 GHz channel spacing, starting channel 20, 1 circuit, Mux, LC/APC, right, no test ports |  | NG4access® | FACT ¦ NG4 | DWDM module | Build America Buy America (BABA) compliant*
NG4-VDMR2DDB211C1K |  | Variant of NG4-WDM-MODULES | NG4access® Module VAM, DWDM, 8 channels, upgrade port, EXP port, 200 GHz channel spacing, starting channel 21, 2 circuits, Demux, LC/APC, right, 1 test port |  | NG4access® | FACT ¦ NG4 | DWDM module | Build America Buy America (BABA) compliant*
NG4-VDMR2MDA200C1K |  | Variant of NG4-WDM-MODULES | NG4access® Module VAM, DWDM, 8 channels, upgrade port, EXP port, 100 GHz channel spacing, starting channel 20, 2 circuits, Mux, LC/APC, right, 1 test port |  | NG4access® | FACT ¦ NG4 | DWDM module | Build America Buy America (BABA) compliant*
FPS-D1JJ1SAG2AD1X |  | Variant of FDH3000-WDM-MODULES | FDH 3000 Plug-and-Play DWDM Module, 16-channel, starting wavelength ITU 21, SC/APC |  |  | FDH 3000 ¦ Mini FDH 3000 | DWDM module | Build America Buy America (BABA) compliant*
212855-000 | OCFPS1U-DMQ1204L2-SUBU23 | Variant | OCFPS Fiber Optic DWDM Panel, mux, 40 channels, 1561.42 nm starting wavelength, 100 GHz channel spacing, upgrade port, LC/APC, 1U, 19 in, gray |  |  | OCFPS | DWDM patch panel
224597-000 | OCFPS1U-DDQ1204L2-2T-U23 | Variant | OCFPS Fiber Optic DWDM Panel, demux, 40 channels, 1561.42 nm starting wavelength, 100 GHz channel spacing, upgrade port, LC/APC, 1U, 19 in, gray |  |  | OCFPS | DWDM patch panel
242291-000 | FOSC-OC-3DBD1441NN2T-U23 | Variant | FOSC® D-TRAY-72 type, DWDM, 8 channels + upgrade port, demux, 1542.14 nm starting wavelength, 100 GHz channel spacing |  | FOSC® | FOSC-OC | DWDM splice tray
258573-000 | FOSC-OC-6CLX551NN | Variant | FOSC® A-TRAY-24 type, CWDM, 3 channels + upgrade port, double demux, 20 nm channel spacing, 1533.47 nm starting wavelength |  | FOSC® | FOSC-OC | CWDM splice tray
287626-000 | FOSC-OC-6DAD1561NN2T-U23 | Variant | FOSC® A-TRAY-24 type, DWDM, 4 channels + upgrade port, demux, 1532.68 nm starting wavelength, 100 GHz channel spacing |  | FOSC® | FOSC-OC | DWDM splice tray
289162-000 | FOSC-OC-6DAD1481NN2T-U23 | Variant | FOSC® A-TRAY-24 type, DWDM, 4 channels + upgrade port, demux, 1538.98 nm starting wavelength, 100 GHz channel spacing |  | FOSC® | FOSC-OC | DWDM splice tray
324673-000 | FOSC-OC-3DBX1201NN2T-U23 | Variant | FOSC® D-TRAY-72 type, DWDM, 8 channels + upgrade port, double demux, 1561.42 nm starting wavelength, 100 GHz channel spacing |  | FOSC® | FOSC-OC | DWDM splice tray
338861-000 | FOSC-OC-6DBD1201NN | Variant | FOSC® A-TRAY-24 type, DWDM, 8 channels + upgrade port, demux, 1561.42 nm starting wavelength, 100 GHz channel spacing |  | FOSC® | FOSC-OC | DWDM splice tray
353364-000 | OCM1-CA2551L2 | Variant | OCM1 LGX Fiber Optic Module, CWDM, Mux/Demux, LC/APC, 2 channels, starting wavelength 1550 nm |  |  | LGX ¦ OCM1 | CWDM module
381745-000 | FOSC-OC-6DSD1284NN | Variant | FOSC® A-TRAY-24 type, DWDM, 16 channels, demux, 1554.94 nm starting wavelength, 100 GHz channel spacing + upgrade |  | FOSC® | FOSC-OC | DWDM splice tray
386415-000 | FOSC-OC-3DGX1504NN2T-U23 | Variant | FOSC® D-TRAY-72 type, DWDM, 12 channels, double demux, 1537.40 nm starting wavelength, 100 GHz channel spacing + upgrade |  | FOSC® | FOSC-OC | DWDM splice tray
453481-000 | FOSC-OC-6DAD1361NN2T-U23 | Variant | FOSC® A-TRAY-24 type, DWDM, 4 channels + upgrade port, demux, 1548.52 nm starting wavelength, 100 GHz channel spacing |  | FOSC® | FOSC-OC | DWDM splice tray
518289-000 | OCM1-CMB431L2 | Variant | OCM1 LGX Fiber Optic Module, CWDM, Mux, LC/APC, 8 channels, upgrade port, starting wavelength 1430 nm |  |  | LGX ¦ OCM1 | CWDM module
522277-000 | FOSC-OC-6DAD1321NN2T-U23 | Variant | FOSC® A-TRAY-24 type, DWDM, 4 channels + upgrade port, demux, 1551.72 nm starting wavelength, 100 GHz channel spacing |  | FOSC® | FOSC-OC | DWDM splice tray
531555-000 | FOSC-OC-3DBD121ANN | Variant | FOSC® D-TRAY-72 type, DWDM, 8 channels + upgrade port, demux, 1560.61 nm starting wavelength, skipped channel spacing |  | FOSC® | FOSC-OC | DWDM splice tray
537225-000 | FOSC-OC-6DAX1364NN2T-U23 | Variant | FOSC® A-TRAY-24 type, DWDM, 4 channels + upgrade port, double demux, 1548.52 nm starting wavelength, 100 GHz channel spacing + upgrade |  | FOSC® | FOSC-OC | DWDM splice tray
536725-000 | FOSC-OC-6DAD1401NN2T-U23 | Variant | FOSC® A-TRAY-24 type, DWDM, 4 channels + upgrade port, demux, 1545.32 nm starting wavelength, 100 GHz channel spacing |  | FOSC® | FOSC-OC | DWDM splice tray
543438-000 | FOSC-OC-6CKX511NN | Variant | FOSC® A-TRAY-24 type, CWDM, 5 channels + upgrade port, double demux, 20 nm channel spacing, 1536.61 nm starting wavelength |  | FOSC® | FOSC-OC | CWDM splice tray
59684T-000 | FOSC-OC-6DSD1254NN2T-U23 | Variant | FOSC® A-TRAY-24 type, DWDM, 16 channels, demux, 1557.36 nm starting wavelength, 100 GHz channel spacing + upgrade |  | FOSC® | FOSC-OC | DWDM splice tray | Build America Buy America (BABA) compliant*
652598-000 | OCM1-CYC471L1 | Variant | OCM1 LGX Fiber Optic Module, CWDM, Double Mux, LC/UPC, 8 channels, upgrade port, 1310 nm port, starting wavelength 1470 nm |  |  | LGX ¦ OCM1 | CWDM module
FPS-MPP1LJJ |  | Variant of FDH3000-SPLITTER-MODULES | FDH 3000 Plug-and-Play Splitter Module, dual 1x8, SC/APC |  |  | FDH 3000 ¦ Mini FDH 3000 | Splitter module | Build America Buy America (BABA) compliant*
FPS-MPP1WJJ |  | Variant of FDH3000-SPLITTER-MODULES | FDH 3000 Plug-and-Play Splitter Module, 1 x 2, SC/APC |  |  | FDH 3000 ¦ Mini FDH 3000 | Splitter module | Build America Buy America (BABA) compliant*
FPS-MPP4AJJ |  | Variant of FDH3000-SPLITTER-MODULES | Singlemode Splitter Module, 1 x 32, SC/APC, symmetrical split ratio, 126" Pigtail |  |  | FDH 3000 | Splitter module |  | Discontinued
FPS-LPP1PJJ |  | Variant of FDH3000-SPLITTER-MODULES | FDH 3000 Plug-and-Play Splitter Module, 2 x 16, SC/APC |  |  | FDH 3000 ¦ Mini FDH 3000 | Splitter module | Build America Buy America (BABA) compliant*
FPS-MPP1MJJ |  | Variant of FDH3000-SPLITTER-MODULES | FDH 3000 Plug-and-Play Splitter Module, dual 1x16, SC/APC |  |  | FDH 3000 ¦ Mini FDH 3000 | Splitter module | Build America Buy America (BABA) compliant*
FPS-MPP3AJJ |  | Variant of NGF-SPLTR-MODULES | Next Generation Frame (NGF) Modular Splitter Module, 1x32 splitter, SC/APC (front pgtl) to SC/APC |  |  | NGF | Splitter module | Build America Buy America (BABA) compliant*
FPS-MPP4AJJ-OMX |  | Variant of FDH3000-SPLITTER-MODULES | Singlemode Splitter Module, 1 x 32, SC/APC, symmetrical split ratio, front input, 126" Pigtail |  |  | FDH 3000 | Splitter module |  | Discontinued
FPS-MPP3ANN |  | Variant of NGF-SPLTR-MODULES | Next Generation Frame (NGF) Modular Splitter Module, 1x32 splitter, SC/UPC (front pgtl) to SC/UPC |  |  | NGF | Splitter module | Build America Buy America (BABA) compliant*
FPS-MPP3CJJ |  | Variant of NGF-SPLTR-MODULES | Next Generation Frame (NGF) Modular Splitter Module, 1x16 splitter, SC/APC (front pgtl) to SC/APC |  |  | NGF | Splitter module | Build America Buy America (BABA) compliant*
FPS-SPD1CJJ |  | Variant of LSX-SPLTR-MODULES | LGX Fiber Optic Splitter Module, 1 x 16, 7 in, SC/APC, singlemode |  |  | LGX | Splitter module
FPS-SPD1JJJ |  | Variant of LSX-SPLTR-MODULES | LGX Fiber Optic Splitter Module, 1 x 8, SC/APC, singlemode |  |  | LGX | Splitter module
FPS-FMTSP-AJJ01 |  | Variant | FMT Fiber Optic Splitter Patch Panel, 1U, 19 in, 1x32 splitter, SC/APC splitter and output connect., 1 splitter |  |  | FMT | Splitter patch panel
FPS-WP04W055NN0 |  | Variant of FDH3000-SPLITTER-MODULES | FDH 3000 Plug-and-Play Splitter Module, quad, 1 x 2, SC/UPC |  |  | FDH 3000 ¦ Mini FDH 3000 | Splitter module | Build America Buy America (BABA) compliant*
FPS-SPL1GJJ |  | Variant of LSX-SPLTR-MODULES | LGX Fiber Optic Splitter Module, 2 x 32, 9 in, SC/APC, singlemode |  |  | LGX | Splitter module
FPS-MPP3HJJ |  | Variant of NGF-SPLTR-MODULES | Next Generation Frame (NGF) Modular Splitter Module, 2x16 WDM, SC/APC |  |  | NGF | Splitter module | Build America Buy America (BABA) compliant*
FPS-SPB1AJJ-HD |  | Variant of FDF-FL2-SPLTR-MODULES | FCM/FL2 wideVAM Fiber Optic Splitter Module, 1 x 32, SC/APC, singlemode |  |  | FDF | Splitter module | Build America Buy America (BABA) compliant*
FPS-MPP1UJJ |  | Variant of FDH3000-SPLITTER-MODULES | FDH 3000 Plug-and-Play Splitter Module, dual 1x4, SC/APC |  |  | FDH 3000 ¦ Mini FDH 3000 | Splitter module | Build America Buy America (BABA) compliant*
NG4-VMKNLF4H010GM |  | Variant of NG4-MON-MODULES | NG4access® Module VAM, Monitoring, 70/30, multimode, LC/UPC, front, left, 4 circuits |  | NG4access® | NG4 | Monitoring module | Build America Buy America (BABA) compliant*
NG4-VSKRF132 | NG4 VAM, 1 1X32 SPLITTERS, LC/UPC, RIGHT | Variant of NG4-SPLTR-MODULES | NG4access® Module VAM, Splitter, 1x32, equal split, singlemode, LC/UPC, front, right, 1 circuit |  | NG4access® | NG4 | Splitter module | Build America Buy America (BABA) compliant*
NG4-VSMRF132 |  | Variant of NG4-SPLTR-MODULES | NG4access® Module VAM, Splitter, 1x32, symmetrical split, singlemode, LC/APC, front, right, 1 circuit |  | NG4access® | FACT ¦ NG4 | Splitter module | Build America Buy America (BABA) compliant*
NG4-VM7LF2A |  | Variant of NG4-MON-MODULES | NG4access® Module VAM, Monitoring, 90/10, singlemode, SC/UPC, front, left, 2 circuits |  | NG4access® | NG4 | Monitoring module | Build America Buy America (BABA) compliant*
NG4-VMKNRF4J010GM |  | Variant of NG4-MON-MODULES | NG4access® Module VAM, Monitoring, 60/40, multimode, LC/UPC, front, right, 4 circuits |  | NG4access® | NG4 | Monitoring module | Build America Buy America (BABA) compliant*
NG4-VMKRF4A |  | Variant of NG4-MON-MODULES | NG4access® Module VAM, Monitoring, 90/10, singlemode, LC/UPC, front, right, 4 circuits |  | NG4access® | NG4 | Monitoring module | Build America Buy America (BABA) compliant*
NG4-VM7RF2A |  | Variant of NG4-MON-MODULES | NG4access® Module VAM, Monitoring, 90/10, singlemode, SC/UPC, front, right, 2 circuits |  | NG4access® | NG4 | Monitoring module | Build America Buy America (BABA) compliant*
NG4-VSMLF8C |  | Variant of NG4-SPLTR-MODULES | NG4access® Module VAM, Splitter, 1x2, symmetrical split, singlemode, LC/APC, front, left, 8 circuits |  | NG4access® | FACT ¦ NG4 | Splitter module | Build America Buy America (BABA) compliant*
NG4-VMKNLF4C010GM |  | Variant of NG4-MON-MODULES | NG4access® Module VAM, Monitoring, 70/30, multimode, LC/UPC, front, left, 4 circuits |  | NG4access® | NG4 | Monitoring module | Build America Buy America (BABA) compliant*
NG4-VSKLF132 |  | Variant of NG4-SPLTR-MODULES | NG4access® Module VAM, Splitter, 1x32, equal split, singlemode, LC/UPC, front, left, 1 circuit |  | NG4access® | NG4 | Splitter module | Build America Buy America (BABA) compliant*
FPS-CMPP2MSS |  | Variant of FDH4000-FDH5000-SPLITTER-MODULES | FDH 4000/5000, Dual 1x16 splitter, LC/APC |  |  | FDH 4000 ¦ FDH 5000 ¦ FPS | Splitter module | Build America Buy America (BABA) compliant*
FPS-MPP1AJJ-1.2MM |  | Variant of FDH3000-SPLITTER-MODULES | FDH 3000 Plug-and-Play Splitter Module, 1 x 32, SC/APC, with 1.2 mm output |  |  | FDH 3000 ¦ Mini FDH 3000 | Splitter module | Build America Buy America (BABA) compliant*
FPS-MPP4SJJ-2MM |  | Variant of FDH3000-SPLITTER-MODULES | Singlemode Splitter Module, 1 x 32, SC/APC, symmetrical split ratio, 126" pigtail |  |  | FDH 3000 | Splitter module |  | Discontinued
FPS-MPP4SNN-2MM |  | Variant of FDH3000-SPLITTER-MODULES | Singlemode Splitter Module, 1 x 32, SC/APC, symmetrical split ratio, 126" pigtail |  | OMX600® | OMX | Splitter module |  | Discontinued
FPS-SPL1JJJ |  | Variant of LSX-SPLTR-MODULES | LGX Fiber Optic Splitter Module, 2 x 32, 9 in, SC/APC, singlemode |  |  | LGX | Splitter module
NG4-VMMLF4H |  | Variant of NG4-MON-MODULES | NG4access® Module VAM, Monitoring, 70/30, singlemode, LC/APC, front, left, 4 circuits |  | NG4access® | FACT ¦ NG4 | Monitoring module | Build America Buy America (BABA) compliant*
760239444 | OCC1P-13200-NNSES2SEB | Variant | OCC1P Wideband Splitter, planar, singlemode, 1x32, symmetrical split ratio, 0,9 mm cable, medium duty housing |  |  | OCC1P | Splitter component | Build America Buy America (BABA) compliant*
760253638 | FACT-1ESXHPP11600L2 | Variant of FACT-SPLITTER-CHASSIS | FACT® splitter chassis, gray, 1E high with high quality factory installed 1x16 splitters, LC/APC, 4 circuits, symmetrical, planar |  | FACT® | FACT | Fiber splitter chassis
760253639 | FACT-1ESXHPP10800L2 | Variant of FACT-SPLITTER-CHASSIS | FACT® splitter chassis, gray, 1E high with high quality factory installed 1x8 splitters, LC/APC, 8 circuits, symmetrical, planar |  | FACT® | FACT | Fiber splitter chassis
NG4-VMKLF4C |  | Variant of NG4-MON-MODULES | NG4access® Module VAM, Monitoring, 50/50, singlemode, LC/UPC, front, left, 4 circuits |  | NG4access® | FACT ¦ NG4 | Monitoring module | Build America Buy America (BABA) compliant*
VMM-7U7U7U1BR000 |  | Variant of FDF-FL2-SPLTR-MODULES | FCM/FL2 VAM Fiber Optic Monitoring Module, one 1x2 splitter, singlemode, SC/UPC, 95/5 split ratio |  |  | FDF ¦ FL2000 | Splitter module
VMM-7U7U7U1CP000 |  | Variant of FDF-FL2-SPLTR-MODULES | FCM/FL2 VAM Fiber Optic Monitoring Module, two 1x2 splitters, singlemode, SC/UPC, 50/50 split ratio |  |  | FDF ¦ FL2000 | Splitter module
VMM-7U7U7U1ED000 |  | Variant of FDF-FL2-SPLTR-MODULES | FCM/FL2 VAM Fiber Optic Monitoring Module, two 1x2 splitters, singlemode, SC/UPC, 80/20 split ratio |  |  | FDF ¦ FL2000 | Splitter module
VLM-2KUKU2000D0000 |  | Variant of LSX-SPLTR-MODULES | LGX VAM Fiber Optic Splitter Module, four 1x2 splitters, singlemode, LC/UPC, 50/50 split ratio |  |  | LGX | Splitter module
VMM-KUKUKU1CP000 |  | Variant of FDF-FL2-SPLTR-MODULES | FCM/FL2 VAM Fiber Optic Monitoring Module, two 1x2 splitters, singlemode, LC/UPC, 50/50 split ratio |  |  | FDF ¦ FL2000 | Splitter module
VMM-7U7U7U1AB000 |  | Variant of FDF-FL2-SPLTR-MODULES | FCM/FL2 VAM Fiber Optic Monitoring Module, two 1x2 splitters, singlemode, SC/UPC, 90/10 split ratio |  |  | FDF ¦ FL2000 | Splitter module
VLM-57A7A4900A00 |  | Variant of LSX-SPLTR-MODULES | LGX VAM Fiber Optic Splitter Module, one 1x4 splitter, singlemode, SC/APC, symmetrical split ratio |  |  | LGX | Splitter module
VLM-27A7A2000B0000 |  | Variant of LSX-SPLTR-MODULES | LGX VAM Fiber Optic Splitter Module, two 1x2 splitters, singlemode, SC/APC, 50/50 split ratio |  |  | LGX | Splitter module
VMM-7U7U7U1AC000 |  | Variant of FDF-FL2-SPLTR-MODULES | FCM/FL2 VAM Fiber Optic Monitoring Module, two 1x2 splitters, singlemode, SC/UPC, 90/10 split ratio |  |  | FDF ¦ FL2000 | Splitter module
VMM-KUKUKU2EJ000 |  | Variant of FDF-FL2-SPLTR-MODULES | FCM/FL2 VAM Fiber Optic Monitoring Module, four 1x2 splitters, singlemode, LC/UPC, 80/20 split ratio |  |  | FDF ¦ FL2000 | Splitter module
VLM-27A7A4900A0000 |  | Variant of LSX-SPLTR-MODULES | LGX VAM Fiber Optic Splitter Module, one 1x4 splitter, singlemode, SC/APC, symmetrical split ratio |  |  | LGX | Splitter module
VMM-7U7U7U1AD000 |  | Variant of FDF-FL2-SPLTR-MODULES | FCM/FL2 VAM Fiber Optic Monitoring Module, two 1x2 splitters, singlemode, SC/UPC, 90/10 split ratio |  |  | FDF ¦ FL2000 | Splitter module
VLM-M7U7U7U1AB000 |  | Variant of LSX-SPLTR-MODULES | LGX VAM Fiber Optic Monitoring Module, two 1x2 splitters, singlemode, SC/UPC, 90/10 split ratio |  |  | LGX | Splitter module
VLM-27A7A8000A0000 |  | Variant of LSX-SPLTR-MODULES | LGX VAM Fiber Optic Splitter Module, one 1x8 splitter, singlemode, SC/APC, symmetrical split ratio |  |  | LGX | Splitter module
VLM-M7U7U7U1ED000 |  | Variant of LSX-SPLTR-MODULES | LGX VAM Fiber Optic Monitoring Module, two 1x2 splitters, singlemode, SC/UPC, 80/20 split ratio |  |  | LGX | Splitter module
VMMW-7U7U7U3MS000 |  | Variant of FDF-FL2-SPLTR-MODULES | FCM/FL2 WideVAM Fiber Optic Monitoring Module, six 1x3 splitters, singlemode, SC/UPC, 60/20/20 split ratio |  |  | FDF ¦ FL2000 | Splitter module
VMMW-7U7U7U4AD000 |  | Variant of FDF-FL2-SPLTR-MODULES | FCM/FL2 WideVAM Fiber Optic Monitoring Module, eight 1x2 splitters, singlemode, SC/UPC, 90/10 split ratio |  |  | FDF ¦ FL2000 | Splitter module
VMMW-7U7U7U4HP000 |  | Variant of FDF-FL2-SPLTR-MODULES | FCM/FL2 WideVAM Fiber Optic Monitoring Module, eight 1x2 splitters, singlemode, SC/UPC, 70/30 split ratio |  |  | FDF ¦ FL2000 | Splitter module
VSM-27A7AG116A0000 |  | Variant of FDF-FL2-SPLTR-MODULES | FCM/FL2 VAM Fiber Optic Splitter Module, one 1x16 splitter, singlemode, SC/APC, symmetrical split ratio |  |  | FDF ¦ FL2000 | Splitter module
VSM-27A7A2000B0000 |  | Variant of FDF-FL2-SPLTR-MODULES | FCM/FL2 VAM Fiber Optic Splitter Module, two 1x2 splitters, singlemode, SC/APC, 50/50 split ratio |  |  | FDF ¦ FL2000 | Splitter module
VSM-27A7A2100B0000 |  | Variant of FDF-FL2-SPLTR-MODULES | FCM/FL2 VAM Fiber Optic Splitter Module, two 1x2 splitters, singlemode, SC/APC, 55/45 split ratio |  |  | FDF ¦ FL2000 | Splitter module
VSM-27U7U2900B0000 |  | Variant of FDF-FL2-SPLTR-MODULES | FCM/FL2 VAM Fiber Optic Splitter Module, two 1x2 splitters, singlemode, SC/UPC, 95/5 split ratio |  |  | FDF ¦ FL2000 | Splitter module
VSM-27A7A2300A0000 |  | Variant of FDF-FL2-SPLTR-MODULES | FCM/FL2 VAM Fiber Optic Splitter Module, one 1x2 splitter, singlemode, SC/APC, 65/35 split ratio |  |  | FDF ¦ FL2000 | Splitter module
VSM-2KAKA4900B0000 |  | Variant of FDF-FL2-SPLTR-MODULES | FCM/FL2 VAM Fiber Optic Splitter Module, two 1x4 splitters, singlemode, LC/APC, symmetrical split ratio |  |  | FDF ¦ FL2000 | Splitter module
VSM-27A7A2900A0000 |  | Variant of FDF-FL2-SPLTR-MODULES | FCM/FL2 VAM Fiber Optic Splitter Module, one 1x2 splitter, singlemode, SC/APC, 95/5 split ratio |  |  | FDF ¦ FL2000 | Splitter module
VSM-27A7A2900B0000 |  | Variant of FDF-FL2-SPLTR-MODULES | FCM/FL2 VAM Fiber Optic Splitter Module, two 1x2 splitters, singlemode, SC/APC, 95/5 split ratio |  |  | FDF ¦ FL2000 | Splitter module
VSM-27A7A4900A0000 |  | Variant of FDF-FL2-SPLTR-MODULES | FCM/FL2 VAM Fiber Optic Splitter Module, one 1x4 splitter, singlemode, SC/APC, symmetrical split ratio |  |  | FDF ¦ FL2000 | Splitter module
VSM-2KUKU6000A0000 |  | Variant of FDF-FL2-SPLTR-MODULES | FCM/FL2 VAM Fiber Optic Splitter Module, one 1x6 splitter, singlemode, LC/UPC, symmetrical split ratio |  |  | FDF ¦ FL2000 | Splitter module
VSM-4KUKU2600B0000 |  | Variant of FDF-FL2-SPLTR-MODULES | FCM/FL2 VAM Fiber Optic Splitter Module, two 1x2 splitters, singlemode, LC/UPC, 80/20 split ratio |  |  | FDF ¦ FL2000 | Splitter module
116894-000 | OCC1A-1240-NNANQNF | Variant | OCC1A Wideband Splitter, singlemode, 1x2, 60/40 ratio, 0.250 mm cable, field installable |  |  | OCC1A | Splitter component
213464-000 | OCC1P-10300-NNNQNQF | Variant | OCC1P Wideband Splitter, planar, singlemode, 1x3, symmetrical ratio, 0.250 mm cable, light duty housing, field installable |  |  | OCC1P | Splitter component
239574-000 | OCC1A-1220-NNANQNF | Variant | OCC1A Wideband Splitter, singlemode, 1x2, 80/20 ratio, 0.250 mm cable, field installable |  |  | OCC1A | Splitter component
460159095 | OCC1P-10400-NNNQSEB | Variant | OCC1P Wideband Splitter, planar, singlemode, 1x4, symmetrical ratio, 0.250/0,9 mm cable, medium duty housing |  |  | OCC1P | Splitter component
460159098 | OCC1P-10200-NNNQSEB | Variant | OCC1P Wideband Splitter, planar, singlemode, 1x2, symmetrical ratio, 0.250/0,9 mm cable, medium duty housing |  |  | OCC1P | Splitter component |  | Discontinued
526878-000 | OCC1A-1225-NNANQNF | Variant | OCC1A Wideband Splitter, singlemode, 1x2, 75/25 ratio, 0.250 mm cable, field installable |  |  | OCC1A | Splitter component
61935G-000 | OCM5-SP11W00S2-20DASIA | Variant | OCM5 Fiber Optic Splitter Module, Planar, one 1x32 Splitter, singlemode, SC/APC, symmetrical split ratio, 2.0 m pigtails |  |  | OCM5 | Splitter module
622516-000 | OCC1A-1230-NNANQNF | Variant | OCC1A Wideband Splitter, singlemode, 1x2, 70/30 ratio, 0.250 mm cable, field installable |  |  | OCC1A | Splitter component
688817-000 | OCC1P-11600-NNNQNQA-US40 | Variant | OCC1P Wideband Splitter, planar, singlemode, 1x16, symmetrical split ratio, 0,250 mm cable, light duty housing |  |  | OCC1P | Splitter component |  | Discontinued
754759-000 | OCC1P-10300-NNNQRIF | Variant | OCC1P Wideband Splitter, planar, singlemode, 1x3, symmetrical split ratio, 0.250 mm/ribbon cable, field installable |  |  | OCC1P | Splitter component |  | Discontinued
760235608 | OCM6-SP11WL2-36DB1 | Variant | OCM6 Fiber Optic Splitter Module, Planar, one 1x32 Splitter, singlemode, LC/APC, symmetrical split ratio, butt style, 3.6 m pigtails |  |  | OCM6 | Splitter module
760235609 | OCM6-SP11GL2-36DB1 | Variant | OCM6 Fiber Optic Splitter Module, Planar, one 1x16 Splitter, singlemode, LC/APC, symmetrical split ratio, butt style, 3.6 m pigtails |  |  | OCM6 | Splitter module
760235611 | OCM6-SP11ZS2-30DB1 | Variant | OCM6 Fiber Optic Splitter Module, Planar, one 1x64 Splitter, singlemode, SC/APC, symmetrical split ratio, butt style, 3 m pigtails |  |  | OCM6 | Splitter module
760235614 | OCM6-SP118S2-30DB1 | Variant | OCM6 Fiber Optic Splitter Module, Planar, one 1x8 Splitter, singlemode, SC/APC, symmetrical split ratio, butt style, 3 m pigtails |  |  | OCM6 | Splitter module
760236098 | OCM6-SP11WL2-61CB1 | Variant | OCM6 Fiber Optic Splitter Module, Planar, one 1x32 Splitter, singlemode, LC/APC, symmetrical split ratio, butt style, 61 cm pigtails |  |  | OCM6 | Splitter module
760236398 | OCFPS1U-P123200L2 | Variant | OCFPS Fiber Optic Splitter Panel, one 2x32, symmetrical, planar, singlemode, LC/APC, 1U, 19 in, gray |  |  | OCFPS | Splitter patch panel |  | Discontinued
760238447 | OCM6-SP514L2-16DB1 | Variant | OCM6 Fiber Optic Splitter Module, Planar, five 1x4 Splitters, singlemode, LC/APC, symmetrical split ratio, butt style, 1.6 m pigtails |  |  | OCM6 | Splitter module
760238448 | OCM6-SP318L2-16DB1 | Variant | OCM6 Fiber Optic Splitter Module, Planar, three 1x8 Splitters, singlemode, LC/APC, symmetrical split ratio, butt style, 1.6 m pigtails |  |  | OCM6 | Splitter module
760238856 | OCM6-SA822L2-16DB1 | Variant | OCM6 Fiber Optic Splitter Module, FBT, eight 2x2 Splitters, singlemode, LC/APC, symmetrical split ratio, butt style, 1.6 m pigtails |  |  | OCM6 | Splitter module
760238858 | OCM6-SP328L2-16DB1 | Variant | OCM6 Fiber Optic Splitter Module, Planar, three 2x8 Splitters, singlemode, LC/APC, symmetrical split ratio, butt style, 1.6 m pigtails |  |  | OCM6 | Splitter module
860634939 | OCC1P-23200-L2SESEB | Variant | OCC1P Wideband Splitter, planar, singlemode, 2x32, symmetrical split ratio, LC/APC, 0.9 mm cable, medium duty housing |  |  | OCC1P | Splitter component
860637058 | OCM6-SP11GL2-61CB1 | Variant | OCM6 Fiber Optic Splitter Module, Planar, one 1x16 Splitter, singlemode, LC/APC, symmetrical split ratio, butt style, 61 cm pigtails |  |  | OCM6 | Splitter module
A11211-000 | OCM5-SP11W00S2-30DASIA | Variant | OCM5 Fiber Optic Splitter Module, Planar, one 1x32 Splitter, singlemode, SC/APC, symmetrical split ratio, 3.0 m pigtails |  |  | OCM5 | Splitter module
A11601-000 | OCC1P-13200-NNNQNQA | Variant | OCC1P Wideband Splitter, planar, singlemode, 1x32, symmetrical split ratio, 0,250 mm cable, light duty housing |  |  | OCC1P | Splitter component | Build America Buy America (BABA) compliant*
A10948-000 | FOSC-OC-6A21400 | Variant | FOSC® A-TRAY-24 type with two 1x4 FBT splitters with symmetrical split ratio |  | FOSC® | FOSC-OC | Splitter splice tray
A68478-000 | OCC1A-1200-NNASENB | Variant | OCC1A Wideband Splitter, singlemode, 1x2, 50/50 ratio, 0.9 mm cable, medium duty housing |  |  | OCC1A | Splitter component
BP7852-000 | FOSC-OC-6A61200 | Variant | FOSC® A-TRAY-24 type with six 1x2 FBT splitters with symmetrical split ratio |  | FOSC® | FOSC-OC | Splitter splice tray
C23065-000 | OCC1O-13200-NNNQNQA | Variant | OCC1O Wideband Splitter, low loss planar, singlemode, 1x32, symmetrical ratio, 0.250 mm cable, light duty housing |  |  | OCC1O | Splitter component
C29177-000 | FIST-FSASA2-16-1A-L | Variant | FIST® Fiber Splice Tray with Field Installable Splitter, symmetrical ratio, 1x6, FBT component, grade A, all fibers at left side |  | FIST® | FIST-FSASA2 | Splitter splice tray
C73000-000 | FOSC-OC-3P21G00 | Variant | FOSC® D-TRAY-72 type with two 1x16 Planar splitters with symmetrical split ratio |  | FOSC® | FOSC-OC | Splitter splice tray |  | Discontinued
CB3016-000 | FIST-FSASA2-16-1A-R | Variant | FIST® Fiber Splice Tray with Field Installable Splitter, symmetrical ratio, 1x6, FBT component, grade A, all fibers at right side |  | FIST® | FIST-FSASA2 | Splitter splice tray
CB9820-000 | FOSC-OC-3P11400 | Variant | FOSC® D-TRAY-72 type with one 1x4 Planar splitter with symmetrical split ratio |  | FOSC® | FOSC-OC | Splitter splice tray
CC0561-000 | OCC1A-1200-S1ASENB | Variant | OCC1A Wideband Splitter, singlemode, 1x2, 50/50 ratio, SC/UPC, 0.9 mm cable, medium duty housing |  |  | OCC1A | Splitter component
CC1599-000 | OCC1P-20800-NNNQNQA | Variant | OCC1P Wideband Splitter, planar, singlemode, 2x8, symmetrical split ratio, 0,250 mm cable, light duty housing |  |  | OCC1P | Splitter component |  | Discontinued
CC3157-000 | FIST-FSASA2-12-1A-L-20 | Variant | FIST® Fiber Splice Tray with Field Installable Splitter, 20/80 ratio, 1x2, FBT component, grade A, all fibers at left side |  | FIST® | FIST-FSASA2 | Splitter splice tray
CC3783-000 | FIST-FSASA2-216-1P-R | Variant | FIST® Fiber Splice Tray with Field Installable Splitter, symmetrical ratio, 2x16, Planar component, grade P, all fibers at right side |  | FIST® | FIST-FSASA2 | Splitter splice tray
CC4455-000 | FIST-FSASA2-12-1A-R-40 | Variant | FIST® Fiber Splice Tray with Field Installable Splitter, 40/60 ratio, 1x2, FBT component, grade A, all fibers at right side |  | FIST® | FIST-FSASA2 | Splitter splice tray
CC8284-000 | OCC1P-16400-NNNQNQA | Variant | OCC1P Wideband Splitter, planar, singlemode, 1x64, symmetrical split ratio, 0,250 mm cable, light duty housing |  |  | OCC1P | Splitter component | Build America Buy America (BABA) compliant*
CC8312-000 | OCC1P-13200-NNNQNQF | Variant | OCC1P Wideband Splitter, planar, singlemode, 1 x 32, symmetrical split ratio, 0,250 mm cable, field installable |  |  | OCC1P | Splitter component | Build America Buy America (BABA) compliant*
CC6250-000 | FIST-FSASA2-12-1A-L | Variant | FIST® Fiber Splice Tray with Field Installable Splitter, symmetrical, 1x2, FBT component, grade A, all fibers at left side |  | FIST® | FIST-FSASA2 | Splitter splice tray
CC5021-000 | FIST-FSASA2-22-2A-L | Variant | FIST® Fiber Splice Tray with Field Installable Splitter, symmetrical ratio, two 2x2, FBT component, grade A, all fibers at left side |  | FIST® | FIST-FSASA2 | Splitter splice tray
CC8541-000 | OCC1A-1200-NNANQNF | Variant | OCC1A Wideband Splitter, singlemode, 1x2, 50/50 ratio, 0.250 mm cable, field installable |  |  | OCC1A | Splitter component | Build America Buy America (BABA) compliant*
CC8542-000 | OCC1P-10800-NNNQNQF | Variant | OCC1P Wideband Splitter, planar, singlemode, 1 x 8, symmetrical split ratio, 0,250 mm cable, field installable |  |  | OCC1P | Splitter component | Build America Buy America (BABA) compliant*
CC9545-000 | OCC1P-10400-NNNQNQF | Variant | OCC1P Wideband Splitter, planar, singlemode, 1 x 4, symmetrical split ratio, 0,250 mm cable, field installable |  |  | OCC1P | Splitter component | Build America Buy America (BABA) compliant*
CK7702-000 | OCC1P-10200-S2SESEB | Variant | OCC1P Wideband Splitter, planar, singlemode, 1x2, symmetrical ratio, SC/APC, 0.9 mm cable, medium duty housing |  |  | OCC1P | Splitter component |  | Discontinued
CN9632-000 | OCC1A-2200-NNANQNA-SASA | Variant | OCC1A Wideband Splitter, singlemode, 2x2, 50/50 ratio, 0.250 mm cable, light duty housing |  |  | OCC1A | Splitter component |  | Discontinued
CN9787-000 | FIST-FSASA2-12-4A-R | Variant | FIST® Fiber Splice Tray with Field Installable Splitter, symmetrical ratio, four 1x2, FBT component, grade A, all fibers at right side |  | FIST® | FIST-FSASA2 | Splitter splice tray
CP3654-000 | OCC1P-13200-S2SESEB | Variant | OCC1P Wideband Splitter, planar, singlemode, 1x32, symmetrical split ratio, SC/APC, 0.9 mm cable, medium duty housing |  |  | OCC1P | Splitter component |  | Discontinued
CR0128-000 | FIST-FSASA2-24-1A-L | Variant | FIST® Fiber Splice Tray with Field Installable Splitter, symmetrical ratio, 2x4, FBT component, grade A, all fibers at left side |  | FIST® | FIST-FSASA2 | Splitter splice tray
CR5485-000 | OCM6-SP11WS2-14DB1 | Variant | OCM6 Fiber Optic Splitter Module, Planar, one 1x32 Splitter, singlemode, SC/APC, symmetrical split ratio, butt style, 1.4 m pigtails |  |  | OCM6 | Splitter module
CR6731-000 | OCFPS1U-P113200S2 | Variant | OCFPS Fiber Optic Splitter Panel, one 1x32, symmetrical, planar, singlemode, SC/APC, 1U, 19 in, gray |  |  | OCFPS | Splitter patch panel |  | Discontinued
CS1308-000 | OCM6-SP118S2-72CI1 | Variant | OCM6 Fiber Optic Splitter Module, Planar, one 1x8 Splitter, singlemode, SC/APC, symmetrical split ratio, in-line style, 72 cm pigtails |  |  | OCM6 | Splitter module
CS1310-000 | OCM6-SP11GS2-72CI1 | Variant | OCM6 Fiber Optic Splitter Module, Planar, one 1x16 Splitter, singlemode, SC/APC, symmetrical split ratio, in-line style, 72 cm pigtails |  |  | OCM6 | Splitter module
CS1312-000 | OCM6-SP11WS2-72CI1 | Variant | OCM6 Fiber Optic Splitter Module, Planar, one 1x32 Splitter, singlemode, SC/APC, symmetrical split ratio, in-line style, 72 cm pigtails |  |  | OCM6 | Splitter module
CU4755-000 | OCM1-SA21400S2 | Variant | OCM1 LGX Style Fiber Optic Splitter Module, FBT, two 1x4 Splitters, singlemode, SC/APC, symmetrical split ratio |  |  | LGX ¦ OCM1 | Splitter module | Build America Buy America (BABA) compliant*
CV5843-000 | FIST-FSASA3-SC-116-1P-S | Variant of FIST-FSASA3-SPLITTER-TRAYS | FIST® Fiber Splice Tray with Field Installable Splitter, symmetrical ratio, 1x16, Low loss Planar, grade P |  | FIST® | FIST-FSASA3 | Splitter splice tray
CV5851-000 | FIST-FSASA3-SC-208-1P-S | Variant of FIST-FSASA3-SPLITTER-TRAYS | FIST® Fiber Splice Tray with Field Installable Splitter, symmetrical ratio, 2x8, Low loss Planar, grade P |  | FIST® | FIST-FSASA3 | Splitter splice tray
CV5855-000 | FIST-FSASA3-SC-232-1P-S | Variant of FIST-FSASA3-SPLITTER-TRAYS | FIST® Fiber Splice Tray with Field Installable Splitter, symmetrical ratio, 2x32, Low loss Planar, grade P |  | FIST® | FIST-FSASA3 | Splitter splice tray
CV5839-000 | FIST-FSASA3-SC-108-1P-S | Variant of FIST-FSASA3-SPLITTER-TRAYS | FIST® Fiber Splice Tray with Field Installable Splitter, symmetrical ratio, 1x8, Low loss Planar, grade P |  | FIST® | FIST-FSASA3 | Splitter splice tray
CW1639-000 | FIST-FSASA2-18-1P-S | Variant | FIST® Fiber Splice Tray with Field Installable Splitter, symmetrical ratio, 1x8, Planar component, grade P, Input fibers left, output fibers right |  | FIST® | FIST-FSASA2 | Splitter splice tray
CW3257-000 | OCM6-SP318NS2-61CB1 | Variant | OCM6 Fiber Optic Splitter Module, Planar, three 1x8 Splitters, singlemode, SC/APC output only, symmetrical split ratio, butt style, 61 cm pigtails |  |  | OCM6 | Splitter module
CW3203-000 | OCM6-SP11WNS2-72CB1 | Variant | OCM6 Fiber Optic Splitter Module, Planar, one 1x32 Splitter, singlemode, SC/APC output only, symmetrical split ratio, butt style, 72 cm pigtails |  |  | OCM6 | Splitter module
CW0093-000 | OCFPS1U-P113200S1 | Variant | OCFPS Fiber Optic Splitter Panel, one 1x32, symmetrical, planar, singlemode, SC/UPC, 1U, 19 in, gray |  |  | OCFPS | Splitter patch panel |  | Discontinued
CW7360-000 | FIST-FSASA2-12-1A-L-45 | Variant | FIST® Fiber Splice Tray with Field Installable Splitter, 45/55 ratio, 1x2, FBT component, grade A, all fibers at left side |  | FIST® | FIST-FSASA2 | Splitter splice tray
CX2455-000 | OCC1P-16400-S3SESEB | Variant | OCC1P Wideband Splitter, planar, singlemode, 1x64, symmetrical split ratio, SC/APC 9°, 0.9 mm cable, medium duty housing |  |  | OCC1P | Splitter component
CX2617-000 | OCC1P-13200-S1SESEB | Variant | OCC1P Wideband Splitter, planar, singlemode, 1x32, symmetrical split ratio, SC/UPC, 0.9 mm cable, medium duty housing |  |  | OCC1P | Splitter component |  | Discontinued
CX3241-000 | FIST-FSASA2-12-1A-R-20 | Variant | FIST® Fiber Splice Tray with Field Installable Splitter, 20/80 ratio, 1x2, FBT component, grade A, all fibers at right side |  | FIST® | FIST-FSASA2 | Splitter splice tray
CX3244-000 | FIST-FSASA2-12-1A-R-45 | Variant | FIST® Fiber Splice Tray with Field Installable Splitter, 45/55 ratio, 1x2, FBT component, grade A, all fibers at right side |  | FIST® | FIST-FSASA2 | Splitter splice tray
CX3357-000 | OCM6-SP11GSL2-72CI1 | Variant | OCM6 Fiber Optic Splitter Module, Planar, one 1x16 Splitter, singlemode, LC/APC output only, symmetrical split ratio, in-line style, 72 cm pigtails |  |  | OCM6 | Splitter module
CX5090-000 | OCM6-SP11GSL2-61CI1 | Variant | OCM6 Fiber Optic Splitter Module, Planar, one 1x16 Splitter, singlemode, LC/APC output only, symmetrical split ratio, in-line style, 61 cm pigtails |  |  | OCM6 | Splitter module
CY0681-000 | OCM6-SP112L2-18DB1-NZ | Variant | OCM6 Fiber Optic Splitter Module, Planar, one 1x2 Splitter, singlemode, LC/APC, 50/50 split ratio, butt style, 1.8 m pigtails |  |  | OCM6 | Splitter module
CY0682-000 | OCM6-SP114L2-18DB1-NZ | Variant | OCM6 Fiber Optic Splitter Module, Planar, one 1x4 Splitter, singlemode, LC/APC, symmetrical split ratio, butt style, 1.8 m pigtails |  |  | OCM6 | Splitter module
CY4697-000 | OCC1P-10400-NNSESEB | Variant | OCC1P Wideband Splitter, planar, singlemode, 1x4, symmetrical split ratio, 0,9 mm cable, medium duty housing |  |  | OCC1P | Splitter component |  | Discontinued
CY3912-000 | OCM1-SP11800S2 | Variant | OCM1 LGX Style Fiber Optic Splitter Module, Planar, one 1x8 Splitter, singlemode, SC/APC, symmetrical split ratio |  |  | LGX ¦ OCM1 | Splitter module
CY8049-000 | OCM6-SA112S2-72CI1 | Variant | OCM6 Fiber Optic Splitter Module, FBT, one 1x2 Splitter, singlemode, SC/APC, 50/50 split ratio, in-line style, 72 cm pigtails |  |  | OCM6 | Splitter module
654266-000 | FOSC-OC-3DBD1201NN2T-U23 | Variant | FOSC® D-TRAY-72 type, DWDM, 8 channels + upgrade port, demux, 1561.42 nm starting wavelength, 100 GHz channel spacing |  | FOSC® | FOSC-OC | DWDM splice tray
656598-000 | FOSC-OC-6DBD1521NN2T-U23 | Variant | FOSC® A-TRAY-24 type, DWDM, 8 channels + upgrade port, demux, 1535.82 nm starting wavelength, 100 GHz channel spacing |  | FOSC® | FOSC-OC | DWDM splice tray
685129-000 | FOSC-OC-3DBD1361NN2T-U23 | Variant | FOSC® D-TRAY-72 type, DWDM, 8 channels + upgrade port, demux, 1548.52 nm starting wavelength, 100 GHz channel spacing |  | FOSC® | FOSC-OC | DWDM splice tray
697576-000 | FOSC-OC-6DAX1244NN2T-U23 | Variant | FOSC® A-TRAY-24 type, DWDM, 4 channels + upgrade port, double demux, 1558.17 nm starting wavelength, 100 GHz channel spacing + upgrade |  | FOSC® | FOSC-OC | DWDM splice tray
748575-000 | FOSC-OC-3DBD1331NN2T-U23 | Variant | FOSC® D-TRAY-72 type, DWDM, 8 channels + upgrade port, demux, 1550.92 nm starting wavelength, 100 GHz channel spacing |  | FOSC® | FOSC-OC | DWDM splice tray
760235790 | FOSC-OC-6DBD1411NN2T-U23 | Variant | FOSC® A-TRAY-24 type, DWDM, 8 channels + upgrade port, demux, 1544.53 nm starting wavelength, 100 GHz channel spacing |  | FOSC® | FOSC-OC | DWDM splice tray
760236196 | FOSC-OC-6DBD1501NN2T-U23 | Variant | FOSC® A-TRAY-24 type, DWDM, 8 channels + upgrade port, demux, 1537.40 nm starting wavelength, 100 GHz channel spacing |  | FOSC® | FOSC-OC | DWDM splice tray
760236259 | FOSC-OC-3DSD1254NN2T-U23 | Variant | FOSC® D-TRAY-72 type, DWDM, 16 channels, demux, 1557.36 nm starting wavelength, 100 GHz channel spacing + upgrade |  | FOSC® | FOSC-OC | DWDM splice tray
760237723 | FOSC-OC-6DQD1214NN2T-U23 | Variant | FOSC® A-TRAY-24 type, DWDM, 40 channels, demux, 1560.61 nm starting wavelength, 100 GHz channel spacing + upgrade |  | FOSC® | FOSC-OC | DWDM splice tray
FPS-D1JJ1YCC2AD1X | 760241020 | Variant of FDH3000-WDM-MODULES | FDH 3000 Plug-and-Play DWDM Module, 20-channel, ITU 40-59 |  |  | FDH 3000 ¦ Mini FDH 3000 | DWDM module | Build America Buy America (BABA) compliant*
760242099 | FIST-FDASA2-AX1321NN-R | Variant | FIST® Fiber Splice Tray with Field Installable DWDM, 4 Channels and upgrade port, Double Demultiplexing, 1551.72nm starting wavelength, 100GHz channel spacing, all fibers at right side |  | FIST® | FIST-FDASA2 | DWDM splice tray
784299-000 | FOSC-OC-6DBD1361NN2T-U23 | Variant | FOSC® A-TRAY-24 type, DWDM, 8 channels + upgrade port, demux, 1548.52 nm starting wavelength, 100 GHz channel spacing |  | FOSC® | FOSC-OC | DWDM splice tray
838541-000 | FOSC-OC-3CDX471NN | Variant | FOSC® D-TRAY-72 type, CWDM, 8 channels + upgrade port + 1310 nm port, double demux, 20 nm channel spacing, 1539.77 nm starting wavelength |  | FOSC® | FOSC-OC | CWDM splice tray
860633530 | OCFPS1U-CYS311L2 | Variant | OCFPS Fiber Optic CWDM Panel, double mux, 16 channels, 1311 nm starting wavelength, 20 nm channel spacing, LC/APC, 1U, 19 in, gray |  |  | OCFPS | CWDM patch panel
88185A-000 | OCFPS1U-DMQ1204L2-2T-U23 | Variant | OCFPS Fiber Optic DWDM Panel, mux, 40 channels, 1561.42 nm starting wavelength, 100 GHz channel spacing, upgrade port, LC/APC, 1U, 19 in, gray |  |  | OCFPS | DWDM patch panel
899651-000 | FOSC-OC-6DAX1284NN2T-U23 | Variant | FOSC® A-TRAY-24 type, DWDM, 4 channels + upgrade port, double demux, 1554.94 nm starting wavelength, 100 GHz channel spacing + upgrade |  | FOSC® | FOSC-OC | DWDM splice tray
912228-000 | FOSC-OC-3DBD1521NN2T-U23 | Variant | FOSC® D-TRAY-72 type, DWDM, 8 channels + upgrade port, demux, 1535.82 nm starting wavelength, 100 GHz channel spacing |  | FOSC® | FOSC-OC | DWDM splice tray
929218-000 | FOSC-OC-6DSD1204NN2T-U23 | Variant | FOSC® A-TRAY-24 type, DWDM, 16 channels, demux, 1561.42 nm starting wavelength, 100 GHz channel spacing + upgrade |  | FOSC® | FOSC-OC | DWDM splice tray
942366-000 | FOSC-OC-3DQM1204NN2T-U23 | Variant | FOSC® D-TRAY-72 type, DWDM, 40 channels, mux, 1561.42 nm starting wavelength, 100 GHz channel spacing + upgrade |  | FOSC® | FOSC-OC | DWDM splice tray | Build America Buy America (BABA) compliant*
988743-000 | FOSC-OC-6DQD1204NN2T-U23 | Variant | FOSC® A-TRAY-24 type, DWDM, 40 channels, demux, 1561.42 nm starting wavelength, 100 GHz channel spacing + upgrade |  | FOSC® | FOSC-OC | DWDM splice tray | Build America Buy America (BABA) compliant*
973241-000 | OCM1-CD8471L1 | Variant | OCM1 LGX Fiber Optic Module, CWDM, Demux, LC/UPC, 8 channels, starting wavelength 1470 nm |  |  | LGX ¦ OCM1 | CWDM module
B48787-000 | FOSC-OC-6DBD1281NN2T-U23 | Variant | FOSC® A-TRAY-24 type, DWDM, 8 channels + upgrade port, demux, 1554.94 nm starting wavelength, 100 GHz channel spacing |  | FOSC® | FOSC-OC | DWDM splice tray
CA9927-000 | OCM1-CMI471S2 | Variant | OCM1 LGX Fiber Optic Module, CWDM, Mux, SC/APC, 2 channels, upgrade port, 1310 nm port, starting wavelength 1470 nm |  |  | LGX ¦ OCM1 | CWDM module
CC8038-000 | OCM1-CM8471S2 | Variant | OCM1 LGX Fiber Optic Module, CWDM, Mux, SC/APC, 8 channels, starting wavelength 1470 nm |  |  | LGX ¦ OCM1 | CWDM module
CC8358-000 | OCM1-CYA551L1 | Variant | OCM1 LGX Fiber Optic Module, CWDM, Double Mux, LC/UPC, 4 channels, upgrade port, starting wavelength 1550 nm |  |  | LGX ¦ OCM1 | CWDM module
CC8359-000 | OCM1-CYA471L1 | Variant | OCM1 LGX Fiber Optic Module, CWDM, Double Mux, LC/UPC, 4 channels, starting wavelength 1470 nm |  |  | LGX ¦ OCM1 | CWDM module
CK4652-000 | FIST-FCASA2-8M471NN-L | Variant | FIST® Fiber Splice Tray with Field Installable CWDM, 8 Channels, Multiplexing, 1471nm starting wavelength, 20nm channel spacing, all fibers at left side |  | FIST® | FIST-FCASA2 | CWDM splice tray
CS9202-000 | OCM1-CD8471S2 | Variant | OCM1 LGX Fiber Optic Module, CWDM, Demux, SC/APC, 8 channels, starting wavelength 1470 nm |  |  | LGX ¦ OCM1 | CWDM module
CU4786-000 | FIST-FDASA2-8M1441NN-L | Variant | FIST® Fiber Splice Tray with Field Installable DWDM, 8 Channels, Multiplexing, 1542.14nm starting wavelength, 100GHz channel spacing, all fibers at left side |  | FIST® | FIST-FDASA2 | DWDM splice tray
CU4787-000 | FIST-FDASA2-4M120ANN-L | Variant | FIST® Fiber Splice Tray with Field Installable DWDM, 4 Channels, Multiplexing, 1561.42nm starting wavelength, 100GHz channel spacing, all fibers at left side |  | FIST® | FIST-FDASA2 | DWDM splice tray
CW2311-000 | FIST-FCASA2-1R490NN-L | Variant | FIST® Fiber Splice Tray with Field Installable CWDM, 1 Channel, Add/drop for 2 fibers, 1491nm starting wavelength, all fibers at left side |  | FIST® | FIST-FCASA2 | CWDM splice tray
CW2312-000 | FIST-FCASA2-1R510NN-L | Variant | FIST® Fiber Splice Tray with Field Installable CWDM, 1 Channel, Add/drop for 2 fibers, 1511nm starting wavelength, all fibers at left side |  | FIST® | FIST-FCASA2 | CWDM splice tray
CW2313-000 | FIST-FCASA2-1R530NN-L | Variant | FIST® Fiber Splice Tray with Field Installable CWDM, 1 Channel, Add/drop for 2 fibers, 1531nm starting wavelength, all fibers at left side |  | FIST® | FIST-FCASA2 | CWDM splice tray
CW2315-000 | FIST-FCASA2-1R570NN-L | Variant | FIST® Fiber Splice Tray with Field Installable CWDM, 1 Channel, Add/drop for 2 fibers, 1571nm starting wavelength, all fibers at left side |  | FIST® | FIST-FCASA2 | CWDM splice tray
CW2317-000 | FIST-FCASA2-1R590NN-L | Variant | FIST® Fiber Splice Tray with Field Installable CWDM, 1 Channel, Add/drop for 2 fibers, 1591nm starting wavelength, all fibers at left side |  | FIST® | FIST-FCASA2 | CWDM splice tray
CX2443-000 | FOSC-OC-3D4D1292NN | Variant | FOSC® D-TRAY-72 type, DWDM, 4 channels, demux, 1554.13 nm starting wavelength, 200 GHz channel spacing |  | FOSC® | FOSC-OC | DWDM splice tray
CX5484-000 | OCM1-CCF471S2 | Variant | OCM1 LGX Fiber Optic Module, CWDM, Compact, SC/APC, 8 channels, starting wavelength 1470 nm, 1310 nm port |  |  | LGX ¦ OCM1 | CWDM module
CY0077-000 | FIST-FCASA2-8C471NN-L | Variant | FIST® Fiber Splice Tray with Field Installable CWDM, 8 Channels, Compact CWDM, 1471nm starting wavelength, 20nm channel spacing, all fibers at left side |  | FIST® | FIST-FCASA2 | CWDM splice tray
CZ1365-000 | FIST-FCASA2-4D551NN-L | Variant | FIST® Fiber Splice Tray with Field Installable CWDM, 4 Channels, Demultiplexing, 1551nm starting wavelength, 20nm channel spacing, all fibers at left side |  | FIST® | FIST-FCASA2 | CWDM splice tray
CZ4956-000 | OCFPS1U-DMQ1204L2-U23-SUB | Variant | OCFPS Fiber Optic DWDM Panel, mux, 40 channels, 1561.42 nm starting wavelength, 100 GHz channel spacing, upgrade port, LC/APC, 1U, 19 in, gray |  |  | OCFPS | DWDM patch panel
DD6594-000 | FOSC-OC-6DBD1201NN2T-U23 | Variant | FOSC® A-TRAY-24 type, DWDM, 8 channels + upgrade port, demux, 1561.42 nm starting wavelength, 100 GHz channel spacing |  | FOSC® | FOSC-OC | DWDM splice tray
EF5508-000 | OCFPS1U-DYY1204L2-2T-SUB | Variant | OCFPS Fiber Optic DWDM Panel, double mux, 20 channels, 1561.42 nm starting wavelength, 100 GHz channel spacing, upgrade port, LC/APC, 1U, 19 in, gray |  |  | OCFPS | DWDM patch panel
EF5509-000 | OCFPS1U-DYY1404L2-2T-SUB | Variant | OCFPS Fiber Optic DWDM Panel, double mux, 20 channels, 1545.32 nm starting wavelength, 100 GHz channel spacing, upgrade port, LC/APC, 1U, 19 in, gray |  |  | OCFPS | DWDM patch panel
EG4066-000 | FIST-FCASA2-4M531NN-L | Variant | FIST® Fiber Splice Tray with Field Installable CWDM, 4 Channels, Multiplexing, 1531nm starting wavelength, 20nm channel spacing, all fibers at left side |  | FIST® | FIST-FCASA2 | CWDM splice tray
EG9081-000 | OCM1-CC8471S2 | Variant | OCM1 LGX Fiber Optic Module, CWDM, Compact, SC/APC, 8 channels, starting wavelength 1470 nm |  |  | LGX ¦ OCM1 | CWDM module
EG9149-000 | FIST-FCASA2-1M490NN-L | Variant | FIST® Fiber Splice Tray with Field Installable CWDM, 1 Channel, Multiplexer, 1491nm starting wavelength, all fibers at left side |  | FIST® | FIST-FCASA2 | CWDM splice tray
EH8724-000 | OCM1-CDB311L2 | Variant | OCM1 LGX Fiber Optic Module, CWDM, Demux, LC/APC, 8 channels, upgrade port, starting wavelength 1310 nm |  |  | LGX ¦ OCM1 | CWDM module
EH8723-000 | OCM1-CMB311L2 | Variant | OCM1 LGX Fiber Optic Module, CWDM, Mux, LC/APC, 8 channels, upgrade port, starting wavelength 1310 nm |  |  | LGX ¦ OCM1 | CWDM module
XP-SPTJJ110800 |  | Variant of XPND-SPLITTER-MODULES | XPND module, 1x8 symmetrical split ratio, 1 splitters, SC/APC connectors |  | XPND™ |  | Splitter module | Build America Buy America (BABA) compliant*
XP-SPTJJ116465 |  | Variant of XPND-SPLITTER-MODULES | XPND module, 1x64 symmetrical split ratio, 1 splitters, SC/APC connectors, 65" Pigtails |  | XPND™ |  | Splitter module | Build America Buy America (BABA) compliant*
XP-SPTJJ213265 |  | Variant of XPND-SPLITTER-MODULES | XPND module, 1x32 symmetrical split ratio, 2 splitters, SC/APC connectors, 65" Pigtails |  | XPND™ |  | Splitter module | Build America Buy America (BABA) compliant*
XP-SPTJJ410200 |  | Variant of XPND-SPLITTER-MODULES | XPND module, 1x2 symmetrical split ratio, 4 splitters, SC/APC connectors |  | XPND™ |  | Splitter module | Build America Buy America (BABA) compliant*
XP-SPTJJ411665 |  | Variant of XPND-SPLITTER-MODULES | XPND module, 1x16 symmetrical split ratio, 4 splitters, SC/APC connectors, 65" Pigtails |  | XPND™ |  | Splitter module | Build America Buy America (BABA) compliant*
XP-SPTMM116465 |  | Variant of XPND-SPLITTER-MODULES | XPND module, 1x64 symmetrical split ratio, 1 splitters, LC/APC connectors, 65" Pigtails |  | XPND™ |  | Splitter module | Build America Buy America (BABA) compliant*
XP-SPTMM810200 |  | Variant of XPND-SPLITTER-MODULES | XPND module, 1x2 symmetrical split ratio, 8 splitters, LC/APC connectors |  | XPND™ |  | Splitter module | Build America Buy America (BABA) compliant*
FPS-CMPP2CSS |  | Variant of FDH4000-FDH5000-SPLITTER-MODULES | FDH 4000/5000, 1X16 splitter, LC/APC |  |  | FDH 4000 ¦ FDH 5000 ¦ FPS | Splitter module | Build America Buy America (BABA) compliant*
FPS-CMPP2WJJ |  | Variant of FDH4000-FDH5000-SPLITTER-MODULES | FDH 4000/5000, 1X2 splitter, SC/APC |  |  | FDH 4000 ¦ FDH 5000 ¦ FPS | Splitter module | Build America Buy America (BABA) compliant*
FPS-CMPP2JJJ |  | Variant of FDH4000-FDH5000-SPLITTER-MODULES | FDH 4000/5000, 1X8 splitter, SC/APC |  |  | FDH 4000 ¦ FDH 5000 ¦ FPS | Splitter module | Build America Buy America (BABA) compliant*
FPS-CMPP2MJJ |  | Variant of FDH4000-FDH5000-SPLITTER-MODULES | FDH 4000/5000, Dual 1X16 splitter, SC/APC |  |  | FDH 4000 ¦ FDH 5000 ¦ FPS | Splitter module | Build America Buy America (BABA) compliant*
FPS-CMPP2PJJ |  | Variant of FDH4000-FDH5000-SPLITTER-MODULES | FDH 4000/5000, 2X16 splitter, SC/APC |  |  | FDH 4000 ¦ FDH 5000 ¦ FPS | Splitter module | Build America Buy America (BABA) compliant*
FPS-FMTSP-CJJ02 |  | Variant | FMT Fiber Optic Splitter Patch Panel, 1U, 19 in, 1x16 splitter, SC/APC splitter and output connect., 2 splitters |  |  | FMT | Splitter patch panel
CY4075-000 | OCM6-SP11WSL2-61CI1 | Variant | OCM6 Fiber Optic Splitter Module, Planar, one 1x32 Splitter, singlemode, LC/APC, symmetrical split ratio, in-line style, 61 cm pigtails |  |  | OCM6 | Splitter module
CZ2609-000 | OCC1P-10400-L1SESEB | Variant | OCC1P Wideband Splitter, planar, singlemode, 1x4, symmetrical ratio, LC/UPC, 0,9 mm cable, medium duty housing |  |  | OCC1P | Splitter component |  | Discontinued
CZ3238-000 | OCM6-SA122L2-19DB1 | Variant | OCM6 Fiber Optic Splitter Module, FBT, one 2x2 Splitter, singlemode, LC/APC, symmetrical split ratio, butt style, 1.9 m pigtails |  |  | OCM6 | Splitter module
CZ3243-000 | OCM6-SP124L2-19DB1 | Variant | OCM6 Fiber Optic Splitter Module, Planar, one 2x4 Splitter, singlemode, LC/APC, symmetrical split ratio, butt style, 1.9 m pigtails |  |  | OCM6 | Splitter module
CZ8312-000 | OCM6-SP11GNS2-61CB1 | Variant | OCM6 Fiber Optic Splitter Module, Planar, one 1x16 Splitter, singlemode, SC/APC output only, symmetrical split ratio, butt style, 61 cm pigtails |  |  | OCM6 | Splitter module
CZ9183-000 | FIST-SASA3-12-1A-S | Variant | FIST® Fiber Splitter Array Sub-Assembly with splitter, symmetrical ratio, 1x2, FBT component, grade A |  | FIST® | FIST-SASA3 | Splitter splice tray
D39498-000 | FOSC-OC-6P11G00 | Variant | FOSC® A-TRAY-24 type with one 1x16 Planar splitter with symmetrical split ratio |  | FOSC® | FOSC-OC | Splitter splice tray
D83800-000 | OCC1A-1200-S2ASENB | Variant | OCC1A Wideband Splitter, singlemode, 1x2, 50/50 ratio, SC/APC, 0.9 mm cable, medium duty housing |  |  | OCC1A | Splitter component
D80450-000 | OCC1A-1200-NNANQNA | Variant | OCC1A Wideband Splitter, singlemode, 1x2, 50/50 ratio, 0.250 mm cable, light duty housing |  |  | OCC1A | Splitter component
D87277-000 | FOSC-OC-6P11W00 | Variant | FOSC® A-TRAY-24 type with one 1x32 Planar splitter with symmetrical split ratio |  | FOSC® | FOSC-OC | Splitter splice tray
D88684-000 | FIST-FSASA2-14-1P-R | Variant | FIST® Fiber Splice Tray with Field Installable Splitter, symmetrical ratio, 1x4, Planar component, grade P, all fibers at right side |  | FIST® | FIST-FSASA2 | Splitter splice tray
E49835-000 | FOSC-OC-3P11800 | Variant | FOSC® D-TRAY-72 type with one 1x8 Planar splitter with symmetrical split ratio |  | FOSC® | FOSC-OC | Splitter splice tray
E45575-000 | FOSC-OC-6A11200 | Variant | FOSC® A-TRAY-24 type with one 1x2 FBT splitter with symmetrical split ratio |  | FOSC® | FOSC-OC | Splitter splice tray
E91273-000 | OCC1P-21600-NNNQNQA | Variant | OCC1P Wideband Splitter, planar, singlemode, 2x16, symmetrical split ratio, 0,250 mm cable, light duty housing |  |  | OCC1P | Splitter component |  | Discontinued
E96958-000 | OCC1P-23200-NNNQNQA | Variant | OCC1P Wideband Splitter, planar, singlemode, 2x32, symmetrical split ratio, 0,250 mm cable, light duty housing |  |  | OCC1P | Splitter component
EF7093-000 | OCM6-SP11WL2-30DB1 | Variant | OCM6 Fiber Optic Splitter Module, Planar, one 1x32 Splitter, singlemode, LC/APC, symmetrical split ratio, butt style, 3 m pigtails |  |  | OCM6 | Splitter module
EG0041-001 | OCC1P-10800-NNNQNQA-CHT | Variant | OCC1P Wideband Splitter, planar, singlemode, 1 x 8, symmetrical split ratio, 0,250 mm cable, light duty housing |  |  | OCC1P | Splitter component |  | Discontinued
EG0039-001 | OCC1P-10400-NNNQNQA-CHT | Variant | OCC1P Wideband Splitter, planar, singlemode, 1 x 4, symmetrical split ratio, 0,250 mm cable, light duty housing |  |  | OCC1P | Splitter component |  | Discontinued
EG3371-000 | OCFPS1U-P123200S2 | Variant | OCFPS Fiber Optic Splitter Panel, one 2x32, symmetrical, planar, singlemode, SC/APC, 1U, 19 in, gray |  |  | OCFPS | Splitter patch panel |  | Discontinued
EG8294-001 | OCM6-SP414L2-72CB1 | Variant | OCM6 Fiber Optic Splitter Module, Planar, four 1x4 Splitters, singlemode, LC/APC, symmetrical split ratio, butt style, 72 cm pigtails |  |  | OCM6 | Splitter module
EG7897-000 | FIST-FSASA3-SC-102-2P-S | Variant of FIST-FSASA3-SPLITTER-TRAYS | FIST® Fiber Splice Tray with Field Installable Splitter, symmetrical ratio, two 1x2, Planar component, grade P |  | FIST® | FIST-FSASA3 | Splitter splice tray
EG8892-000 | OCC1P-10800-NNNQNQA-A2 | Variant | OCC1P Wideband Splitter, planar, singlemode, 1x8, symmetrical split ratio, 0,250 mm cable, light duty housing |  |  | OCC1P | Splitter component |  | Discontinued
EG9250-001 | OCM1-SP11400S2-AP | Variant | OCM1 LGX Style Fiber Optic Splitter Module, Planar, one 1x4 Splitter, singlemode, SC/APC, symmetrical split ratio |  |  | LGX ¦ OCM1 | Splitter module |  | Discontinued
EG9438-000 | OCC1P-13200-NNNQNQF-2 | Variant | OCC1P Wideband Splitter, planar, singlemode, 1x32, symmetrical split ratio, 0,250 mm cable, field installable |  |  | OCC1P | Splitter component |  | Discontinued
EH3185-000 | OCC1P-10800-S3SESEB | Variant | OCC1P Wideband Splitter, planar, singlemode, 1x8, symmetrical split ratio, SC/APC 9°, 0.9 mm cable, medium duty housing |  |  | OCC1P | Splitter component |  | Discontinued
EH2763-000 | OCC1P-21600-L2SESEB | Variant | OCC1P Wideband Splitter, planar, singlemode, 2x16, symmetrical split ratio, LC/APC, 0.9 mm cable, medium duty housing |  |  | OCC1P | Splitter component |  | Discontinued
EH0774-000 | OCM6-SP118S2-18DB1 | Variant | OCM6 Fiber Optic Splitter Module, Planar, one 1x8 Splitter, singlemode, SC/APC, symmetrical split ratio, butt style, 1.8 m pigtails |  |  | OCM6 | Splitter module
EH0776-000 | OCM6-SP218S2-18DB1 | Variant | OCM6 Fiber Optic Splitter Module, Planar, two 1x8 Splitters, singlemode, SC/APC, symmetrical split ratio, butt style, 1.8 m pigtails |  |  | OCM6 | Splitter module
EH0777-000 | OCM6-SP318S2-18DB1 | Variant | OCM6 Fiber Optic Splitter Module, Planar, three 1x8 Splitters, singlemode, SC/APC, symmetrical split ratio, butt style, 1.8 m pigtails |  |  | OCM6 | Splitter module
EH2060-000 | OCFPS1U-P121600S2 | Variant | OCFPS Fiber Optic Splitter Panel, one 2x16, symmetrical, planar, singlemode, SC/APC, 1U, 19 in, gray |  |  | OCFPS | Splitter patch panel
EJ0445-000 | OCM6-SA812S2-50DB1 | Variant | OCM6 Fiber Optic Splitter Module, FBT, eight 1x2 Splitters, singlemode, SC/APC, 50/50 split ratio, butt style, 5 m pigtails |  |  | OCM6 | Splitter module
EJ2002-000 | OCM6-SP21GS2-72CB1 | Variant | OCM6 Fiber Optic Splitter Module, Planar, two 1x16 Splitters, singlemode, SC/APC, symmetrical split ratio, butt style, 72 cm pigtails |  |  | OCM6 | Splitter module
EK2987-000 | OCM6-SP11WS2-20DB1 | Variant | OCM6 Fiber Optic Splitter Module, Planar, one 1x32 Splitter, singlemode, SC/APC, symmetrical split ratio, butt style, 2 m pigtails |  |  | OCM6 | Splitter module
EM0065-000 | FIST-FSASA2-18-1P-L | Variant | FIST® Fiber Splice Tray with Field Installable Splitter, symmetrical ratio, 1x8, Planar component, grade P, all fibers at left side |  | FIST® | FIST-FSASA2 | Splitter splice tray |  | Discontinued
F04947-000 | FOSC-OC-5A11400 | Variant | FOSC® B-TRAY-S24 type with one 1x4 FBT splitter with symmetrical split ratio |  | FOSC® | FOSC-OC | Splitter splice tray
F08852-000 | OCC1P-10800-NNNQNQA | Variant | OCC1P Wideband Splitter, planar, singlemode, 1x8, symmetrical split ratio, 0,250 mm cable, light duty housing |  |  | OCC1P | Splitter component | Build America Buy America (BABA) compliant*
F07925-000 | OCM5-SP11W00S2-18DASIA-U | Variant | OCM5 Fiber Optic Splitter Module, Planar, one 1x32 Splitter, singlemode, SC/APC, symmetrical split ratio, 1.8 m pigtails |  |  | OCM5 | Splitter module
F58883-000 | FOSC-OC-3P11W00 | Variant | FOSC® D-TRAY-72 type with one 1x32 Planar splitter with symmetrical split ratio |  | FOSC® | FOSC-OC | Splitter splice tray
FMT-MS27A7A2000A00 |  | Variant of NGF-FMT-SPLTR-MODULES | FMT MicroVAM Fiber Optic Splitter Module, one 1x2 splitter, singlemode, SC/APC, 50/50 split ratio |  |  | FMT | Splitter module
FMT-MS27A7A3900A00 |  | Variant of NGF-FMT-SPLTR-MODULES | FMT MicroVAM Fiber Optic Splitter Module, one 1x3 splitter, singlemode, SC/APC, symmetrical split ratio |  |  | FMT | Splitter module
FMT-M7U7U7U1EJ000 |  | Variant of NGF-FMT-SPLTR-MODULES | FMT MicroVAM Fiber Optic Monitoring Module, two 1x2 splitters, singlemode, SC/UPC, 80/20 split ratio |  |  | FMT | Splitter module
FMT-MS27A7A2200B00 |  | Variant of NGF-FMT-SPLTR-MODULES | FMT MicroVAM Fiber Optic Splitter Module, two 1x2 splitters, singlemode, SC/APC, 60/40 split ratio |  |  | FMT | Splitter module
FMT-MS27A7A5300A00 |  | Variant of NGF-FMT-SPLTR-MODULES | FMT MicroVAM Fiber Optic Splitter Module, one 1x5 splitter, singlemode, SC/APC, symmetrical split ratio |  |  | FMT | Splitter module
FMT-M7U7U7U1HP000 |  | Variant of NGF-FMT-SPLTR-MODULES | FMT MicroVAM Fiber Optic Monitoring Module, two 1x2 splitters, singlemode, SC/UPC, 70/30 split ratio |  |  | FMT | Splitter module
FMT-MS27A7A2300B00 |  | Variant of NGF-FMT-SPLTR-MODULES | FMT MicroVAM Fiber Optic Splitter Module, two 1x2 splitters, singlemode, SC/APC, 65/35 split ratio |  |  | FMT | Splitter module
FMT-M7U7U7U1JJ000 |  | Variant of NGF-FMT-SPLTR-MODULES | FMT MicroVAM Fiber Optic Monitoring Module, two 1x2 splitters, singlemode, SC/UPC, 60/40 split ratio |  |  | FMT | Splitter module
FMT-MS27A7A2400B00 |  | Variant of NGF-FMT-SPLTR-MODULES | FMT MicroVAM Fiber Optic Splitter Module, two 1x2 splitters, singlemode, SC/APC, 70/30 split ratio |  |  | FMT | Splitter module
FMT-MS27A7A2500B00 |  | Variant of NGF-FMT-SPLTR-MODULES | FMT MicroVAM Fiber Optic Splitter Module, two 1x2 splitters, singlemode, SC/APC, 75/25 split ratio |  |  | FMT | Splitter module
FMT-MS27U7U2400B00 |  | Variant of NGF-FMT-SPLTR-MODULES | FMT MicroVAM Fiber Optic Splitter Module, two 1x2 splitters, singlemode, SC/UPC, 70/30 split ratio |  |  | FMT | Splitter module
FMT-M7U7U7U1JP000 |  | Variant of NGF-FMT-SPLTR-MODULES | FMT MicroVAM Fiber Optic Monitoring Module, two 1x2 splitters, singlemode, SC/UPC, 60/40 split ratio |  |  | FMT | Splitter module
FMT-MS27U7U2600B00 |  | Variant of NGF-FMT-SPLTR-MODULES | FMT MicroVAM Fiber Optic Splitter Module, two 1x2 splitters, singlemode, SC/UPC, 80/20 split ratio |  |  | FMT | Splitter module
FMT-M7U7U7U1MK000 |  | Variant of NGF-FMT-SPLTR-MODULES | FMT MicroVAM Fiber Optic Monitoring Module, two 1x3 splitters, singlemode, SC/UPC, 60/20/20 split ratio |  |  | FMT | Splitter module
FMT-MKUKUKU1AJ000 |  | Variant of NGF-FMT-SPLTR-MODULES | FMT MicroVAM Fiber Optic Monitoring Module, two 1x2 splitters, singlemode, LC/UPC, 90/10 split ratio |  |  | FMT | Splitter module
FMT-MS27U7U3900A00 |  | Variant of NGF-FMT-SPLTR-MODULES | FMT MicroVAM Fiber Optic Splitter Module, one 1x3 splitter, singlemode, SC/UPC, symmetrical split ratio |  |  | FMT | Splitter module
FMT-MS27A7A2700B00 |  | Variant of NGF-FMT-SPLTR-MODULES | FMT MicroVAM Fiber Optic Splitter Module, two 1x2 splitters, singlemode, SC/APC, 85/15 split ratio |  |  | FMT | Splitter module
FMT-M7U7UKU1AJ000 |  | Variant of NGF-FMT-SPLTR-MODULES | FMT MicroVAM Fiber Optic Monitoring Module, two 1x2 splitters, singlemode, SC/UPC, 90/10 split ratio |  |  | FMT | Splitter module
FMT-MKUKUKU2HD000 |  | Variant of NGF-FMT-SPLTR-MODULES | FMT MicroVAM Fiber Optic Monitoring Module, four 1x2 splitters, singlemode, LC/UPC, 70/30 split ratio |  |  | FMT | Splitter module
FMT-MS27U7U4900A00 |  | Variant of NGF-FMT-SPLTR-MODULES | FMT MicroVAM Fiber Optic Splitter Module, one 1x4 splitter, singlemode, SC/UPC, symmetrical split ratio |  |  | FMT | Splitter module
FMT-MS57A7A2000C00 |  | Variant of NGF-FMT-SPLTR-MODULES | FMT MicroVAM Fiber Optic Splitter Module, three 1x2 splitters, singlemode, SC/APC, 50/50 split ratio |  |  | FMT | Splitter module
FPS-CMPP2DSS |  | Variant of FDH4000-FDH5000-SPLITTER-MODULES | FDH 4000/5000, Quad 1X2 splitter, LC/APC |  |  | FDH 4000 ¦ FDH 5000 ¦ FPS | Splitter module | Build America Buy America (BABA) compliant*
FPS-CMPP2CJJ |  | Variant of FDH4000-FDH5000-SPLITTER-MODULES | FDH 4000/5000, 1X16 splitter, SC/APC |  |  | FDH 4000 ¦ FDH 5000 ¦ FPS | Splitter module | Build America Buy America (BABA) compliant*
CV5837-000 | FIST-FSASA3-SC-104-2P-S | Variant of FIST-FSASA3-SPLITTER-TRAYS | FIST® Fiber Splice Tray with Field Installable Splitter, symmetrical ratio, two 1x4, Planar component, grade P |  | FIST® | FIST-FSASA3 | Splitter splice tray
FPS-SPL1AJJ |  | Variant of LSX-SPLTR-MODULES | LGX Fiber Optic Splitter Module, 1 x 32, 9 in, SC/APC, singlemode |  |  | LGX | Splitter module
SP-10800NNNNXABB | PLC 1X8 250UM NO CONN | Variant | Wideband PLC Splitter, singlemode, 1x8, symmetrical split ratio, 0.250 mm cable, no connectors |  |  |  | Bare splitter | Build America Buy America (BABA) compliant*
760241980 | OCM8-SP112LLG-20DB | Variant | OCM8 Fiber Optic Splitter Module, Planar, 1x2 Splitter, singlemode, LC/APC, symmetrical split ratio, 2 m pigtails |  |  | OCM8 | Splitter module
760241649 | OCM8-SP114LLG-20DB | Variant | OCM8 Fiber Optic Splitter Module, Planar, 1x4 Splitter, singlemode, LC/APC, symmetrical split ratio, 2 m pigtails |  |  | OCM8 | Splitter module
760241981 | OCM8-SP118LLG-20DB | Variant | OCM8 Fiber Optic Splitter Module, Planar, 1x8 Splitter, singlemode, LC/APC, symmetrical split ratio, 2 m pigtails |  |  | OCM8 | Splitter module
FPS-LPP1WJJ |  | Variant of FDH3000-SPLITTER-MODULES | FDH 3000 Plug-and-Play Splitter Module, 1 x 2, SC/APC |  |  | FDH 3000 ¦ Mini FDH 3000 | Splitter module | Build America Buy America (BABA) compliant*
FPS-LPP1AJJ |  | Variant of FDH3000-SPLITTER-MODULES | FDH 3000 Plug-and-Play Splitter Module, 1 x 32, SC/APC |  |  | FDH 3000 ¦ Mini FDH 3000 | Splitter module | Build America Buy America (BABA) compliant*
FPS-LPP1CJJ |  | Variant of FDH3000-SPLITTER-MODULES | FDH 3000 Plug-and-Play Splitter Module, 1 x 16, SC/APC, Build America Buy America (BABA) |  |  | FDH 3000 ¦ Mini FDH 3000 | Splitter module | Build America Buy America (BABA) compliant*
FPS-LPP1GJJ |  | Variant of FDH3000-SPLITTER-MODULES | FDH 3000 Plug-and-Play Splitter Module, 2 x 32, SC/APC |  |  | FDH 3000 ¦ Mini FDH 3000 | Splitter module | Build America Buy America (BABA) compliant*
FPS-MPP1GJJ |  | Variant of FDH3000-SPLITTER-MODULES | FDH 3000 Plug-and-Play Splitter Module, 2 x 32, SC/APC |  |  | FDH 3000 ¦ Mini FDH 3000 | Splitter module | Build America Buy America (BABA) compliant*
FPS-MPP1ANN |  | Variant of FDH3000-SPLITTER-MODULES | FDH 3000 Plug-and-Play Splitter Module, 1 x 32, SC/UPC |  |  | FDH 3000 ¦ Mini FDH 3000 | Splitter module | Build America Buy America (BABA) compliant*
FPS-LPP1MJJ |  | Variant of FDH3000-SPLITTER-MODULES | FDH 3000 Plug-and-Play Splitter Module, dual 1 x 16, SC/APC |  |  | FDH 3000 ¦ Mini FDH 3000 | Splitter module | Build America Buy America (BABA) compliant*
FPS-MPP1CJJ |  | Variant of FDH3000-SPLITTER-MODULES | FDH 3000 Plug-and-Play Splitter Module, 1 x 16, SC/APC |  |  | FDH 3000 ¦ Mini FDH 3000 | Splitter module | Build America Buy America (BABA) compliant*
LSX-ACC036 |  | Variant | LSX Fiber Fanout Mounting Kit | CommScope® |  | LGX | Fiber breakout kit
NGF-ACCOSPKIT02 |  | Variant of NGF-BLOCK-ACCESSORIES | Next Generation Frame (NGF) Cable Clamping and Block Conversion Kit, 72-position |  |  | NGF | Hardware
NGF-ACCOSPKIT01 |  | Variant of NGF-BLOCK-ACCESSORIES | Next Generation Frame (NGF) Cable Clamping and Block Conversion Kit, 96-position with rear cable management |  |  | NGF | Hardware
NGFB-ACCRCMSLU |  | Variant of NGF-BLOCK-ACCESSORIES | Next Generation Frame (NGF) Cable Clamping and Block Conversion Kit, 96, 144, or 192-block left upward |  |  | NGF | Hardware
RCP-CLPKIT2MM |  | Variant | Universal Fanout Hold Down Bracket for Glide Manager |  |  |  | Mounting bracket
760033852 | G2-1U-24LC-SPLX-EMT (JR/SR) | Variant | 600G2 1U Front Faceplate, unpopulated, accepts 24 simplex LC adapters | CommScope® |  |  | Front bulkhead panel |  | Discontinued
1206121-2 |  | Variant | Fiber Optic Blanking Plug and Dust Cover, SC duplex | NETCONNECT® |  |  | Dust cover
165592-000 | FACC-CAGE-NUT-TOOL | Variant | Cage nut tool for installing and removing cage nuts |  |  |  | Mounting tool
559299-3 |  | Variant | Fiber Optic Universal Device Holder for ribbon fiber cables | NETCONNECT® |  |  | Fiber device holder
760033845 | G2-1U-24LC-DPLX-EMT | Variant | 600G2 1U Front Faceplate, unpopulated, accepts 24 duplex LC adapters | CommScope® |  |  | Front bulkhead panel
760033878 | 600G2-24SC-DPLX-00 | Variant | 600G2 1U Front Faceplate, unpopulated, accepts 12 duplex SC adapters | CommScope® |  |  | Front bulkhead panel
760039875 | G2-SRF | Variant | Small Diameter Cable Entrance Kit, 2 per kit | CommScope® |  |  | Gland kit
760058701 | RMB-5-3/4 | Variant | InstaPATCH® Plus Attachment Bracket, Rack Mounted, Five 3/4" fittings | CommScope® | InstaPATCH® Plus |  | Cable attachment kit
760058677 | RMB-6-1/2 | Variant | InstaPATCH® Plus Attachment Bracket, Rack Mounted, Six 1/2" fittings | CommScope® | InstaPATCH® Plus |  | Cable attachment kit
760101410 | 360G2-4U-FLK | Variant | G2 4U Shelf Flip Label Kit | CommScope® |  |  | Label kit
760105148 | 360-iP-UP-KIT-G2-LC | Variant | SYSTIMAX 360™ iPatch® G2-1U-MOD LC 5PK imVision Upgrade Kit | SYSTIMAX® | SYSTIMAX 360™ ¦ iPatch® |  | Upgrade kit
760117564 | 360-UMB | Variant | Universal Mounting Bracket | CommScope® |  |  | Mounting bracket
760122895 | BAF-1/2-NPT | Variant | Bracket for Armor Fitting, 1/2 NPT | CommScope® |  |  | Cable attachment kit
760122911 | BAF-1-NPT | Variant | Bracket for Armor Fitting, 1 NPT | CommScope® |  |  | Cable attachment kit
760161471 | UHD-CBL-BRKT-1/2-NPT | Variant | Ultra High Density Trunk Cable Bracket 1/2 NPT | CommScope® |  |  | Cable attachment kit
760168443 | 360G2-iP-96F-LC-SD-KIT-5PK | Variant | SYSTIMAX 360™ iPatch® 96F-LC, Sliding Shelf 5PK imVision Upgrade Kit | SYSTIMAX® | LazrSPEED® ¦ SYSTIMAX 360™ ¦ iPatch® |  | Upgrade kit
760175919 | CPP-FCM-KIT | Variant | Fiber Cable Management Kit | CommScope® |  |  | Cable management hardware
760209627 | HD-2U-REAR-EXT-06-KIT | Variant of HD-ACCESSORIES | High Density 2U Fiber Shelf Rear Extension, 6 Cable Entries | CommScope® |  | HD | Extension unit
760210286 | HD-2U-REAR-DOOR | Variant of HD-ACCESSORIES | High Density Fiber Shelf 2U Rear Door | CommScope® |  | HD | Door kit
760211078 | HD-1U-REAR-DOOR-COVER | Variant of HD-ACCESSORIES | High Density Fiber Shelf 1U Rear Door Cover | CommScope® |  | HD | Door kit
760237718 | HD-1U-23IN-KIT | Variant of HD-ACCESSORIES | Extender / Recess Bracket 1 RU | CommScope® |  | HD | Mounting bracket
760237721 | HD-4U-23IN-KIT | Variant of HD-ACCESSORIES | Extender / Recess Bracket 4 RU | CommScope® |  | HD | Mounting bracket
760239082 | EPX-HD-UD-UDS2U-DOOR-LOCK-KT | Variant | Door lock kit for EPX , HD, UD, and UDS2U panels, including one (1) lock and one (1) key | CommScope® |  |  | Lock kit
760239861 | UMB-CMB-LG | Variant | Universal mounting bracket for cabinet mount applications for attaching cables or breakout kits | CommScope® |  |  | Mounting bracket
760242369 | QFIT-G2-ADPT-BRKT-4PK | Variant | UCP/Quick-Fit to G2 Adapter Bracket Kit (kit of 4) | CommScope® |  |  | Mounting bracket
760242661 | ODF-FFACCBRK6 | Variant of FLEX-CAB-ACCESSORIES | Flex Frame Cable Management Bracket 6” standoff | CommScope® |  |  | Cable management hardware
760242662 | ODF-FFACCBRK | Variant of FLEX-CAB-ACCESSORIES | Flex Frame Cable Management Bracket flat | CommScope® |  |  | Cable management hardware
760245038 | CHD-BK-2U | Variant | CHD-2RU blocking kit. For use with CHD ribbon fiber splice cassettes | CommScope® |  | CHD | Block kit
933662-000 | FACC-ALLEN-KEY-5-350 | Variant | Long Allen key for back mounting shelves in FIST-GR3(F) racks, 5 mm diameter, 350 mm long |  | FIST® | FIST-GR3 | Mounting tool
9703902/00 | RFE-RMB-5-3/4 | Variant | Mounting Brackets, up to 5 cables with 3/4” fittings (72, 96, 144 armored cables) | Uniprise® |  | RFE | Mounting bracket |  | Discontinued
CA2419-000 | FIST-UST-EXKIT-2CA | Variant of FIST-CHASSIS-ACCESSORIES | FIST® Cable extension kit , for mounting 2 additional cables on standard plate |  | FIST® |  | Cable extension kit
CA2420-000 | FIST-UST-EXPL | Variant of FIST-CHASSIS-ACCESSORIES | FIST® Extension plate , includes FIST-UST-EXKIT-2CA |  | FIST® |  | Cable extension kit
CA5746-000 | FIST-MB2-I | Variant of FIST-CHASSIS-ACCESSORIES | FIST® Mounting bracket kit for 3HU and 4HU 19in shelves, mounts 19in shelf in 19in rack |  | FIST® |  | Mounting bracket
CC6994-000 | FIST-SF-KTU-(100) | Variant of FIST-CHASSIS-ACCESSORIES | FIST® Small-form aramid yarn termination unit kit (100), white termination units, capacity: 1 single fiber pigtail with diameter range 1.6-2.4 mm |  | FIST® | FACT ¦ FIST | Cable termination kit
CK1075-000 | FIST-MB2-1HU | Variant of FIST-CHASSIS-ACCESSORIES | FIST® Mounting bracket kit for 1HU 19in shelves, already included in 19in FIST-GPS2 shelf kits |  | FIST® | FIST-GPS2 | Mounting bracket
CK9421-000 | FIST-MB2-1HU-I-(M) | Variant of FIST-CHASSIS-ACCESSORIES | FIST® Mounting bracket kit for 1HU 19in shelves in 19in rack with ETSI pitch |  | FIST® | FIST-GPS2 | Mounting bracket
CU9129-000 | FIST-PTK3 | Variant of FIST-CHASSIS-ACCESSORIES | FIST® Aramid yarn termination unit kit (4) with mounting bracket, plus (1) IFC bracket |  | FIST® |  | Cable termination kit
E-501-L40 |  | Variant of FDF-CHASSIS-ACCESSORIES | FDF 8" FCM cable clamp kit for IFC and OSP cable |  |  | FDF | Cable clamp
EG4811-000 | FIST-ITK3 | Variant of FIST-CHASSIS-ACCESSORIES | FIST® GSS3 Inner cable termination kit, providing strain relief to IFC sub-units in cable to splice to pigtails, with foam and tie-wraps 1 kit per shelf required |  | FIST® | FIST-GSS2 ¦ FIST-GSS3 | Cable termination kit
EHD-CMB |  | Variant | EHD panel cabinet mount accessory bracket for zip typing generic cables | SYSTIMAX® |  | EHD | Mounting bracket
EHD-RMB |  | Variant | EHD panel rack mount accessory bracket for zip tying generic cables | SYSTIMAX® |  | EHD | Mounting bracket
F03491-000 | FIST-UST-3HU-B-B | Variant of FIST-CHASSIS-ACCESSORIES | FIST® Universal Side Termination Kit for 2 IFC or breakout cables from top or bottom |  | FIST® | FIST-GPS2 ¦ FIST-GPS3 | Cable termination kit
FL2-ACC033 |  | Variant | FL2 Panel Cable Clamp Kit |  |  | FL2000 | Cable clamp
FL2-ACC060 |  | Variant | FL2 Panel Cable Clamp Kit |  |  | FL2000 | Cable clamp
FL2-ACC007 |  | Variant | FL2 Panel Cable Clamp Kit |  |  | FL2000 | Cable clamp
FMT-ACCCLMP07 |  | Variant | FMT Panel Cable Clamp Kit |  |  | FMT | Cable clamp
760246341 | HD-CBL-MGMT-TRAY-48PK | Variant of HD-ACCESSORIES | Cable management tray for HD sliding panels. Pack of 48 | CommScope® |  | HD | Cable management hardware
760237813 | VERT-CBL-BKT-EHD | Variant | Vertical Cable Guide Kit for EHD/CHD |  |  |  | Cable management hardware
760245549 | ODF-ACC-BRK-19 | Variant of FLEX-CAB-ACCESSORIES | Flex Frame,19" rack mount brack for Universal Splice cabinet, 1 kit per cabinet | CommScope® |  |  | Mounting bracket
760245551 | ODF-ACC-BRK-WM | Variant of FLEX-CAB-ACCESSORIES | Flex Frame, Wall Mount brack for Universal Splice cabinet, 1 kit per cabinet | CommScope® |  |  | Mounting bracket
760248339 | CHD-ES-TROUGH-1U | Variant | CHD-ES-1U panel Jumper Management Trough | CommScope® |  | CHD | Cable management hardware
FMT-ACCVCG01P |  | Variant | FMT Panel Vertical Cable Guide Kit |  |  | FMT | Cable management hardware
760251667 |  | Variant | Cable gland kit ½” NPT-E. For use with unterminated cable with an OD of 9.65 - 13.97mm | CommScope® |  |  | Gland kit
760251265 |  | Variant | Cable gland kit 3/4” NPT. For use with unterminated cable with an OD of 13 - 18 mm | CommScope® |  |  | Gland kit
E-501-L217 |  | Variant of FDF-CHASSIS-ACCESSORIES | FDF 8" FCM cable clamp kit for IFC cable |  |  | FDF | Cable clamp
760254221 |  | Variant of PROPEL-COLOR-COLLARS | Propel Color Collar - Rose, 25 pack | CommScope® | Propel | PPL | Color Cap
760254223 |  | Variant of PROPEL-COLOR-COLLARS | Propel Color Collar - Orange, 25 pack | CommScope® | Propel | PPL | Color Cap
760254227 |  | Variant of PROPEL-COLOR-COLLARS | Propel Color Collar - Violet, 25 pack | CommScope® | Propel | PPL | Color Cap
760254228 |  | Variant of PROPEL-COLOR-COLLARS | Propel Color Collar - Slate, 25 pack | CommScope® | Propel | PPL | Color Cap
NGF-FMT-SPLTR-MODULES |  | Base Product | FMT/NGF MicroVAM Fiber Optic Monitoring Module |  |  | NGF | Splitter module
NGF-SPLTR-MODULES |  | Base Product | Next Generation Frame (NGF) Modular Splitter Modules for FTTx applications |  |  | NGF | Splitter module
FIST-CHASSIS-ACCESSORIES |  | Base Product | FIST Fiber Chassis Accessories such as cable termination unit (CTU) kits, mounting brackets and tubing | CommScope® | FIST® | FIST-GMS2 ¦ FIST-GPS2 ¦ FIST-GPS3 ¦ FIST-GSS2 ¦ FIST-GSS3 | Fiber cable termination unit ¦ Mounting bracket ¦ Tubing kit
FIST-FSASA3-SPLITTER-TRAYS |  | Base Product | FIST-FSASA3 Splitter splice trays |  | FIST® | FIST-FSASA3 | Splitter splice tray
1RU-SPLTR-PNLS |  | Base Product | 1RU Splitter Panels |  |  | 1RU | Splitter patch panel | Build America Buy America (BABA) compliant*
LSX-SPLTR-MODULES |  | Base Product | LGX VAM Fiber Optic Splitter Module |  |  | LSX | Splitter module