## Products
Part Number | Part Name | Part Indicator | Description | Portfolio | Product Brand | Product Series | Product Type | Government Requirements | Status
FRZMPMPGD |  | Base Product | OM3 MPO (Unpinned) to MPO (Unpinned), InstaPATCH® 360 Array Cord, 12-Fiber, Low Smoke Zero Halogen | CommScope® | SYSTIMAX InstaPATCH® 360 |  | Fiber array cable assembly
FGZMPMPAH |  | Base Product | OM3 MPO (Unpinned) to MPO (Unpinned), InstaPATCH® 360 Pre-terminated Trunk Cable, 48-Fiber, Plenum | CommScope® | SYSTIMAX InstaPATCH® 360 |  | Fiber trunk cable assembly
FGZMPMPAL |  | Base Product | OM3 MPO (Unpinned) to MPO (Unpinned), InstaPATCH® 360 Pre-terminated Trunk Cable, 96-Fiber, Plenum | CommScope® | SYSTIMAX InstaPATCH® 360 |  | Fiber trunk cable assembly
FJZMPMPAD |  | Base Product | OM3 MPO (Unpinned) to MPO (Unpinned), InstaPATCH® 360 Pre-terminated Trunk Cable, 12-Fiber, Low Smoke Zero Halogen | CommScope® | SYSTIMAX InstaPATCH® 360 |  | Fiber trunk cable assembly
FJZMPMPAF |  | Base Product | OM3 MPO (Unpinned) to MPO (Unpinned), InstaPATCH® 360 Pre-terminated Trunk Cable, 24-Fiber, Low Smoke Zero Halogen | CommScope® | SYSTIMAX InstaPATCH® 360 |  | Fiber trunk cable assembly
UJGRXRXBP |  | Base Product | Ultra Low Loss (ULL) Singlemode MPO16 (Pinned) to MPO16 (Pinned), Fiber Trunk Cable Assembly, 288-Fiber, Low Smoke Zero Halogen/Riser | CommScope® | SYSTIMAX ULL |  | Fiber trunk cable assembly
A3GRWRW3H |  | Base Product | Ultra Low Loss (ULL) Singlemode G.657.A2 MPO16 (Non-Pinned) Push Pull to MPO16 (Non-Pinned) Push Pull, Fiber Trunk Cable Assembly, 48-Fiber, LSZH B2ca, Method A | CommScope® | Propel |  | Fiber trunk cable assembly
HCA-A01N |  | Variant of HCA | Fiber Optic Drop Cable Assembly, PRODIGY™ to stub, Flat drop with tone wire. |  | PRODIGY™ | HCA | Fiber drop cable assembly
U3GQPQPTS |  | Base Product | Ultra Low Loss (ULL) Singlemode MPO8 (Non-Pinned) to MPO8 (Non-Pinned), Fiber Trunk Cable Assembly, 32-Fiber, LZSH B2ca | CommScope® | Propel ¦ SYSTIMAX ULL |  | Fiber trunk cable assembly
UGGQPQPTM |  | Base Product | Ultra Low Loss (ULL) Singlemode MPO8 (Un-pinned) to MPO8 (Non-Pinned), Fiber Trunk Cable Assembly, 144-Fiber, Plenum | CommScope® | Propel ¦ SYSTIMAX ULL |  | Fiber trunk cable assembly
A3GMXMPCF |  | Base Product | Singlemode MPO12 (Pinned) to MPO12 (Unpinned), Fiber Trunk Cable Assembly, 24-Fiber, B2ca, Method A, Low Smoke Zero Halogen | CommScope® |  |  | Fiber trunk cable assembly
A3GMXMPCK |  | Base Product | Singlemode MPO12 (Pinned) to MPO12 (Unpinned), Fiber Trunk Cable Assembly, 72-Fiber, B2ca, Method A, Low Smoke Zero Halogen | CommScope® |  |  | Fiber trunk cable assembly
A3GMXMPCL |  | Base Product | Singlemode MPO12 (Pinned) to MPO12 (Unpinned), Fiber Trunk Cable Assembly, 96-Fiber, B2ca, Method A, Low Smoke Zero Halogen | CommScope® |  |  | Fiber trunk cable assembly
A3XMXMPCD |  | Base Product | OM4 MPO12 (Pinned) to MPO12 (Unpinned), Fiber Trunk Cable Assembly, 12-Fiber, B2ca, Method A, Low Smoke Zero Halogen | CommScope® |  |  | Fiber trunk cable assembly
A3XMXMPCK |  | Base Product | OM4 MPO12 (Pinned) to MPO12 (Unpinned), Fiber Trunk Cable Assembly, 72-Fiber, B2ca, Method A, Low Smoke Zero Halogen | CommScope® |  |  | Fiber trunk cable assembly
U4XQPLCT8 |  | Base Product | Ultra Low Loss OM4 MPO12 QSFP Unpinned to LC/UPC 8-Fiber InstaPATCH® 360 Ruggedized Fanout Cable, Low Smoke Zero Halogen | CommScope® | SYSTIMAX InstaPATCH® 360 |  | Ruggedized fanout
U4XQXLCT8 |  | Base Product | Ultra Low Loss OM4 MPO12 QSFP Pinned to LC/UPC 8-Fiber InstaPATCH® 360 Ruggedized Fanout Cable, Low Smoke Zero Halogen B2ca | CommScope® | SYSTIMAX InstaPATCH® 360 |  | Ruggedized fanout
FFWLASC42 |  | Base Product | Singlemode LC/APC to SC/UPC, Fiber Patch Cord, 1.6 mm Duplex, Dual Rated Low Smoke Zero Halogen (LSZH)/Riser | CommScope® | SYSTIMAX InstaPATCH® 360 | FFW | Fiber patch cord ¦ duplex
FGWMXMXAD |  | Base Product | Singlemode MPO (pinned) to MPO (pinned), InstaPATCH® 360 Pre-terminated Trunk Cable, 12-Fiber, Plenum | CommScope® | SYSTIMAX InstaPATCH® 360 |  | Fiber trunk cable assembly
ALGLAUCCF |  | Base Product | Ultra Low Loss ULL TeraSPEED® LC/APC to Unconnectorized Ruggedized fanout Cable, 24-Fiber, Plenum, 12 fiber PmP 2.0 mm, Method A | CommScope® | SYSTIMAX ULL |  | Ruggedized fanout
UPGLCLCCL |  | Base Product | Ultra Low Loss (ULL) Singlemode LC/UPC to LC/UPC Armored Pre-terminated Trunk Cable, 96-Fiber, Dual Rated LSZH/Riser | CommScope® | SYSTIMAX ULL |  | Ruggedized fanout
UJVMXMXCN |  | Base Product | Ultra Low Loss (ULL) OM5 MPO(Pinned) to MPO(Pinned) Pre-terminated Trunk Cable, MPO12, 192-Fiber, Dual Rated LSZH/Riser, 12 fiber PmP 2.0 mm | CommScope® | SYSTIMAX ULL |  | Fiber trunk cable assembly
ULGLULUT8 |  | Base Product | Singlemode LC/UPC Uniboot to LC/UPC Uniboot Ruggedized Fanout Cable, 8-Fiber, Plenum, 8 fiber PmP 2.0 mm | CommScope® | Propel ¦ SYSTIMAX ULL |  | Ruggedized fanout
ANGQPLUT8 |  | Base Product | Singlemode MPO8 APC non-pinned to LC/UPC Uniboot Ruggedized fanout Cable, 8-Fiber, Dual Rated (OFNR/LSZH), 8 fiber PmP 2.0 mm, Method A | CommScope® | Propel ¦ SYSTIMAX ULL |  | Ruggedized fanout
ALGQPLUT8 |  | Base Product | Singlemode MPO8 APC non-pinned to LC/UPC Uniboot Ruggedized fanout Cable, 8-Fiber, Plenum, 8 fiber PmP 2.0 mm, Method A | CommScope® | Propel ¦ SYSTIMAX ULL |  | Ruggedized fanout
CAF-LCLC-PS0N |  | Base Product | Armored Jumper G657.A2 LC/UPC to LC/UPC Duplex, 3.0mm Plenum, Yellow | CommScope® |  | CAF | Fiber patch cord ¦ duplex
ARGMPLCGD |  | Base Product | Ultra Low Loss (ULL) Singlemode MPO12 (Unpinned) to LC/UPC, Fiber Extension Cable Assembly, 12-Fiber, Low Smoke Zero Halogen, Method-A Polarity: Method A | CommScope® | SYSTIMAX ULL |  | Fiber array cable assembly
UQGQPBPF8 |  | Base Product | Ultra Low Loss (ULL) Singlemode, 1X2, MPO8 (Non-Pinned) to MPO4 (Non-Pinned), 4-Fiber, Conversion Array, Plenum | CommScope® | Propel ¦ SYSTIMAX ULL |  | Fiber conversion array cable assembly
FSXLCLCWL |  | Base Product | LazrSPEED® 550 LC/UPC to LC/UPC, Distribution Cable, 96-Fiber, Plenum | CommScope® | SYSTIMAX InstaPATCH® 360 |  | Fiber distribution cable assembly
UGGMWMWAD |  | Base Product | Ultra Low Loss (ULL) Singlemode MPO12 Female with Push-Pull Boot to MPO12 Female with Push-Pull Boot, Fiber Trunk Cable Assembly, 12-Fiber, Plenum | CommScope® | SYSTIMAX ULL |  | Fiber trunk cable assembly
UJGQPQPT8 |  | Base Product | Ultra Low Loss (ULL) Singlemode MPO8 (Unpinned) to MPO8 (Unpinned), Fiber Trunk Cable Assembly, 8-Fiber, Dual Rated (OFNR/LSZH) | CommScope® | Propel ¦ SYSTIMAX ULL |  | Fiber trunk cable assembly
URVQVBVF8 |  | Base Product | Ultra Low Loss (ULL) OM5, 1X2, MPO8 Multimode APC (Non-Pinned) to MPO4 Multimode APC (Non-Pinned), 8-Fiber, Conversion Array, Dual Rated (OFNR/LSZH) | CommScope® | Propel ¦ SYSTIMAX ULL |  | Fiber conversion array cable assembly
URVQVQPF8 |  | Base Product | Ultra Low Loss (ULL) OM5 MPO APC (Non-Pinned) to MPO (Non-Pinned), Fiber Trunk Cable Assembly, 8-Fiber, Dual Rated (OFNR/LSZH) | CommScope® | Propel ¦ SYSTIMAX ULL |  | Fiber array cable assembly
FAVLCUC0C |  | Base Product | LazrSPEED® 550 WideBand LC/UPC to Unconnectorized, Fiber Pigtail, 0.9 mm Tight Buffer, 12-Fiber Kit Blue - Aqua (1-12) | CommScope® | SYSTIMAX InstaPATCH® 360 |  | Fiber pigtail ¦ unjacketed
UQGMWMWGD |  | Base Product | Ultra Low Loss (ULL) Singlemode MPO12 Push-Pull(Unpinned) to MPO12 Push-Pull (Unpinned), Fiber Extension Cable Assembly, 12-Fiber, Plenum | CommScope® | SYSTIMAX ULL |  | Fiber array cable assembly
AQGMYMWGD |  | Base Product | Ultra Low Loss (ULL) Singlemode MPO12 Push-Pull (Pinned) to MPO12 Push-Pull (Unpinned), Fiber Extension Cable Assembly, 12-Fiber, Plenum. Method A | CommScope® | SYSTIMAX ULL |  | Fiber array cable assembly
UNGLCUCCL |  | Base Product | Ultra Low Loss ULL TeraSPEED® LC/UPC to Unconnectorized Ruggedized fanout Cable, 96-Fiber, Dual Rated LSZH/Riser, 12 fiber PmP 2.0mm | CommScope® | SYSTIMAX ULL |  | Ruggedized fanout
URXMVMVGD |  | Base Product | Ultra Low Loss (ULL) OM4 MPO12 APC (Unpinned) to MPO12 APC (Unpinned), Fiber Extension Cable Assembly, 12-Fiber, Low Smoke Zero Halogen | CommScope® | SYSTIMAX ULL |  | Fiber array cable assembly
AJFRXUCNP |  | Base Product | Ultra Low Loss Method A Singlemode MPO16 Pinned to Unconnectorized Pre-terminated Trunk Cable, 288-Fiber, Low Smoke Zero Halogen/Riser, 200µm 16F Rollable Ribbon cable construction | CommScope® | SYSTIMAX ULL |  | Fiber trunk cable assembly
ARGRPLA7R |  | Base Product | Ultra Low Loss Method A Singlemode MPO16 Non-Pinned to LC/APC, Fiber Cable Assembly, Low Smoke Zero Halogen/Riser | CommScope® | Propel ¦ SYSTIMAX ULL |  | Fiber array cable assembly
AJG2P2PBF |  | Base Product | Singlemode MPO24 (Non-pinned) to MPO24 (Non-pinned), Fiber Trunk Cable Assembly, 24-Fiber, Low Smoke Zero Halogen (LSZH), Method A | CommScope® | SYSTIMAX ULL |  | Fiber trunk cable assembly
UHVMPMPCD |  | Base Product | Ultra Low Loss (ULL) OM5 MPO12 UPC (Non-pinned) to MPO12 UPC (Non-pinned) Fiber Trunk Cable Assembly, 12-Fiber, Armored Indoor Plenum | CommScope® | Propel ¦ SYSTIMAX ULL |  | Fiber trunk cable assembly
UFGCSLU62 |  | Base Product | Ultra Low Loss (ULL) Singlemode, CS/UPC to LC/UPC Uniboot, 2.0 mm Duplex Fiber Patch Cord, Low Smoke Zero Halogen/Riser | CommScope® | SYSTIMAX ULL | UFG | Fiber patch cord ¦ duplex
UJGMPMPCP |  | Base Product | Ultra Low Loss ULL TeraSPEED® MPO(Unpinned) to MPO(Unpinned) Pre-terminated Trunk Cable, MPO12, 288-Fiber, LSZH, 12 fiber PmP 2.0 mm Dca | CommScope® | SYSTIMAX ULL |  | Fiber trunk cable assembly
FPXLCLCAD |  | Base Product | OM4 LC/UPC to LC/UPC 12-Fiber InstaPATCH® 360 Armored Ruggedized Fanout Cable, Low Smoke Zero Halogen | CommScope® | SYSTIMAX InstaPATCH® 360 |  | Ruggedized fanout
FPWLCLCAD |  | Base Product | SingleMode LC/UPC to LC/UPC, InstaPATCH® 360 Armored Ruggedized Fiber Fanout Cable Assembly, 12-Fiber, Low Smoke Zero Halogen (LSZH) | CommScope® | SYSTIMAX InstaPATCH® 360 |  | Ruggedized fanout
PC-C6U-LSB1-XX-XM |  | Variant | RJ45 Patch Cord, category 6, UTP LSZH B1 | CommScope® |  |  | Twisted pair patch cord
XPPCSRJ/J |  | Base Product | CommScope XPND™ Singlemode SC/APC to SC/APC, Fiber Patch Cord, 1.6 mm Simplex, Dual Rated LSZH/Riser | CommScope® | SYSTIMAX InstaPATCH® 360 | XPPC | Fiber patch cord ¦ simplex
XPPCSR7/7 |  | Base Product | CommScope XPND™ Singlemode SC/UPC to SC/UPC, Fiber Patch Cord, 1.6 mm Simplex, Dual Rated LSZH/Riser | CommScope® | SYSTIMAX InstaPATCH® 360 | XPPC | Fiber patch cord ¦ simplex
PC-C6AU-LSB1-XX-XM |  | Variant | RJ45 Patch Cord, category 6A, UTP LSZH B1 | CommScope® |  |  | Twisted pair patch cord
PC-C6AS-LSB1-XX-XM |  | Variant | RJ45 Patch Cord, category 6A, FTP LSZH B1 | CommScope® |  |  | Twisted pair patch cord
FPXLCLCDD |  | Base Product | OM4 LC/UPC to LC/UPC 12-Fiber InstaPATCH® 360 Indoor/Outdoor Armored Ruggedized Fanout Cable, LSZH/Riser | CommScope® | SYSTIMAX InstaPATCH® 360 |  | Ruggedized fanout
FNXLCLCDD |  | Base Product | OM4 LC/UPC to LC/UPC 12-Fiber InstaPATCH® 360 Indoor/Outdoor Ruggedized Fanout Cable, LSZH/Riser | CommScope® | SYSTIMAX InstaPATCH® 360 |  | Ruggedized fanout
UQGQWQWJ8 |  | Base Product | Ultra Low Loss (ULL) Singlemode MPO8 (Unpinned) Push-Pull to MPO8 (Unpinned) Push-Pull, Fiber Extension Cable Assembly, 8-Fiber, Plenum | CommScope® | SYSTIMAX ULL |  | Fiber array cable assembly
UQGRWRW7R |  | Base Product | Ultra Low Loss (ULL) Singlemode G.657.A2 MPO16 (Non-Pinned) Push-Pull to MPO16 (Non-Pinned) Push-Pull, Fiber Array Cable Assembly, 16-Fiber, Plenum | CommScope® | Propel ¦ SYSTIMAX ULL |  | Fiber array cable assembly
CPCFMV2 |  | Base Product | GigaSPEED X10D® VisiPatch® 360 to RJ45 4 Pair Solid Hybrid Patch Cord, Small Diameter, LS-CM Dual Rated | SYSTIMAX® | GigaSPEED X10D® ¦ VisiPatch 360® | CPC | Twisted pair patch cord
UNFRXQXNY |  | Base Product | Ultra Low Loss (ULL) Singlemode MPO16 (Pinned) to MPO8 (Pinned) 1728-Fiber Pre-terminated Ruggedized Fanout Array Cable, Low Smoke Zero Halogen/Riser | CommScope® | SYSTIMAX ULL |  | Ruggedized fanout
UNGRXQX3W |  | Base Product | Ultra Low Loss (ULL) Singlemode G.657.A2 MPO16 (Pinned) to MPO8 (Pinned), Fiber Ruggedized Fanout Cable Assembly, 576-Fiber, Dual Rated (OFNR/LSZH) | CommScope® | Propel ¦ SYSTIMAX ULL |  | Ruggedized fanout
CDKKB | IP6A-06PFTP-MGS600S-MGS600S | Base Product | InstaPATCH® Cu GigaSPEED X10D® F/UTP Plenum Preterminated Copper Cable, single row standard density outlet to single row standard density outlet, 6 links | CommScope® | GigaSPEED X10D® ¦ InstaPATCH® Cu |  | Copper trunk cable assembly
UJGQPQPTP |  | Base Product | Ultra Low Loss (ULL) Singlemode MPO8 (Non-Pinned) to MPO8 (Non-Pinned), Fiber Trunk Cable Assembly, 288-Fiber, Dual Rated (OFNR/LSZH) | CommScope® | Propel ¦ SYSTIMAX ULL |  | Fiber trunk cable assembly
ULGMXLUCN |  | Base Product | Ultra Low Loss ULL , TeraSPEED® MPO(Pinned) to LC/UPC Uniboot Ruggedized fanout Cable, 192-Fiber, Plenum, 12 fiber PmP 2.0 mm | CommScope® | SYSTIMAX ULL |  | Ruggedized fanout
URGRXQX7R |  | Base Product | Ultra Low Loss (ULL) Singlemode G.657.A2, 1X2, MPO16 (Pinned) to MPO8 (Pinned), 16-Fiber, Conversion Array, LSZH | CommScope® | Propel ¦ SYSTIMAX ULL |  | Fiber conversion array cable assembly
CTKGG | IP6A-24BFTP-MGS600S-PG1S | Base Product | InstaPATCH® Cu GigaSPEED X10D® F/FTP LSZH Class B2ca Preterminated Copper Cable, single row standard density outlet to single row standard density RJ45 plug, 24 links | CommScope® | GigaSPEED X10D® ¦ InstaPATCH® Cu |  | Copper trunk cable assembly
CTKKG | IP6A-24BFTP-MGS600S-MGS600S | Base Product | InstaPATCH® Cu GigaSPEED X10D® F/FTP LSZH Class B2ca Preterminated Copper Cable, single row standard density outlet to single row standard density outlet, 24 links | CommScope® | GigaSPEED X10D® ¦ InstaPATCH® Cu |  | Copper trunk cable assembly
CTKKB | IP6A-06BFTP-MGS600S-MGS600S | Base Product | InstaPATCH® Cu GigaSPEED X10D® F/FTP LSZH Class B2ca Preterminated Copper Cable, single row standard density outlet to single row standard density outlet, 6 links | CommScope® | GigaSPEED X10D® ¦ InstaPATCH® Cu |  | Copper trunk cable assembly
CQKKG | IP6A-24LSFTP-MGS600S-MGS600S | Base Product | InstaPATCH® Cu 3297B Category 7 S/FTP LSZH Preterminated Copper Cable, single row standard density outlet to single row standard density outlet, 24 links | CommScope® | GigaSPEED X10D® ¦ InstaPATCH® Cu |  | Copper trunk cable assembly
CQKKC | IP6A-08LSFTP-MGS600S-MGS600S | Base Product | InstaPATCH® Cu 3297B Category 7 S/FTP LSZH Preterminated Copper Cable, single row standard density outlet to single row standard density outlet, 8 links | CommScope® | GigaSPEED X10D® ¦ InstaPATCH® Cu |  | Copper trunk cable assembly
CFKTC | IP6A-08LFTP-MGS600S-1LK08 | Base Product | InstaPATCH® Cu GigaSPEED X10D® F/UTP LSZH Preterminated Copper Cable, single row standard density outlet to dual row OneLink 2x4, 8 links | CommScope® | GigaSPEED X10D® ¦ InstaPATCH® Cu |  | Copper trunk cable assembly
CDKHG | IP6A-24PFTP-MGS600S-PG2S | Base Product | InstaPATCH® Cu GigaSPEED X10D® F/UTP Plenum Preterminated Copper Cable, single row standard density outlet to dual row standard density RJ45 plug, 24 links | CommScope® | GigaSPEED X10D® ¦ InstaPATCH® Cu |  | Copper trunk cable assembly
ALGMPLUCN |  | Base Product | Ultra Low Loss ULL TeraSPEED® MPO(Non-Pinned) to LC/UPC Uniboot Ruggedized fanout Cable, 192-Fiber, Plenum, 12 fiber PmP 2.0 mm | CommScope® | SYSTIMAX ULL |  | Ruggedized fanout
MRGQW2QW28R |  | Base Product | Ultra Low Loss (ULL) Singlemode G.657.A2, MPO8 (Unpinned) to MPO8 (Unpinned), 2x2 Shuffle Cable Assembly, LSZH | CommScope® | SYSTIMAX ULL ¦ Propel |  | Fiber array cable assembly
MJGQW2QW23M |  | Base Product | Ultra Low Loss (ULL) Singlemode G.657.A2, MPO8 (Unpinned) to MPO8 (Unpinned), 2x2 Shuffle Cable Assembly, 144-Fiber, LSZH | CommScope® | Propel ¦ SYSTIMAX ULL |  | Fiber trunk cable assembly
URGQWLUF8 |  | Base Product | Ultra Low Loss (ULL) Singlemode MPO8 (Non-Pinned) Push Pull to LC/UPC Uniboot, Fiber Array Cable Assembly, 8-Fiber, Dual Rated (OFNR/LSZH) | CommScope® | Propel |  | Fiber array cable assembly
UQGQWLUF8 |  | Base Product | Ultra Low Loss (ULL) Singlemode MPO8 (Non-Pinned) Push Pull to LC/UPC Uniboot, Fiber Array Cable Assembly, 8-Fiber, Plenum | CommScope® | Propel |  | Fiber array cable assembly
URGQWQWF8 |  | Base Product | Ultra Low Loss (ULL) Singlemode MPO8 (Non-Pinned) Push Pull to MPO8 (Non-Pinned) Push Pull, Fiber Array Cable Assembly, 8-Fiber, Dual Rated (OFNR/LSZH) | CommScope® | Propel |  | Fiber array cable assembly
UQGQWQWF8 |  | Base Product | Ultra Low Loss (ULL) Singlemode MPO8 (Non-Pinned) Push Pull to MPO8 (Non-Pinned) Push Pull, Fiber Array Cable Assembly, 8-Fiber, Plenum | CommScope® | Propel |  | Fiber array cable assembly
U3GQYQYTH |  | Base Product | Ultra Low Loss (ULL) Singlemode MPO8 (Pinned) Push Pull to MPO8 (Pinned) Push Pull, Fiber Trunk Cable Assembly, 48-Fiber, LZSH B2ca | CommScope® | Propel |  | Fiber trunk cable assembly
U3GQYQYTK |  | Base Product | Ultra Low Loss (ULL) Singlemode MPO8 (Pinned) Push Pull to MPO8 (Pinned) Push Pull, Fiber Trunk Cable Assembly, 72-Fiber, LZSH B2ca | CommScope® | Propel |  | Fiber trunk cable assembly
U3GQYQYTM |  | Base Product | Ultra Low Loss (ULL) Singlemode MPO8 (Pinned) Push Pull to MPO8 (Pinned) Push Pull, Fiber Trunk Cable Assembly, 144-Fiber, LZSH B2ca | CommScope® | Propel |  | Fiber trunk cable assembly
U3GQYQYTN |  | Base Product | Ultra Low Loss (ULL) Singlemode MPO8 (Pinned) Push Pull to MPO8 (Pinned) Push Pull, Fiber Trunk Cable Assembly, 192-Fiber, LZSH B2ca | CommScope® | Propel |  | Fiber trunk cable assembly
U3GQYQYTR |  | Base Product | Ultra Low Loss (ULL) Singlemode MPO8 (Pinned) Push Pull to MPO8 (Pinned) Push Pull, Fiber Trunk Cable Assembly, 16-Fiber, LZSH B2ca | CommScope® | Propel |  | Fiber trunk cable assembly
U3GQYQYTU |  | Base Product | Ultra Low Loss (ULL) Singlemode MPO8 (Pinned) Push Pull to MPO8 (Pinned) Push Pull, Fiber Trunk Cable Assembly, 64-Fiber, LZSH B2ca | CommScope® | Propel |  | Fiber trunk cable assembly
UJGQYQYT8 |  | Base Product | Ultra Low Loss (ULL) Singlemode MPO8 (Pinned) Push Pull to MPO8 (Pinned) Push Pull, Fiber Trunk Cable Assembly, 8-Fiber, Dual Rated (OFNR/LSZH) | CommScope® | Propel |  | Fiber trunk cable assembly
UJGQYQYTH |  | Base Product | Ultra Low Loss (ULL) Singlemode MPO8 (Pinned) Push Pull to MPO8 (Pinned) Push Pull, Fiber Trunk Cable Assembly, 48-Fiber, Dual Rated (OFNR/LSZH) | CommScope® | Propel |  | Fiber trunk cable assembly
UJGQYQYTM |  | Base Product | Ultra Low Loss (ULL) Singlemode MPO8 (Pinned) Push Pull to MPO8 (Pinned) Push Pull, Fiber Trunk Cable Assembly, 144-Fiber, Dual Rated (OFNR/LSZH) | CommScope® | Propel |  | Fiber trunk cable assembly
UJGQYQYTN |  | Base Product | Ultra Low Loss (ULL) Singlemode MPO8 (Pinned) Push Pull to MPO8 (Pinned) Push Pull, Fiber Trunk Cable Assembly, 192-Fiber, Dual Rated (OFNR/LSZH) | CommScope® | Propel |  | Fiber trunk cable assembly
UJGQYQYTU |  | Base Product | Ultra Low Loss (ULL) Singlemode MPO8 (Pinned) Push Pull to MPO8 (Pinned) Push Pull, Fiber Trunk Cable Assembly, 64-Fiber, Dual Rated (OFNR/LSZH) | CommScope® | Propel |  | Fiber trunk cable assembly
UJGQYQYTQ |  | Base Product | Ultra Low Loss (ULL) Singlemode MPO8 (Pinned) Push Pull to MPO8 (Pinned) Push Pull, Fiber Trunk Cable Assembly,128-Fiber, Dual Rated (OFNR/LSZH) | CommScope® | Propel |  | Fiber trunk cable assembly
UGGQYQYT8 |  | Base Product | Ultra Low Loss (ULL) Singlemode MPO8 (Pinned) Push Pull to MPO8 (Pinned) Push Pull, Fiber Trunk Cable Assembly, 8-Fiber, Plenum | CommScope® | Propel |  | Fiber trunk cable assembly
UGGQYQYTF |  | Base Product | Ultra Low Loss (ULL) Singlemode MPO8 (Pinned) Push Pull to MPO8 (Pinned) Push Pull, Fiber Trunk Cable Assembly, 24-Fiber, Plenum | CommScope® | Propel |  | Fiber trunk cable assembly
UGGQYQYTN |  | Base Product | Ultra Low Loss (ULL) Singlemode MPO8 (Pinned) Push Pull to MPO8 (Pinned) Push Pull, Fiber Trunk Cable Assembly, 192-Fiber, Plenum | CommScope® | Propel |  | Fiber trunk cable assembly
UGGQYQYTR |  | Base Product | Ultra Low Loss (ULL) Singlemode MPO8 (Pinned) Push Pull to MPO8 (Pinned) Push Pull, Fiber Trunk Cable Assembly, 16-Fiber, Plenum | CommScope® | Propel |  | Fiber trunk cable assembly
UGGQYQYTS |  | Base Product | Ultra Low Loss (ULL) Singlemode MPO8 (Pinned) Push Pull to MPO8 (Pinned) Push Pull, Fiber Trunk Cable Assembly,32-Fiber, Plenum | CommScope® | Propel |  | Fiber trunk cable assembly
UGGQYQYTU |  | Base Product | Ultra Low Loss (ULL) Singlemode MPO8 (Pinned) Push Pull to MPO8 (Pinned) Push Pull, Fiber Trunk Cable Assembly,64-Fiber, Plenum | CommScope® | Propel |  | Fiber trunk cable assembly
U3GQWQWT8 |  | Base Product | Ultra Low Loss (ULL) Singlemode MPO8 (Non-Pinned) Push Pull to MPO8 (Non-Pinned) Push Pull, Fiber Trunk Cable Assembly, 8-Fiber, LZSH B2ca | CommScope® | Propel |  | Fiber trunk cable assembly
U3GQWQWTF |  | Base Product | Ultra Low Loss (ULL) Singlemode MPO8 (Non-Pinned) Push Pull to MPO8 (Non-Pinned) Push Pull, Fiber Trunk Cable Assembly, 24-Fiber, LZSH B2ca | CommScope® | Propel |  | Fiber trunk cable assembly
U3GQWQWTK |  | Base Product | Ultra Low Loss (ULL) Singlemode MPO8 (Non-Pinned) Push Pull to MPO8 (Non-Pinned) Push Pull, Fiber Trunk Cable Assembly, 72-Fiber, LZSH B2ca | CommScope® | Propel |  | Fiber trunk cable assembly
U3GQWQWTM |  | Base Product | Ultra Low Loss (ULL) Singlemode MPO8 (Non-Pinned) Push Pull to MPO8 (Non-Pinned) Push Pull, Fiber Trunk Cable Assembly, 144-Fiber, LZSH B2ca | CommScope® | Propel |  | Fiber trunk cable assembly
U3GQWQWTN |  | Base Product | Ultra Low Loss (ULL) Singlemode MPO8 (Non-Pinned) Push Pull to MPO8 (Non-Pinned) Push Pull, Fiber Trunk Cable Assembly, 192-Fiber, LZSH B2ca | CommScope® | Propel |  | Fiber trunk cable assembly
U3GQWQWTR |  | Base Product | Ultra Low Loss (ULL) Singlemode MPO8 (Non-Pinned) Push Pull to MPO8 (Non-Pinned) Push Pull, Fiber Trunk Cable Assembly, 16-Fiber, LZSH B2ca | CommScope® | Propel |  | Fiber trunk cable assembly
U3GQWQWTS |  | Base Product | Ultra Low Loss (ULL) Singlemode MPO8 (Non-Pinned) Push Pull to MPO8 (Non-Pinned) Push Pull, Fiber Trunk Cable Assembly, 32-Fiber, LZSH B2ca | CommScope® | Propel |  | Fiber trunk cable assembly
U3GQWQWTU |  | Base Product | Ultra Low Loss (ULL) Singlemode MPO8 (Non-Pinned) Push Pull to MPO8 (Non-Pinned) Push Pull, Fiber Trunk Cable Assembly, 64-Fiber, LZSH B2ca | CommScope® | Propel |  | Fiber trunk cable assembly
UGGQWQWTH |  | Base Product | Ultra Low Loss (ULL) Singlemode MPO8 (Non-Pinned) Push Pull to MPO8 (Non-Pinned) Push Pull, Fiber Trunk Cable Assembly, 48-Fiber, Plenum | CommScope® | Propel |  | Fiber trunk cable assembly
UGGQWQWTK |  | Base Product | Ultra Low Loss (ULL) Singlemode MPO8 (Non-Pinned) Push Pull to MPO8 (Non-Pinned) Push Pull, Fiber Trunk Cable Assembly, 72-Fiber, Plenum | CommScope® | Propel |  | Fiber trunk cable assembly
UGGQWQWTL |  | Base Product | Ultra Low Loss (ULL) Singlemode MPO8 (Non-Pinned) Push Pull to MPO8 (Non-Pinned) Push Pull, Fiber Trunk Cable Assembly, 96-Fiber, Plenum | CommScope® | Propel |  | Fiber trunk cable assembly
UGGQWQWTM |  | Base Product | Ultra Low Loss (ULL) Singlemode MPO8 (Non-Pinned) Push Pull to MPO8 (Non-Pinned) Push Pull, Fiber Trunk Cable Assembly, 144-Fiber, Plenum | CommScope® | Propel |  | Fiber trunk cable assembly
UGGQWQWTS |  | Base Product | Ultra Low Loss (ULL) Singlemode MPO8 (Non-Pinned) Push Pull to MPO8 (Non-Pinned) Push Pull, Fiber Trunk Cable Assembly, 32-Fiber, Plenum | CommScope® | Propel |  | Fiber trunk cable assembly
UGGQWQWTU |  | Base Product | Ultra Low Loss (ULL) Singlemode MPO8 (Non-Pinned) Push Pull to MPO8 (Non-Pinned) Push Pull, Fiber Trunk Cable Assembly, 64-Fiber, Plenum | CommScope® | Propel |  | Fiber trunk cable assembly
RJ45-PORT-BLOCKER |  | Base Product | RJ45 Port Blockers | SYSTIMAX® |  |  | Port blocker
U3X2X2XBF |  | Base Product | Ultra Low Loss (ULL) OM4 MPO24 (Pinned) to MP/24 (Pinned), Fiber Trunk Cable Assembly, 24-Fiber, Low Smoke Zero Halogen (LSZH), B2ca | CommScope® | SYSTIMAX ULL |  | Fiber trunk cable assembly
NPC6AUZDA |  | Base Product | NETCONNECT® Cat 6A U/UTP A-wired RJ45 Patch Cord, LSZH | NETCONNECT® |  | NPC | Twisted pair patch cord
UQGMPMPUD |  | Base Product | Ultra Low Loss (ULL) Singlemode MPO12 (Non-pinned) to MPO12 (Non-pinned), Fiber Array Cable Assembly, 12-Fiber, Plenum | CommScope® | Propel ¦ SYSTIMAX ULL |  | Fiber array cable assembly
URGMPLUUD |  | Base Product | Ultra Low Loss (ULL) Singlemode MPO12 (Non-pinned) to LC Uniboot, Fiber Array Cable Assembly, 12-Fiber, Dual Rated (OFNR/LSZH) | CommScope® | Propel ¦ SYSTIMAX ULL |  | Fiber array cable assembly
HCA-ACC |  | Base Product | Prodigy Fiber Optic hardened Converters |  | PRODIGY™ | HCA | Fiber converter
AJGMPMPCN |  | Base Product | Ultra Low Loss ULL TeraSPEED® MPO(unpinned) to MPO(unpinned) Pre-terminated Trunk Cable with grommet for Q3000, MPO12, 192-Fiber, Dual Rated (LSZH/OFNR), 12 fiber PmP 2.0 mm B2ca | CommScope® |  |  | Fiber trunk cable assembly
CAF-SCSC-LS0N |  | Base Product | Armored Jumper G657.A2 SC/UPC to SC/UPC Duplex, 3.0mm LSZH, Yellow | CommScope® |  | CAF | Fiber patch cord ¦ duplex
CAF-7C7C-LS0N |  | Base Product | Armored Jumper G657.A2 LC/APC to LC/APC Duplex, 3.0mm LSZH, Yellow | CommScope® |  | CAF | Fiber patch cord ¦ duplex
ALGLGUCCH |  | Base Product | Ultra Low Loss ULL TeraSPEED® LC/UPC to Unconnectorized Ruggedized fanout Cable, 48-Fiber, Plenum, 12 fiber PmP 2.0 mm Dca | CommScope® | SYSTIMAX ULL |  | Ruggedized fanout
ALGLGUCCM |  | Base Product | Ultra Low Loss ULL TeraSPEED® LC/UPC to Unconnectorized Ruggedized fanout Cable, 144-Fiber, Plenum, 12 fiber PmP 2.0 mm Dca | CommScope® | SYSTIMAX ULL |  | Ruggedized fanout
UGGRXRXYR |  | Base Product | Hybrid Ultra Low Loss (ULL) Singlemode G.657.A2 MPO16 (Pinned) to MPO16 (Pinned), 2 Pair 16AWG Constellation Trunk Cable Assembly, 16-Fiber, Plenum | CommScope® | SYSTIMAX ULL |  | Hybrid cable assembly ¦ 2-pair
URGLCLCGD |  | Base Product | Ultra Low Loss (ULL) Singlemode LC/UPC to LC/UPC Fanout Cable, 12-Fiber, LSZH & OFNR | CommScope® | SYSTIMAX ULL |  | Fiber array cable assembly
UQXLCLCGD |  | Base Product | Ultra Low Loss (ULL) OM4 LC/UPC to LC/UPC Fanout Cable, 12-Fiber, Plenum | CommScope® | SYSTIMAX ULL |  | Fiber array cable assembly
FJXMPUCAH |  | Base Product | OM4 MPO (Unpinned) to Unconnectorized, InstaPATCH® 360 Pre-terminated Trunk Cable, 48-Fiber, Low Smoke Zero Halogen | CommScope® | SYSTIMAX InstaPATCH® 360 |  | Fiber trunk cable assembly
FJWMPUCAM |  | Base Product | Singlemode MPO (Unpinned) to Unconnectorized, InstaPATCH® 360 Pre-terminated Trunk Cable, 144-Fiber, Low Smoke Zero Halogen | CommScope® | SYSTIMAX InstaPATCH® 360 |  | Fiber trunk cable assembly
UGGRXUCYR |  | Base Product | Hybrid Ultra Low Loss (ULL) Singlemode G.657.A2 MPO16 (Pinned) to Unconnectorized, 2 Pair 16AWG Constellation Trunk Cable Assembly, 16-Fiber, Plenum | CommScope® | SYSTIMAX ULL |  | Hybrid cable assembly ¦ 2-pair
UGGRXRXZR |  | Base Product | Hybrid Ultra Low Loss (ULL) Singlemode G.657.A2 MPO16 (Pinned) to MPO16 (Pinned) , 4 Pair 16AWG Constellation Trunk Cable Assembly, 16-Fiber, Plenum | CommScope® | SYSTIMAX ULL |  | Hybrid cable assembly ¦ 4-pair
UGGRXUCZR |  | Base Product | Hybrid Ultra Low Loss (ULL) Singlemode G.657.A2 MPO16 (Pinned) to Unconnectorized , 4 Pair 16AWG Constellation Trunk Cable Assembly, 16-Fiber, Plenum | CommScope® | SYSTIMAX ULL |  | Hybrid cable assembly ¦ 4-pair
UGGQXUCY8 |  | Base Product | Hybrid Ultra Low Loss (ULL) Singlemode G.657.A2 MPO8 (Pinned) to Unconnectorized , 2 Pair 16AWG Constellation Trunk Cable Assembly, 8-Fiber, Plenum | CommScope® | SYSTIMAX ULL |  | Hybrid cable assembly ¦ 2-pair
UGGQXQXZ8 |  | Base Product | Hybrid Ultra Low Loss (ULL) Singlemode G.657.A2 MPO8 (Pinned) to MPO8 (Pinned) , 4 Pair 16AWG Constellation Trunk Cable Assembly, 8-Fiber, Plenum | CommScope® | SYSTIMAX ULL |  | Hybrid cable assembly ¦ 4-pair
UJGMXMXCP |  | Base Product | Ultra Low Loss ULL TeraSPEED® MPO(Pinned) to MPO(Pinned) Pre-terminated Trunk Cable, MPO12, 288-Fiber, LSZH, 12 fiber PmP 2.0 mm Dca/B2ca | CommScope® | SYSTIMAX ULL |  | Fiber trunk cable assembly
AHGMPUCCM |  | Base Product | Ultra Low Loss (ULL) Singlemode, MPO12 Unpinned to Unconnectorized, Fiber Trunk Cable Assembly, 144-Fiber, Armored Plenum | CommScope® | SYSTIMAX ULL |  | Fiber trunk cable assembly
AQXQPQPF8 |  | Base Product | Ultra Low Loss (ULL) OM4 MPO8 (Non-Pinned) to MPO8 (Non-Pinned), Fiber Array Cable Assembly, 8-Fiber, Plenum | CommScope® | Propel ¦ SYSTIMAX ULL |  | Fiber array cable assembly
ALGMPLUCD |  | Base Product | Ultra Low Loss ULL TeraSPEED® MPO(Non-Pinned) to LC/UPC Uniboot Ruggedized fanout Cable, 12-Fiber, Plenum, 12 fiber PmP 2.0 mm Dca | CommScope® | SYSTIMAX ULL |  | Ruggedized fanout
URXMPLUF2 |  | Base Product | Ultra Low Loss OM4 MPO8 Unpinned to LC/UPC Uniboot 12-Fiber Low Smoke Zero Halogen/Riser Array Cord | CommScope® | SYSTIMAX ULL |  | Fiber array cable assembly
UGGMXUCSM |  | Base Product | Ultra Low Loss (ULL) Singlemode MPO12 (Pinned) to Unconnectorized, Fiber Trunk Cable Assembly, 144-Fiber, Plenum | CommScope® | SYSTIMAX ULL |  | Fiber trunk cable assembly
UGGMXUCSH |  | Base Product | Ultra Low Loss (ULL) Singlemode MPO12 (Pinned) to Unconnectorized, Fiber Trunk Cable Assembly, 48-Fiber, Plenum | CommScope® | SYSTIMAX ULL |  | Fiber trunk cable assembly
UJXMXMXCP |  | Base Product | Ultra Low Loss ULL LazrSPEED® 550 MPO(Pinned) to MPO(Pinned) Pre-terminated Trunk Cable, MPO12, 288-Fiber, LSZH, 12 fiber PmP 2.0 mm | CommScope® | Propel |  | Fiber trunk cable assembly
UJGMXUCSF |  | Base Product | Ultra Low Loss (ULL) Singlemode MPO12 (Pinned) to Unconnectorized, Fiber Trunk Cable Assembly, 24-Fiber, Dual Rated LSZH/Riser Cca | CommScope® | SYSTIMAX ULL |  | Fiber trunk cable assembly
DLX-CONV |  | Base Product | DLX Fiber Optic hardened Converters |  | DLX® | FHD | Fiber converter
UNGEDLFCK |  | Base Product | Ultra Low Loss ULL TeraSPEED® LSH to LC/UPC Grade B, Ruggedized fanout Cable, 72-Fiber, LSZH, 12 fiber PmP 2.0 mm Dca | CommScope® | SYSTIMAX ULL |  | Ruggedized fanout
UHGMXMXCD |  | Base Product | Singlemode MPO12 APC (pinned) to MPO12 APC (pinned) Fiber Trunk Cable Assembly, 12-Fiber, Armored Indoor Plenum | CommScope® | Propel ¦ SYSTIMAX ULL |  | Fiber trunk cable assembly
UKVMXUCCD |  | Base Product | Ultra Low Loss (ULL) OM5 MPO12 UPC (pinned) to Unconnectorized Fiber Trunk Cable Assembly, 12-Fiber, Armored Indoor Dual Rated (OFNR/LSZH) | CommScope® | Propel ¦ SYSTIMAX ULL |  | Fiber trunk cable assembly
UHGMXMXCF |  | Base Product | Singlemode MPO12 APC (pinned) to MPO12 APC (pinned) Fiber Trunk Cable Assembly, 24-Fiber, Armored Indoor Plenum | CommScope® | Propel ¦ SYSTIMAX ULL |  | Fiber trunk cable assembly
UKVMXUCCF |  | Base Product | Ultra Low Loss (ULL) OM5 MPO12 UPC (pinned) to Unconnectorized Fiber Trunk Cable Assembly, 24-Fiber, Armored Indoor Dual Rated (OFNR/LSZH) | CommScope® | Propel ¦ SYSTIMAX ULL |  | Fiber trunk cable assembly
UHGMXMXCG |  | Base Product | Singlemode MPO12 APC (pinned) to MPO12 APC (pinned) Fiber Trunk Cable Assembly, 36-Fiber, Armored Indoor Plenum | CommScope® | Propel ¦ SYSTIMAX ULL |  | Fiber trunk cable assembly
UKVQZQZTL |  | Base Product | Ultra Low Loss (ULL) OM5 MPO8 APC (pinned) to MPO8 APC (pinned) Fiber Trunk Cable Assembly, 96-Fiber, Armored Indoor Dual Rated (OFNR/LSZH) | CommScope® | Propel ¦ SYSTIMAX ULL |  | Fiber trunk cable assembly
UHXRZUC8Q |  | Base Product | Ultra Low Loss (ULL) OM4 MPO16 APC (pinned) to Unconnectorized, Fiber Trunk Cable Assembly, 128-Fiber, Armored Indoor Plenum | CommScope® | Propel ¦ SYSTIMAX ULL |  | Fiber trunk cable assembly
UKXMXMXCD |  | Base Product | Ultra Low Loss (ULL) OM4 MPO12 UPC (pinned) to MPO12 UPC (pinned) Fiber Trunk Cable Assembly, 12-Fiber, Armored Indoor Low Smoke Zero Halogen (LSZH) | CommScope® | Propel ¦ SYSTIMAX ULL |  | Fiber trunk cable assembly
UKVQZQZTN |  | Base Product | Ultra Low Loss (ULL) OM5 MPO8 APC (pinned) to MPO8 APC (pinned) Fiber Trunk Cable Assembly, 192-Fiber, Armored Indoor Dual Rated (OFNR/LSZH) | CommScope® | Propel ¦ SYSTIMAX ULL |  | Fiber trunk cable assembly
UKVQZQZTR |  | Base Product | Ultra Low Loss (ULL) OM5 MPO8 APC (pinned) to MPO8 APC (pinned) Fiber Trunk Cable Assembly, 16-Fiber, Armored Indoor Dual Rated (OFNR/LSZH) | CommScope® | Propel ¦ SYSTIMAX ULL |  | Fiber trunk cable assembly
UKXMXMXCF |  | Base Product | Ultra Low Loss (ULL) OM4 MPO12 UPC (pinned) to MPO12 UPC (pinned) Fiber Trunk Cable Assembly, 24-Fiber, Armored Indoor Low Smoke Zero Halogen (LSZH) | CommScope® | Propel ¦ SYSTIMAX ULL |  | Fiber trunk cable assembly
UKVMXUCCK |  | Base Product | Ultra Low Loss (ULL) OM5 MPO12 UPC (pinned) to Unconnectorized Fiber Trunk Cable Assembly, 72-Fiber, Armored Indoor Dual Rated (OFNR/LSZH) | CommScope® | Propel ¦ SYSTIMAX ULL |  | Fiber trunk cable assembly
UKVMXUCCL |  | Base Product | Ultra Low Loss (ULL) OM5 MPO12 UPC (pinned) to Unconnectorized Fiber Trunk Cable Assembly, 96-Fiber, Armored Indoor Dual Rated (OFNR/LSZH) | CommScope® | Propel ¦ SYSTIMAX ULL |  | Fiber trunk cable assembly
UKVMXUCCM |  | Base Product | Ultra Low Loss (ULL) OM5 MPO12 UPC (pinned) to Unconnectorized Fiber Trunk Cable Assembly, 144Fiber, Armored Indoor Dual Rated (OFNR/LSZH) | CommScope® | Propel ¦ SYSTIMAX ULL |  | Fiber trunk cable assembly
UKVQZQZTS |  | Base Product | Ultra Low Loss (ULL) OM5 MPO8 APC (pinned) to MPO8 APC (pinned) Fiber Trunk Cable Assembly, 32-Fiber, Armored Indoor Dual Rated (OFNR/LSZH) | CommScope® | Propel ¦ SYSTIMAX ULL |  | Fiber trunk cable assembly
UKXMXMXCK |  | Base Product | Ultra Low Loss (ULL) OM4 MPO12 UPC (pinned) to MPO12 UPC (pinned) Fiber Trunk Cable Assembly, 72-Fiber, Armored Indoor Low Smoke Zero Halogen (LSZH) | CommScope® | Propel ¦ SYSTIMAX ULL |  | Fiber trunk cable assembly
UKVQZUCT8 |  | Base Product | Ultra Low Loss (ULL) OM5 MPO8 APC (pinned) to Unconnectorized Fiber Trunk Cable Assembly, 8-Fiber, Armored Indoor Dual Rated (OFNR/LSZH) | CommScope® | Propel ¦ SYSTIMAX ULL |  | Fiber trunk cable assembly
UKXMXMXCN |  | Base Product | Ultra Low Loss (ULL) OM4 MPO12 UPC (pinned) to MPO12 UPC (pinned) Fiber Trunk Cable Assembly, 192-Fiber, Armored Indoor Low Smoke Zero Halogen (LSZH) | CommScope® | Propel ¦ SYSTIMAX ULL |  | Fiber trunk cable assembly
UKGMXMXCK |  | Base Product | Singlemode MPO12 APC (pinned) to MPO12 APC (pinned) Fiber Trunk Cable Assembly, 72-Fiber, Armored Indoor Dual Rated (OFNR/LSZH) | CommScope® | Propel ¦ SYSTIMAX ULL |  | Fiber trunk cable assembly
UKVQZUCTF |  | Base Product | Ultra Low Loss (ULL) OM5 MPO8 APC (pinned) to Unconnectorized Fiber Trunk Cable Assembly, 24-Fiber, Armored Indoor Dual Rated (OFNR/LSZH) | CommScope® | Propel ¦ SYSTIMAX ULL |  | Fiber trunk cable assembly
UHVQZQZTR |  | Base Product | Ultra Low Loss (ULL) OM5 MPO8 APC (pinned) to MPO8 APC (pinned) Fiber Trunk Cable Assembly, 16-Fiber, Armored Indoor Plenum | CommScope® | Propel ¦ SYSTIMAX ULL |  | Fiber trunk cable assembly
UKXMXMXCP |  | Base Product | Ultra Low Loss (ULL) OM4 MPO12 UPC (pinned) to MPO12 UPC (pinned) Fiber Trunk Cable Assembly, 288-Fiber, Armored Indoor Low Smoke Zero Halogen (LSZH) | CommScope® | Propel ¦ SYSTIMAX ULL |  | Fiber trunk cable assembly
UHVQZQZTS |  | Base Product | Ultra Low Loss (ULL) OM5 MPO8 APC (pinned) to MPO8 APC (pinned) Fiber Trunk Cable Assembly, 32-Fiber, Armored Indoor Plenum | CommScope® | Propel ¦ SYSTIMAX ULL |  | Fiber trunk cable assembly
UHGQXUCTN |  | Base Product | Singlemode MPO8 APC (pinned) to Unconnectorized Fiber Trunk Cable Assembly, 192-Fiber, Armored Indoor Plenum | CommScope® | Propel ¦ SYSTIMAX ULL |  | Fiber trunk cable assembly
UKVQZUCTK |  | Base Product | Ultra Low Loss (ULL) OM5 MPO8 APC (pinned) to Unconnectorized Fiber Trunk Cable Assembly, 72-Fiber, Armored Indoor Dual Rated (OFNR/LSZH) | CommScope® | Propel ¦ SYSTIMAX ULL |  | Fiber trunk cable assembly
UHXMXMXCL |  | Base Product | Ultra Low Loss (ULL) OM4 MPO12 UPC (pinned) to MPO12 UPC (pinned) Fiber Trunk Cable Assembly, 96-Fiber, Armored Indoor Plenum | CommScope® | Propel ¦ SYSTIMAX ULL |  | Fiber trunk cable assembly
UHGMXUCCD |  | Base Product | Singlemode MPO12 APC (pinned) to Unconnectorized Fiber Trunk Cable Assembly, 12-Fiber, Armored Indoor Plenum | CommScope® | Propel ¦ SYSTIMAX ULL |  | Fiber trunk cable assembly
UKVQXQXTH |  | Base Product | Ultra Low Loss (ULL) OM5 MPO8 UPC (pinned) to MPO8 UPC (pinned) Fiber Trunk Cable Assembly, 48-Fiber, Armored Indoor Dual Rated (OFNR/LSZH) | CommScope® | Propel ¦ SYSTIMAX ULL |  | Fiber trunk cable assembly
UKGMXMXCN |  | Base Product | Singlemode MPO12 APC (pinned) to MPO12 APC (pinned) Fiber Trunk Cable Assembly, 192-Fiber, Armored Indoor Dual Rated (OFNR/LSZH) | CommScope® | Propel ¦ SYSTIMAX ULL |  | Fiber trunk cable assembly
UKXMXUCCG |  | Base Product | Ultra Low Loss (ULL) OM4 MPO12 UPC (pinned) to Unconnectorized Fiber Trunk Cable Assembly, 36-Fiber, Armored Indoor Dual Rated (OFNR/LSZH) | CommScope® | Propel ¦ SYSTIMAX ULL |  | Fiber trunk cable assembly
UHVQZUCT8 |  | Base Product | Ultra Low Loss (ULL) OM5 MPO8 APC (pinned) to Unconnectorized Fiber Trunk Cable Assembly, 8-Fiber, Armored Indoor Plenum | CommScope® | Propel ¦ SYSTIMAX ULL |  | Fiber trunk cable assembly
UHGMXUCCG |  | Base Product | Singlemode MPO12 APC (pinned) to Unconnectorized Fiber Trunk Cable Assembly, 36-Fiber, Armored Indoor Plenum | CommScope® | Propel ¦ SYSTIMAX ULL |  | Fiber trunk cable assembly
UKVQXQXTK |  | Base Product | Ultra Low Loss (ULL) OM5 MPO8 UPC (pinned) to MPO8 UPC (pinned) Fiber Trunk Cable Assembly, 72-Fiber, Armored Indoor Dual Rated (OFNR/LSZH) | CommScope® | Propel ¦ SYSTIMAX ULL |  | Fiber trunk cable assembly
UKVQZUCTM |  | Base Product | Ultra Low Loss (ULL) OM5 MPO8 APC (pinned) to Unconnectorized Fiber Trunk Cable Assembly, 144-Fiber, Armored Indoor Dual Rated (OFNR/LSZH) | CommScope® | Propel ¦ SYSTIMAX ULL |  | Fiber trunk cable assembly
UKXMXUCCH |  | Base Product | Ultra Low Loss (ULL) OM4 MPO12 UPC (pinned) to Unconnectorized Fiber Trunk Cable Assembly, 48-Fiber, Armored Indoor Dual Rated (OFNR/LSZH) | CommScope® | Propel ¦ SYSTIMAX ULL |  | Fiber trunk cable assembly
UHGQXUCTU |  | Base Product | Singlemode MPO8 APC (pinned) to Unconnectorized Fiber Trunk Cable Assembly, 64-Fiber, Armored Indoor Plenum | CommScope® | Propel ¦ SYSTIMAX ULL |  | Fiber trunk cable assembly
UHGMXUCCH |  | Base Product | Singlemode MPO12 APC (pinned) to Unconnectorized Fiber Trunk Cable Assembly, 48-Fiber, Armored Indoor Plenum | CommScope® | Propel ¦ SYSTIMAX ULL |  | Fiber trunk cable assembly
UHVQZUCTF |  | Base Product | Ultra Low Loss (ULL) OM5 MPO8 APC (pinned) to Unconnectorized Fiber Trunk Cable Assembly, 24-Fiber, Armored Indoor Plenum | CommScope® | Propel ¦ SYSTIMAX ULL |  | Fiber trunk cable assembly
UKVQZUCTN |  | Base Product | Ultra Low Loss (ULL) OM5 MPO8 APC (pinned) to Unconnectorized Fiber Trunk Cable Assembly, 192-Fiber, Armored Indoor Dual Rated (OFNR/LSZH) | CommScope® | Propel ¦ SYSTIMAX ULL |  | Fiber trunk cable assembly
UHXMXMXCN |  | Base Product | Ultra Low Loss (ULL) OM4 MPO12 UPC (pinned) to MPO12 UPC (pinned) Fiber Trunk Cable Assembly, 192-Fiber, Armored Indoor Plenum | CommScope® | Propel ¦ SYSTIMAX ULL |  | Fiber trunk cable assembly
UKXMXUCCK |  | Base Product | Ultra Low Loss (ULL) OM4 MPO12 UPC (pinned) to Unconnectorized Fiber Trunk Cable Assembly, 72-Fiber, Armored Indoor Dual Rated (OFNR/LSZH) | CommScope® | Propel ¦ SYSTIMAX ULL |  | Fiber trunk cable assembly
UKGQXUCTH |  | Base Product | Singlemode MPO8 APC (pinned) to Unconnectorized Fiber Trunk Cable Assembly, 48-Fiber, Armored Indoor Dual Rated (OFNR/LSZH) | CommScope® | Propel ¦ SYSTIMAX ULL |  | Fiber trunk cable assembly
UKGMXUCCF |  | Base Product | Singlemode MPO12 APC (pinned) to Unconnectorized Fiber Trunk Cable Assembly, 24-Fiber, Armored Indoor Dual Rated (OFNR/LSZH) | CommScope® | Propel ¦ SYSTIMAX ULL |  | Fiber trunk cable assembly
UHXMXMXCP |  | Base Product | Ultra Low Loss (ULL) OM4 MPO12 UPC (pinned) to MPO12 UPC (pinned) Fiber Trunk Cable Assembly, 288-Fiber, Armored Indoor Plenum | CommScope® | Propel ¦ SYSTIMAX ULL |  | Fiber trunk cable assembly
UKXQXUCTM |  | Base Product | Ultra Low Loss (ULL) OM4 MPO8 UPC (pinned) to Unconnectorized Fiber Trunk Cable Assembly, 144-Fiber, Armored Indoor Dual Rated (OFNR/LSZH) | CommScope® | Propel ¦ SYSTIMAX ULL |  | Fiber trunk cable assembly
UKXMXUCCL |  | Base Product | Ultra Low Loss (ULL) OM4 MPO12 UPC (pinned) to Unconnectorized Fiber Trunk Cable Assembly, 96-Fiber, Armored Indoor Dual Rated (OFNR/LSZH) | CommScope® | Propel ¦ SYSTIMAX ULL |  | Fiber trunk cable assembly
UHXMXUCCD |  | Base Product | Ultra Low Loss (ULL) OM4 MPO12 UPC (pinned) to Unconnectorized Fiber Trunk Cable Assembly, 12-Fiber, Armored Indoor Plenum | CommScope® | Propel ¦ SYSTIMAX ULL |  | Fiber trunk cable assembly
UHGMXUCCL |  | Base Product | Singlemode MPO12 APC (pinned) to Unconnectorized Fiber Trunk Cable Assembly, 96-Fiber, Armored Indoor Plenum | CommScope® | Propel ¦ SYSTIMAX ULL |  | Fiber trunk cable assembly
UHGRZRZ8L |  | Base Product | Singlemode MPO16 APC (pinned) to MPO16 APC (pinned), Fiber Trunk Cable Assembly, 96-Fiber, Armored Indoor Plenum | CommScope® | Propel ¦ SYSTIMAX ULL |  | Fiber trunk cable assembly
UKGQXUCTK |  | Base Product | Singlemode MPO8 APC (pinned) to Unconnectorized Fiber Trunk Cable Assembly, 72-Fiber, Armored Indoor Dual Rated (OFNR/LSZH) | CommScope® | Propel ¦ SYSTIMAX ULL |  | Fiber trunk cable assembly
UKGMXUCCG |  | Base Product | Singlemode MPO12 APC (pinned) to Unconnectorized Fiber Trunk Cable Assembly, 36-Fiber,Armored Indoor Dual Rated (OFNR/LSZH) | CommScope® | Propel ¦ SYSTIMAX ULL |  | Fiber trunk cable assembly
UHXMXUCCF |  | Base Product | Ultra Low Loss (ULL) OM4 MPO12 UPC (pinned) to Unconnectorized Fiber Trunk Cable Assembly, 24-Fiber, Armored Indoor Plenum | CommScope® | Propel ¦ SYSTIMAX ULL |  | Fiber trunk cable assembly
UHVMXUCCL |  | Base Product | Ultra Low Loss (ULL) OM5 MPO12 UPC (pinned) to Unconnectorized Fiber Trunk Cable Assembly, 96-Fiber, Armored Indoor Plenum | CommScope® | Propel ¦ SYSTIMAX ULL |  | Fiber trunk cable assembly
UKGQXUCTL |  | Base Product | Singlemode MPO8 APC (pinned) to Unconnectorized Fiber Trunk Cable Assembly, 96-Fiber, Armored Indoor Dual Rated (OFNR/LSZH) | CommScope® | Propel ¦ SYSTIMAX ULL |  | Fiber trunk cable assembly
UHGMXUCCM |  | Base Product | Singlemode MPO12 APC (pinned) to Unconnectorized Fiber Trunk Cable Assembly, 144-Fiber, Armored Indoor Plenum | CommScope® | Propel ¦ SYSTIMAX ULL |  | Fiber trunk cable assembly
UHGRZRZ8M |  | Base Product | Singlemode MPO16 APC (pinned) to MPO16 APC (pinned), Fiber Trunk Cable Assembly, 144-Fiber, Armored Indoor Plenum | CommScope® | Propel ¦ SYSTIMAX ULL |  | Fiber trunk cable assembly
UHVMXUCCM |  | Base Product | Ultra Low Loss (ULL) OM5 MPO12 UPC (pinned) to Unconnectorized Fiber Trunk Cable Assembly, 144-Fiber, Armored Indoor Plenum | CommScope® | Propel ¦ SYSTIMAX ULL |  | Fiber trunk cable assembly
UHGMXUCCN |  | Base Product | Singlemode MPO12 APC (pinned) to Unconnectorized Fiber Trunk Cable Assembly, 192-Fiber, Armored Indoor Plenum | CommScope® | Propel ¦ SYSTIMAX ULL |  | Fiber trunk cable assembly
UKGQXUCTM |  | Base Product | Singlemode MPO8 APC (pinned) to Unconnectorized Fiber Trunk Cable Assembly, 144-Fiber, Armored Indoor Dual Rated (OFNR/LSZH) | CommScope® | Propel ¦ SYSTIMAX ULL |  | Fiber trunk cable assembly
UKXMXUCCP |  | Base Product | Ultra Low Loss (ULL) OM4 MPO12 UPC (pinned) to Unconnectorized Fiber Trunk Cable Assembly, 288-Fiber, Armored Indoor Dual Rated (OFNR/LSZH) | CommScope® | Propel ¦ SYSTIMAX ULL |  | Fiber trunk cable assembly
UKGQXUCTN |  | Base Product | Singlemode MPO8 APC (pinned) to Unconnectorized Fiber Trunk Cable Assembly, 192-Fiber, Armored Indoor Dual Rated (OFNR/LSZH) | CommScope® | Propel ¦ SYSTIMAX ULL |  | Fiber trunk cable assembly
UHXQZQZTH |  | Base Product | Ultra Low Loss (ULL) OM4 MPO8 APC (pinned) to MPO8 APC (pinned) Fiber Trunk Cable Assembly, 48-Fiber, Armored Indoor Plenum | CommScope® | Propel ¦ SYSTIMAX ULL |  | Fiber trunk cable assembly
UHGRZRZ8N |  | Base Product | Singlemode MPO16 APC (pinned) to MPO16 APC (pinned), Fiber Trunk Cable Assembly, 192-Fiber, Armored Indoor Plenum | CommScope® | Propel ¦ SYSTIMAX ULL |  | Fiber trunk cable assembly
UKGMXUCCK |  | Base Product | Singlemode MPO12 APC (pinned) to Unconnectorized Fiber Trunk Cable Assembly, 72-Fiber, Armored Indoor Dual Rated (OFNR/LSZH) | CommScope® | Propel ¦ SYSTIMAX ULL |  | Fiber trunk cable assembly
UKXQXUCTS |  | Base Product | Ultra Low Loss (ULL) OM4 MPO8 UPC (pinned) to Unconnectorized Fiber Trunk Cable Assembly, 32-Fiber, Armored Indoor Dual Rated (OFNR/LSZH) | CommScope® | Propel ¦ SYSTIMAX ULL |  | Fiber trunk cable assembly
UKVQZUCTU |  | Base Product | Ultra Low Loss (ULL) OM5 MPO8 APC (pinned) to Unconnectorized Fiber Trunk Cable Assembly, 64-Fiber, Armored Indoor Dual Rated (OFNR/LSZH) | CommScope® | Propel ¦ SYSTIMAX ULL |  | Fiber trunk cable assembly
UKVQXQXTU |  | Base Product | Ultra Low Loss (ULL) OM5 MPO8 UPC (pinned) to MPO8 UPC (pinned) Fiber Trunk Cable Assembly, 64-Fiber, Armored Indoor Dual Rated (OFNR/LSZH) | CommScope® | Propel ¦ SYSTIMAX ULL |  | Fiber trunk cable assembly
UHXQZQZTK |  | Base Product | Ultra Low Loss (ULL) OM4 MPO8 APC (pinned) to MPO8 APC (pinned) Fiber Trunk Cable Assembly, 72-Fiber, Armored Indoor Plenum | CommScope® | Propel ¦ SYSTIMAX ULL |  | Fiber trunk cable assembly
UHXMXUCCK |  | Base Product | Ultra Low Loss (ULL) OM4 MPO12 UPC (pinned) to Unconnectorized Fiber Trunk Cable Assembly, 72-Fiber, Armored Indoor Plenum | CommScope® | Propel ¦ SYSTIMAX ULL |  | Fiber trunk cable assembly
UKGMXUCCL |  | Base Product | SinglemodeMPO12 APC (pinned) to Unconnectorized Fiber Trunk Cable Assembly, 96-Fiber, Armored Indoor Dual Rated (OFNR/LSZH) | CommScope® | Propel ¦ SYSTIMAX ULL |  | Fiber trunk cable assembly
UHGQXQXT8 |  | Base Product | Singlemode MPO8 APC (pinned) to MPO8 APC (pinned) Fiber Trunk Cable Assembly, 8-Fiber, Armored Indoor Plenum | CommScope® | Propel ¦ SYSTIMAX ULL |  | Fiber trunk cable assembly
UHVQZUCTR |  | Base Product | Ultra Low Loss (ULL) OM5 MPO8 APC (pinned) to Unconnectorized Fiber Trunk Cable Assembly, 16-Fiber, Armored Indoor Plenum | CommScope® | Propel ¦ SYSTIMAX ULL |  | Fiber trunk cable assembly
UKVRZRZ8H |  | Base Product | Ultra Low Loss (ULL) OM5 MPO16 APC (pinned) to MPO16 APC (pinned), Fiber Trunk Cable Assembly, 48-Fiber, Armored Indoor Dual Rated (OFNR/LSZH) | CommScope® | Propel ¦ SYSTIMAX ULL |  | Fiber trunk cable assembly
UHGRZRZ8Q |  | Base Product | Singlemode MPO16 APC (pinned) to MPO16 APC (pinned), Fiber Trunk Cable Assembly, 128-Fiber, Armored Indoor Plenum | CommScope® | Propel ¦ SYSTIMAX ULL |  | Fiber trunk cable assembly
UKVQXUCT8 |  | Base Product | Ultra Low Loss (ULL) OM5 MPO8 UPC (pinned) to Unconnectorized Fiber Trunk Cable Assembly, 8-Fiber, Armored Indoor Dual Rated (OFNR/LSZH) | CommScope® | Propel ¦ SYSTIMAX ULL |  | Fiber trunk cable assembly
UHXMXUCCL |  | Base Product | Ultra Low Loss (ULL) OM4 MPO12 UPC (pinned) to Unconnectorized Fiber Trunk Cable Assembly, 96-Fiber, Armored Indoor Plenum | CommScope® | Propel ¦ SYSTIMAX ULL |  | Fiber trunk cable assembly
UKGQXUCTS |  | Base Product | Singlemode MPO8 APC (pinned) to Unconnectorized Fiber Trunk Cable Assembly, 32-Fiber, Armored Indoor Dual Rated (OFNR/LSZH) | CommScope® | Propel ¦ SYSTIMAX ULL |  | Fiber trunk cable assembly
UHXMXUCCM |  | Base Product | Ultra Low Loss (ULL) OM4 MPO12 UPC (pinned) to Unconnectorized Fiber Trunk Cable Assembly, 144-Fiber, Armored Indoor Plenum | CommScope® | Propel ¦ SYSTIMAX ULL |  | Fiber trunk cable assembly
UKVRZRZ8L |  | Base Product | Ultra Low Loss (ULL) OM5 MPO16 APC (pinned) to MPO16 APC (pinned), Fiber Trunk Cable Assembly, 96-Fiber, Armored Indoor Dual Rated (OFNR/LSZH) | CommScope® | Propel ¦ SYSTIMAX ULL |  | Fiber trunk cable assembly
CPC3422 |  | Base Product | GigaSPEED XL® GS8E Single-ended Low Smoke Zero Halogen Cable, Modular Patch Cord | SYSTIMAX® | GigaSPEED XL® | CPC ¦ UTG | Twisted pair patch cord
CPC6442 |  | Base Product | PowerSUM D8PS Single End Stranded Cordage Modular Patch Cord | SYSTIMAX® | PowerSUM | CPC | Twisted pair patch cord
CPC6641 |  | Base Product | PowerSUM D8PS Stranded Cordage A-wired Modular Patch Cord | SYSTIMAX® | PowerSUM | CPC | Twisted pair patch cord
CPC66N2 |  | Base Product | PS117-S Mod Patch Cord, 1061L Cord | SYSTIMAX® | PowerSUM | CPC | Twisted pair patch cord
CPC8312 |  | Base Product | GigaSPEED® 110GS to GS8E 4 Pair Hybrid Patch Cord | SYSTIMAX® | GigaSPEED® | CPC | Twisted pair patch cord |  | Discontinued
CPC8392 |  | Base Product | GigaSPEED® 110GS to GS8E 4 Pair Low Smoke Zero Halogen Hybrid Patch Cord | SYSTIMAX® | GigaSPEED® | CPC | Twisted pair patch cord |  | Discontinued
CPC8892 |  | Base Product | GigaSPEED® 110GS to 110GS 4 Pair Low Smoke Zero Halogen Patch Cord | SYSTIMAX® | GigaSPEED® | CPC | Twisted pair patch cord |  | Discontinued
CPC9912 |  | Base Product | GigaSPEED XL® GS8E Keyed Plug Stranded Cordage Modular Patch Cord | SYSTIMAX® | GigaSPEED XL® | CPC | Twisted pair patch cord
CPCCD12 |  | Base Product | GigaSPEED XL® GS8E Ruggedized Plug, Coiled-Domed Strain Relief, Modular Patch Cord | SYSTIMAX® | GigaSPEED XL® | CPC | Twisted pair patch cord
CPCDD12 |  | Base Product | GigaSPEED XL® GS8E Ruggedized Plug, Domed Strain Relief, Modular Patch Cord | SYSTIMAX® | GigaSPEED XL® | CPC | Twisted pair patch cord
CPCF312 |  | Base Product | GigaSPEED XL® VisiPatch® 360 to GigaSPEED XL® GS8E 4 Pair Hybrid Patch Cord | SYSTIMAX® | GigaSPEED XL® ¦ VisiPatch 360® | CPC | Twisted pair patch cord
CPCF812 |  | Base Product | GigaSPEED® XL VisiPatch® 360 to 110 GigaSPEED® XL 4-pair Patch Cord | SYSTIMAX® | GigaSPEED XL® ¦ VisiPatch 360® | CPC | Twisted pair patch cord |  | Discontinued
CPCFF62 |  | Base Product | VisiPatch® 360 to VisiPatch® 360 1 Pair Patch Cord | SYSTIMAX® | VisiPatch 360® ¦ VisiPatch® | CPC | Twisted pair patch cord
CPCFF92 |  | Base Product | GigaSPEED XL® VisiPatch® 360 to VisiPatch® 360 4-pair Low Smoke Zero Halogen Patch Cord | SYSTIMAX® | GigaSPEED XL® ¦ VisiPatch 360® | CPC | Twisted pair patch cord
CPCFFQ2 |  | Base Product | GigaSPEED Xpress® VisiPatch® 360 to VisiPatch® 360 GigaSPEED Xpress® 4 Pair Plenum Patch Cord | SYSTIMAX® | GigaSPEED Xpress® ¦ VisiPatch 360® | CPC | Twisted pair patch cord |  | Discontinued
CPCFFX2 |  | Base Product | GigaSPEED X10D® VisiPatch® 360 to VisiPatch® 360 4 Pair Solid Patch Cord | SYSTIMAX® | GigaSPEED X10D® ¦ VisiPatch 360® | CPC | Twisted pair patch cord
CPCFFXD |  | Base Product | GigaSPEED X10D® VisiPatch® 360 to VisiPatch® 360 4 Pair Solid Patch Cord Crossover | SYSTIMAX® | GigaSPEED X10D® ¦ VisiPatch 360® | CPC | Twisted pair patch cord
CPCFFZ2 |  | Base Product | GigaSPEED X10D® VisiPatch® 360 to VisiPatch® 360 4-pair Solid Low Smoke Zero Halogen Patch Cord | SYSTIMAX® | GigaSPEED X10D® ¦ VisiPatch 360® | CPC | Twisted pair patch cord
CPCFSX2 |  | Base Product | GigaSPEED X10D® VisiPatch® 360 to 360GS10E 4 Pair Solid Hybrid Patch Cord | SYSTIMAX® | GigaSPEED X10D® ¦ VisiPatch 360® | CPC | Twisted pair patch cord
CPCFSXG |  | Base Product | GigaSPEED X10D® VisiPatch® 360 to 360GS10E 4 Pair Solid VP360 Orange & Green Crossover Patch Cord (See Wiring Diagram) | SYSTIMAX® | GigaSPEED X10D® ¦ VisiPatch 360® | CPC | Twisted pair patch cord
CPCPPX2 |  | Base Product | GigaSPEED X10D® 360GS10E Keyed Plug Solid Cordage Modular Patch Cord | SYSTIMAX® | GigaSPEED X10D® | CPC | Twisted pair patch cord
CPCS4Y2 |  | Base Product | GigaSPEED X10D® 360GS10E Single-ended Solid Plenum Cordage Modular Patch Cord | SYSTIMAX® | GigaSPEED X10D® | CPC | Twisted pair patch cord
CPCS4Z2 |  | Base Product | GigaSPEED X10D® 360GS10E Single End Solid Low Smoke Zero Halogen Cordage Modular Patch Cord | SYSTIMAX® | GigaSPEED X10D® | CPC ¦ UTG | Twisted pair patch cord
CPCSSW2 |  | Base Product | GigaSPEED X10D® 360GS10E 23-AWG Low Smoke Zero Halogen Patch Cable | SYSTIMAX® | GigaSPEED X10D® | CPC | Twisted pair patch cord
CPCSSX2 |  | Base Product | GigaSPEED X10D® Cat 6A U/UTP Patch Cord, Non-Plenum | SYSTIMAX® | GigaSPEED X10D® | CON ¦ CPC ¦ UTG | Twisted pair patch cord
CPCSSX3 |  | Base Product | GigaSPEED X10D® 360GS10E 10/100BASE-T 2X3 & 1X4 Crossover Solid Cordage Modular Patch Cord | SYSTIMAX® | GigaSPEED X10D® | CPC | Twisted pair patch cord
CPCSSX5 |  | Base Product | GigaSPEED X10D® 360GS10E 1/10GBASE-T MDI-X Crossover Solid Cordage Modular Patch Cord | SYSTIMAX® | GigaSPEED X10D® | CPC | Twisted pair patch cord
CPCSSX6 |  | Base Product | GigaSPEED® X10D 360GS10E-R Solid Cordage Rollover Modular Patch Cord | SYSTIMAX® | GigaSPEED X10D® | CPC | Twisted pair patch cord
CPCSSY3 |  | Base Product | GigaSPEED X10D® 360GS10E 10/100BASE-T 2X3 & 1X4 Crossover Solid Plenum Cordage Modular Patch Cord | SYSTIMAX® | GigaSPEED X10D® | CPC | Twisted pair patch cord
CPCSSZ2 |  | Base Product | GigaSPEED X10D® 360GS10E Solid Low Smoke Zero Halogen Cordage Modular Patch Cord | SYSTIMAX® | GigaSPEED X10D® | CPC ¦ UTG | Twisted pair patch cord
CPCSUX2 |  | Base Product | GigaSPEED X10D® 360GS10E to MGS600 on 1095B Solid Cordage Zone Extension Cord | SYSTIMAX® | GigaSPEED X10D® | CPC | Twisted pair patch cord
CPCSUY2 |  | Base Product | GigaSPEED X10D® 360GS10E to MGS600 on 2095B Solid Plenum Cordage Zone Extension Cord | SYSTIMAX® | GigaSPEED X10D® | CPC | Twisted pair patch cord
CPCSUZ2 |  | Base Product | GigaSPEED X10D® 360GS10E to MGS600 on 3095B Solid Low Smoke Zero Halogen Cordage Zone Extension Cord | SYSTIMAX® | GigaSPEED X10D® | CPC | Twisted pair patch cord
CPCWSX2 |  | Base Product | GigaSPEED X10D® 360GS10E Ruggedized Plug,Coiled Strain Relief 360GS10E, Modular Patch Cord | SYSTIMAX® | GigaSPEED X10D® | CPC | Twisted pair patch cord
CPCWWX2 |  | Base Product | GigaSPEED X10D® 360GS10E Ruggedized Plug, Coiled Strain Relief, Modular Patch Cord | SYSTIMAX® | GigaSPEED X10D® | CPC | Twisted pair patch cord
CPCXGJ2 |  | Base Product | GigaSPEED X10D® G10FP Ruggedized Plug, Coiled Strain Relief to G10FP, Modular Patch Cord | SYSTIMAX® | GigaSPEED X10D® | CPC | Twisted pair patch cord
CPCYYJ2 |  | Base Product | GigaSPEED X10D® G10FP Ruggedized Plug, Domed Strain Relief, Modular Patch Cord | SYSTIMAX® | GigaSPEED X10D® | CPC | Twisted pair patch cord
NPP6AUZDB |  | Base Product | NPP RJ45 Patch Cord, category 6A, Unshielded, LSZH, Eco-packaging | NETCONNECT® |  | NPC | Twisted pair patch cord
2105084 |  | Base Product | Fiber Optic Patch Cord, Simplex, 0.9mm, LSZH, Multimode OM4, LC/UPC to LC/UPC, Aqua | CommScope® |  | 210 | Fiber patch cord ¦ simplex
2105082 |  | Base Product | Fiber Optic Patch Cord, LSZH, Simplex, 0.9mm, Singlemode, SC/UPC to SC/UPC, Yellow | CommScope® |  | 210 | Fiber patch cord ¦ simplex
2105081 |  | Base Product | Fiber Optic Patch Cord, LSZH, Simplex, 0.9mm, Singlemode, LC/UPC to LC/UPC, yellow | CommScope® |  | 210 | Fiber patch cord ¦ simplex
FFXLCLC21 |  | Base Product | OM4 LC/UPC to LC/UPC, Fiber Patch Cord, 1.6 mm Simplex, Low Smoke Zero Halogen (LSZH) | CommScope® | SYSTIMAX InstaPATCH® 360 | FFX | Fiber patch cord ¦ simplex
UJG2X2XBF |  | Base Product | Singlemode MPO24 (pinned) to MPO24 (pinned), Fiber Trunk Cable Assembly, 24-Fiber, Low Smoke Zero Halogen (LSZH). | CommScope® | SYSTIMAX ULL |  | Fiber trunk cable assembly
UQG2X2XHF |  | Base Product | Singlemode MPO24 QSFP (pinned) to MPO24 (pinned), Fiber Extension Cable Assembly, 24-Fiber, Plenum | CommScope® |  |  | Fiber array cable assembly
UQGMPMPHF |  | Base Product | Ultra Low Loss (ULL) Singlemode, MPO/12(Unpinned) to MPO/12(Unpinned), 24-Fiber, Plenum,array cord | CommScope® | SYSTIMAX ULL |  | Fiber array cable assembly
URGMPMPHF |  | Base Product | Ultra Low Loss (ULL) Singlemode, MPO/12(Unpinned) to MPO/12(Unpinned), 24-Fiber, LSZH,array cord | CommScope® | SYSTIMAX ULL |  | Fiber array cable assembly
URGQXQXHF |  | Base Product | Ultra Low Loss (ULL) Singlemode, MPO/8(Pinned) to MPO/8(Pinned), 24-Fiber, LSZH,array cord | CommScope® | SYSTIMAX ULL |  | Fiber array cable assembly
URGQPQPHF |  | Base Product | Ultra Low Loss (ULL) Singlemode, MPO/8(Unpinned) to MPO/8(Unpinned), 24-Fiber, LSZH,array cord | CommScope® | SYSTIMAX ULL |  | Fiber array cable assembly
UQGQPQPHF |  | Base Product | Ultra Low Loss (ULL) Singlemode, MPO/8(Unpinned) to MPO/8(Unpinned), 24-Fiber, Plenum,array cord | CommScope® | SYSTIMAX ULL |  | Fiber array cable assembly
UQGQPQXHF |  | Base Product | Ultra Low Loss (ULL) Singlemode, MPO/8(Unpinned) to MPO/8(Pinned), 24-Fiber,Plenum,array cord | CommScope® | SYSTIMAX ULL |  | Fiber array cable assembly
UQGQXQXHF |  | Base Product | Ultra Low Loss (ULL) Singlemode, MPO/8(Pinned) to MPO/8(Pinned), 24-Fiber, Plenum,array cord | CommScope® | SYSTIMAX ULL |  | Fiber array cable assembly
FPCE |  | Base Product | Fiber Optic Patch Cord, Simplex, Singlemode, 1.2 mm OFNP and LSZH jacket, tuned |  |  | FPCE | Fiber patch cord ¦ simplex
UKXMXMXAG |  | Base Product | Ultra Low Loss (ULL) Multimode OM4 MPO12 (Pinned) to MPO12 (Pinned), Armored Pre-terminated Trunk Cable, 36-Fiber, Low Smoke Zero Halogen (LSZH) | CommScope® | SYSTIMAX ULL |  | Fiber trunk cable assembly |  | Discontinued
UKXQXQXTH |  | Base Product | Ultra Low Loss (ULL) OM4 MPO8 UPC (pinned) to MPO8 UPC (pinned) Fiber Trunk Cable Assembly, 48-Fiber, Armored Indoor Dual Rated (OFNR/LSZH) | CommScope® | Propel ¦ SYSTIMAX ULL |  | Fiber trunk cable assembly
UKGQXQXTF |  | Base Product | Singlemode MPO8 APC (pinned) to MPO8 APC (pinned) Fiber Trunk Cable Assembly, 24-Fiber, Armored Indoor Dual Rated (OFNR/LSZH) | CommScope® | Propel ¦ SYSTIMAX ULL |  | Fiber trunk cable assembly
UKXQXQXT8 |  | Base Product | Ultra Low Loss (ULL) OM4 MPO8 UPC (pinned) to MPO8 UPC (pinned) Fiber Trunk Cable Assembly, 12-Fiber, Armored Indoor Dual Rated (OFNR/LSZH) | CommScope® | Propel ¦ SYSTIMAX ULL |  | Fiber trunk cable assembly
FHBD |  | Base Product | Fiber Optic Drop Cable Assembly with breakout |  |  | FHBD | Fiber drop cable assembly
FID |  | Base Product | Fiber Optic Drop Cable Assembly for indoor/outdoor applications |  |  | FID | Fiber drop cable assembly
MHD |  | Base Product | Fiber Optic Feeder Cable Assembly with HMFOC connectors |  |  | MHD | Fiber drop cable assembly
F4WLCUCAK |  | Base Product | TeraSPEED® LC/UPC to LC/UPC, InstaPATCH® 360 Ruggedized Fanout Cable, 72-Fiber, LSZH | CommScope® | SYSTIMAX InstaPATCH® 360 |  | Ruggedized fanout
MDC |  | Base Product | RealFlex® 3 Fiber Optic Drop Cable Assembly for indoor/outdoor applications |  | RealFlex® | MDC | Fiber drop cable assembly
FNWLCLCAL |  | Base Product | Singlemode LC/UPC to LC/UPC, InstaPATCH® 360 Ruggedized Fiber Fanout Cable Assembly, 96-Fiber, Low Smoke Zero Halogen (LSZH) | CommScope® | SYSTIMAX InstaPATCH® 360 |  | Ruggedized fanout
CO1G5G2 |  | Base Product | HighBand® Cat6A Patch Cord, Front Facing to RJ45 Plug | CommScope® | Highband® |  | Twisted pair patch cord |  | Discontinued
CO1GGG2 |  | Base Product | HighBand® Cat6A Patch Cord, Front Facing to Front Facing | CommScope® | Highband® |  | Twisted pair patch cord |  | Discontinued
CO1HHG2 |  | Base Product | HighBand® Cat6A Patch Cord, Rear Facing to Rear Facing | CommScope® | Highband® |  | Twisted pair patch cord |  | Discontinued
AQGMPLUGD |  | Base Product | Singlemode MPO12 (Unpinned) to LC/UPC Uniboot, Array Cord, 12-Fiber, Plenum | CommScope® |  |  | Fiber array cable assembly
ARGMPLUGD |  | Base Product | Singlemode MPO12 (Unpinned) to LC/UPC Uniboot, Array Cord, 12-Fiber, Low Smoke Zero Halogen | CommScope® |  |  | Fiber array cable assembly
ULGMPLUAD |  | Base Product | Ultra Low Loss (ULL) Singlemode MPO (Unpinned) to LC/UPC Uniboot, Ruggedized Fanout Cable, 12-Fiber, Plenum | CommScope® | SYSTIMAX ULL |  | Ruggedized fanout
UNGMPLUAD |  | Base Product | Ultra Low Loss (ULL) Singlemode MPO (Unpinned) to LC/UPC Uniboot, Ruggedized Fanout Cable, 12-Fiber, Low Smoke Zero Halogen | CommScope® | SYSTIMAX ULL |  | Ruggedized fanout
COP66S2 |  | Base Product | MiNo6 Series Category 6 Performance U/UTP Reduced Diameter LS-CM Dual Rated Patch Cord, Eco-packaging | CommScope® |  | CO | Twisted pair patch cord
UGGMXUCRF |  | Base Product | Ultra Low Loss (ULL) Singlemode MPO12 (Pinned) to Unconnectorized Pre-terminated Trunk Cable, 24-Fiber, Rollable Ribbon, Plenum, 12 fiber | CommScope® | SYSTIMAX ULL |  | Fiber trunk cable assembly
ULXLCUCC6 |  | Base Product | Ultra Low Loss ULL LazrSPEED® 550 LC/UPC to LC/UPC Ruggedized fanout Cable, 12-Fiber, Plenum, 12 fiber PmP 2.0 mm Dca | CommScope® | SYSTIMAX ULL |  | Ruggedized fanout
ULXLCLCC6 |  | Base Product | Ultra Low Loss ULL LazrSPEED® 550 LC/UPC to LC/UPC Ruggedized fanout Cable, 12-Fiber, Plenum, 12 fiber PmP 2.0 mm Dca | CommScope® | SYSTIMAX ULL |  | Ruggedized fanout
FHWMPUCAF |  | Base Product | Singlemode MPO (Unpinned) to Unconnectorized, InstaPATCH® 360 Armored Pre-terminated Trunk Cable, 24-Fiber, Plenum | CommScope® | SYSTIMAX InstaPATCH® 360 |  | Fiber trunk cable assembly
FHWMPUCAK |  | Base Product | Singlemode MPO (Unpinned) to Unconnectorized, InstaPATCH® 360 Armored Pre-terminated Trunk Cable, 72-Fiber, Plenum | CommScope® | SYSTIMAX InstaPATCH® 360 |  | Fiber trunk cable assembly
FHXMPUCAD |  | Base Product | OM4 MPO (Unpinned) to Unconnectorized, InstaPATCH® 360 Armored Pre-terminated Trunk Cable, 12-Fiber, Plenum | CommScope® | SYSTIMAX InstaPATCH® 360 |  | Fiber trunk cable assembly |  | Discontinued
UHXMXMXAD |  | Base Product | Ultra Low Loss (ULL) Multimode OM4 MPO12 (Pinned) to MPO12 (Pinned), Armored Pre-terminated Trunk Cable, 12-Fiber, Plenum | CommScope® | SYSTIMAX ULL |  | Fiber trunk cable assembly |  | Discontinued
UHXMXMXAL |  | Base Product | Ultra Low Loss (ULL) Multimode OM4 MPO12 (Pinned) to MPO12 (Pinned), Armored Pre-terminated Trunk Cable, 96-Fiber, Plenum | CommScope® | SYSTIMAX ULL |  | Fiber trunk cable assembly |  | Discontinued
FPCC |  | Base Product | Fiber Optic Patch Cord, Duplex, Singlemode, 1.2 mm OFNP and LSZH jacket | CommScope® |  | FPCC | Fiber patch cord ¦ duplex
UGXQVQZTH |  | Base Product | Ultra Low Loss (ULL) OM4 MPO8 APC (Non-Pinned) to MPO8 APC (Pinned), Fiber Trunk Cable Assembly, 48-Fiber, Plenum | CommScope® | Propel ¦ SYSTIMAX ULL |  | Fiber trunk cable assembly
UJXQZQZTR |  | Base Product | Ultra Low Loss (ULL) OM4 MPO APC (Pinned) to MPO APC (Pinned), Fiber Trunk Cable Assembly, 16-Fiber, Dual Rated (OFNR/LSZH) | CommScope® | Propel ¦ SYSTIMAX ULL |  | Fiber trunk cable assembly
UQGRXUC7R |  | Base Product | Ultra Low Loss (ULL) Singlemode G.657.A2 MPO16 (Pinned) to Unconnectorized, Fiber Array Cable Assembly, 16-Fiber, Plenum | CommScope® | Propel ¦ SYSTIMAX ULL |  | Fiber array cable assembly
U3VRZRZ8H |  | Base Product | Ultra Low Loss (ULL) OM5 MPO16 APC (Pinned) to MPO16 APC (Pinned), Fiber Trunk Cable Assembly, 48-Fiber, LSZH B2ca | CommScope® | Propel ¦ SYSTIMAX ULL |  | Fiber trunk cable assembly
U3XQZQZTH |  | Base Product | Ultra Low Loss (ULL) OM4 MPO8 APC (Pinned) to MPO8 APC (Pinned), Fiber Trunk Cable Assembly, 48-Fiber, LSZH B2ca | CommScope® | Propel ¦ SYSTIMAX ULL |  | Fiber trunk cable assembly
UJVQVQZTU |  | Base Product | Ultra Low Loss (ULL) OM5 MPO APC (Non-Pinned) to MPO APC (Pinned), Fiber Trunk Cable Assembly, 64-Fiber, Dual Rated (OFNR/LSZH) | CommScope® | Propel ¦ SYSTIMAX ULL |  | Fiber trunk cable assembly
UJVRZUC8L |  | Base Product | Ultra Low Loss (ULL) OM5 MPO16 (Pinned) to Unconnectorized, Fiber Trunk Cable Assembly, 96-Fiber, Dual Rated (OFNR/LSZH) | CommScope® | Propel ¦ SYSTIMAX ULL |  | Fiber trunk cable assembly
UJXQZQZTS |  | Base Product | Ultra Low Loss (ULL) OM4 MPO APC (Pinned) to MPO APC (Pinned), Fiber Trunk Cable Assembly, 32-Fiber, Dual Rated (OFNR/LSZH) | CommScope® | Propel ¦ SYSTIMAX ULL |  | Fiber trunk cable assembly
U3VRZRZ8L |  | Base Product | Ultra Low Loss (ULL) OM5 MPO16 APC (Pinned) to MPO16 APC (Pinned), Fiber Trunk Cable Assembly, 96-Fiber, LSZH B2ca | CommScope® | Propel ¦ SYSTIMAX ULL |  | Fiber trunk cable assembly
UGVQZQZTL |  | Base Product | Ultra Low Loss (ULL) OM5 MPO8 APC (Pinned) to MPO8 APC (Pinned), Fiber Trunk Cable Assembly, 96-Fiber, Plenum | CommScope® | Propel ¦ SYSTIMAX ULL |  | Fiber trunk cable assembly
UGGRXRX8M |  | Base Product | Ultra Low Loss (ULL) Singlemode G.657.A2 MPO16 (Pinned) to MPO16 (Pinned), Fiber Trunk Cable Assembly, 144-Fiber, Plenum | CommScope® | Propel ¦ SYSTIMAX ULL |  | Fiber trunk cable assembly
UGXQVQZTL |  | Base Product | Ultra Low Loss (ULL) OM4 MPO8 APC (Non-Pinned) to MPO8 APC (Pinned), Fiber Trunk Cable Assembly, 96-Fiber, Plenum | CommScope® | Propel ¦ SYSTIMAX ULL |  | Fiber trunk cable assembly
UJVRZUC8M |  | Base Product | Ultra Low Loss (ULL) OM5 MPO16 (Pinned) to Unconnectorized, Fiber Trunk Cable Assembly, 144-Fiber, Dual Rated (OFNR/LSZH) | CommScope® | Propel ¦ SYSTIMAX ULL |  | Fiber trunk cable assembly
U3VQVQZTH |  | Base Product | Ultra Low Loss (ULL) OM5 MPO8 APC (Non-Pinned) to MPO8 APC (Pinned), Fiber Trunk Cable Assembly, 48-Fiber, LSZH B2ca | CommScope® | Propel ¦ SYSTIMAX ULL |  | Fiber trunk cable assembly
UGXRZRZ8R |  | Base Product | Ultra Low Loss (ULL) OM4 MPO16 APC (Pinned) to MPO16 APC (Pinned), Fiber Array Cable Assembly, 16-Fiber, Plenum | CommScope® | Propel ¦ SYSTIMAX ULL |  | Fiber array cable assembly
U3VRZRZ8N |  | Base Product | Ultra Low Loss (ULL) OM5 MPO16 APC (Pinned) to MPO16 APC (Pinned), Fiber Trunk Cable Assembly, 192-Fiber, LSZH B2ca | CommScope® | Propel ¦ SYSTIMAX ULL |  | Fiber trunk cable assembly
UJVRZUC8N |  | Base Product | Ultra Low Loss (ULL) OM5 MPO16 (Pinned) to Unconnectorized, Fiber Trunk Cable Assembly, 192-Fiber, Dual Rated (OFNR/LSZH) | CommScope® | Propel ¦ SYSTIMAX ULL |  | Fiber trunk cable assembly
UGXQVQZTM |  | Base Product | Ultra Low Loss (ULL) OM4 MPO8 APC (Non-Pinned) to MPO8 APC (Pinned), Fiber Trunk Cable Assembly, 144-Fiber, Plenum | CommScope® | Propel ¦ SYSTIMAX ULL |  | Fiber trunk cable assembly
UJXQZUCTF |  | Base Product | Ultra Low Loss (ULL) OM4 MPO APC (Pinned) to Unconnectorized, Fiber Trunk Cable Assembly, 24-Fiber, Dual Rated (OFNR/LSZH) | CommScope® | Propel ¦ SYSTIMAX ULL |  | Fiber trunk cable assembly
UGXRZRZ8S |  | Base Product | Ultra Low Loss (ULL) OM4 MPO16 APC (Pinned) to MPO16 APC (Pinned), Fiber Trunk Cable Assembly, 32-Fiber, Plenum | CommScope® | Propel ¦ SYSTIMAX ULL |  | Fiber trunk cable assembly
UJVQVUCTF |  | Base Product | Ultra Low Loss (ULL) OM5 MPO APC (Non-Pinned) to Unconnectorized, Fiber Trunk Cable Assembly, 24-Fiber, Dual Rated (OFNR/LSZH) | CommScope® | Propel ¦ SYSTIMAX ULL |  | Fiber trunk cable assembly
U3VQVQZTL |  | Base Product | Ultra Low Loss (ULL) OM5 MPO8 APC (Non-Pinned) to MPO8 APC (Pinned), Fiber Trunk Cable Assembly, 96-Fiber, LSZH B2ca | CommScope® | Propel ¦ SYSTIMAX ULL |  | Fiber trunk cable assembly
UJVRZUC8Q |  | Base Product | Ultra Low Loss (ULL) OM5 MPO16 (Pinned) to Unconnectorized, Fiber Trunk Cable Assembly, 128-Fiber, Dual Rated (OFNR/LSZH) | CommScope® | Propel ¦ SYSTIMAX ULL |  | Fiber trunk cable assembly
UJXQZUCTH |  | Base Product | Ultra Low Loss (ULL) OM4 MPO APC (Pinned) to Unconnectorized, Fiber Trunk Cable Assembly, 48-Fiber, Dual Rated (OFNR/LSZH) | CommScope® | Propel ¦ SYSTIMAX ULL |  | Fiber trunk cable assembly
UGXQVQZTR |  | Base Product | Ultra Low Loss (ULL) OM4 MPO8 APC (Non-Pinned) to MPO8 APC (Pinned), Fiber Trunk Cable Assembly, 16-Fiber, Plenum | CommScope® | Propel ¦ SYSTIMAX ULL |  | Fiber trunk cable assembly
UGVQZQZTS |  | Base Product | Ultra Low Loss (ULL) OM5 MPO8 APC (Pinned) to MPO8 APC (Pinned), Fiber Trunk Cable Assembly, 32-Fiber, Plenum | CommScope® | Propel ¦ SYSTIMAX ULL |  | Fiber trunk cable assembly
UJVRZUC8R |  | Base Product | Ultra Low Loss (ULL) OM5 MPO16 (Pinned) to Unconnectorized, Fiber Trunk Cable Assembly, 16-Fiber, Dual Rated (OFNR/LSZH) | CommScope® | Propel ¦ SYSTIMAX ULL |  | Fiber trunk cable assembly
U3VQVQZTM |  | Base Product | Ultra Low Loss (ULL) OM5 MPO8 APC (Non-Pinned) to MPO8 APC (Pinned), Fiber Trunk Cable Assembly, 144-Fiber, LSZH B2ca | CommScope® | Propel ¦ SYSTIMAX ULL |  | Fiber trunk cable assembly
UGGRXRX8Q |  | Base Product | Ultra Low Loss (ULL) Singlemode G.657.A2 MPO16 (Pinned) to MPO16 (Pinned), Fiber Trunk Cable Assembly, 128-Fiber, Plenum | CommScope® | Propel ¦ SYSTIMAX ULL |  | Fiber trunk cable assembly
U3VRZRZ8R |  | Base Product | Ultra Low Loss (ULL) OM5 MPO16 APC (Pinned) to MPO16 APC (Pinned), Fiber Trunk Cable Assembly, 16-Fiber, LSZH B2ca | CommScope® | Propel ¦ SYSTIMAX ULL |  | Fiber trunk cable assembly
UJVQVUCTH |  | Base Product | Ultra Low Loss (ULL) OM5 MPO APC (Non-Pinned) to Unconnectorized, Fiber Trunk Cable Assembly, 48-Fiber, Dual Rated (OFNR/LSZH) | CommScope® | Propel ¦ SYSTIMAX ULL |  | Fiber trunk cable assembly
UGXRZRZ8U |  | Base Product | Ultra Low Loss (ULL) OM4 MPO16 APC (Pinned) to MPO16 APC (Pinned), Fiber Trunk Cable Assembly, 64-Fiber, Plenum | CommScope® | Propel ¦ SYSTIMAX ULL |  | Fiber trunk cable assembly
UGVQZQZTU |  | Base Product | Ultra Low Loss (ULL) OM5 MPO8 APC (Pinned) to MPO8 APC (Pinned), Fiber Trunk Cable Assembly, 64-Fiber, Plenum | CommScope® | Propel ¦ SYSTIMAX ULL |  | Fiber trunk cable assembly
URVRVRZ7R |  | Base Product | Ultra Low Loss (ULL) OM5 MPO16 APC (Non-Pinned) to MPO16 APC (Pinned), Fiber Array Cable Assembly, 16-Fiber, Dual Rated (OFNR/LSZH) | CommScope® | Propel ¦ SYSTIMAX ULL |  | Fiber array cable assembly
UGXQVQZTS |  | Base Product | Ultra Low Loss (ULL) OM4 MPO8 APC (Non-Pinned) to MPO8 APC (Pinned), Fiber Trunk Cable Assembly, 32-Fiber, Plenum | CommScope® | Propel ¦ SYSTIMAX ULL |  | Fiber trunk cable assembly
UJVRZUC8S |  | Base Product | Ultra Low Loss (ULL) OM5 MPO16 (Pinned) to Unconnectorized, Fiber Trunk Cable Assembly, 32-Fiber, Dual Rated (OFNR/LSZH) | CommScope® | Propel ¦ SYSTIMAX ULL |  | Fiber trunk cable assembly
UJVQVUCTK |  | Base Product | Ultra Low Loss (ULL) OM5 MPO APC (Non-Pinned) to Unconnectorized, Fiber Trunk Cable Assembly, 72-Fiber, Dual Rated (OFNR/LSZH) | CommScope® | Propel ¦ SYSTIMAX ULL |  | Fiber trunk cable assembly
UGVQZUCT8 |  | Base Product | Ultra Low Loss (ULL) OM5 MPO8 APC (Pinned) to Unconnectorized, Fiber Trunk Cable Assembly, 8-Fiber, Plenum | CommScope® | Propel ¦ SYSTIMAX ULL |  | Fiber trunk cable assembly
UQVQZQZF8 |  | Base Product | Ultra Low Loss (ULL) OM5 MPO APC (Pinned) to MPO APC (Pinned), Fiber Trunk Cable Assembly, 8-Fiber, Plenum | CommScope® | Propel ¦ SYSTIMAX ULL |  | Fiber array cable assembly
UJVRZUC8U |  | Base Product | Ultra Low Loss (ULL) OM5 MPO16 (Pinned) to Unconnectorized, Fiber Trunk Cable Assembly, 64-Fiber, Dual Rated (OFNR/LSZH) | CommScope® | Propel ¦ SYSTIMAX ULL |  | Fiber trunk cable assembly
UGXQVQZTU |  | Base Product | Ultra Low Loss (ULL) OM4 MPO8 APC (Non-Pinned) to MPO8 APC (Pinned), Fiber Trunk Cable Assembly, 64-Fiber, Plenum | CommScope® | Propel ¦ SYSTIMAX ULL |  | Fiber trunk cable assembly
URVRVUC7R |  | Base Product | Ultra Low Loss (ULL) OM5 MPO16 APC (Non-Pinned) to Unconnectorized, Fiber Array Cable Assembly, 16-Fiber, Dual Rated (OFNR/LSZH) | CommScope® | Propel ¦ SYSTIMAX ULL |  | Fiber array cable assembly
U3VQVQZTN |  | Base Product | Ultra Low Loss (ULL) OM5 MPO8 APC (Non-Pinned) to MPO8 APC (Pinned), Fiber Trunk Cable Assembly, 192-Fiber, LSZH B2ca | CommScope® | Propel ¦ SYSTIMAX ULL |  | Fiber trunk cable assembly
UGXRZUC8H |  | Base Product | Ultra Low Loss (ULL) OM4 MPO16 APC (Pinned) to Unconnectorized, Fiber Trunk Cable Assembly, 48-Fiber, Plenum | CommScope® | Propel ¦ SYSTIMAX ULL |  | Fiber trunk cable assembly
UGGRXRX8S |  | Base Product | Ultra Low Loss (ULL) Singlemode G.657.A2 MPO16 (Pinned) to MPO16 (Pinned), Fiber Trunk Cable Assembly, 32-Fiber, Plenum | CommScope® | Propel ¦ SYSTIMAX ULL |  | Fiber trunk cable assembly
U3VRZRZ8U |  | Base Product | Ultra Low Loss (ULL) OM5 MPO16 APC (Pinned) to MPO16 APC (Pinned), Fiber Trunk Cable Assembly, 64-Fiber, LSZH B2ca | CommScope® | Propel ¦ SYSTIMAX ULL |  | Fiber trunk cable assembly
UJXQZUCTN |  | Base Product | Ultra Low Loss (ULL) OM4 MPO APC (Pinned) to Unconnectorized, Fiber Trunk Cable Assembly, 192-Fiber, Dual Rated (OFNR/LSZH) | CommScope® | Propel ¦ SYSTIMAX ULL |  | Fiber trunk cable assembly
UGXQVUCT8 |  | Base Product | Ultra Low Loss (ULL) OM4 MPO8 APC (Non-Pinned) to Unconnectorized, Fiber Trunk Cable Assembly, 8-Fiber, Plenum | CommScope® | Propel ¦ SYSTIMAX ULL |  | Fiber trunk cable assembly
URVRZLU7R |  | Base Product | Ultra Low Loss (ULL) OM5 MPO16 APC (Pinned) to LC/UPC Unibooot, Fiber Array Cable Assembly, 16-Fiber, Dual Rated (OFNR/LSZH) | CommScope® | Propel ¦ SYSTIMAX ULL |  | Fiber array cable assembly
UJXQZUCTR |  | Base Product | Ultra Low Loss (ULL) OM4 MPO APC (Pinned) to Unconnectorized, Fiber Trunk Cable Assembly, 16-Fiber, Dual Rated (OFNR/LSZH) | CommScope® | Propel ¦ SYSTIMAX ULL |  | Fiber trunk cable assembly
UJXQVQZTF |  | Base Product | Ultra Low Loss (ULL) OM4 MPO APC (Pinned) to MPO APC (unPinned), Fiber Trunk Cable Assembly, 24-Fiber, Dual Rated (OFNR/LSZH) | CommScope® | Propel ¦ SYSTIMAX ULL |  | Fiber trunk cable assembly
UGXRZUC8L |  | Base Product | Ultra Low Loss (ULL) OM4 MPO16 APC (Pinned) to Unconnectorized, Fiber Trunk Cable Assembly, 96-Fiber, Plenum | CommScope® | Propel ¦ SYSTIMAX ULL |  | Fiber trunk cable assembly
UJVQVUCTM |  | Base Product | Ultra Low Loss (ULL) OM5 MPO APC (Non-Pinned) to Unconnectorized, Fiber Trunk Cable Assembly, 144-Fiber, Dual Rated (OFNR/LSZH) | CommScope® | Propel ¦ SYSTIMAX ULL |  | Fiber trunk cable assembly
UQVRVLU7R |  | Base Product | Ultra Low Loss (ULL) OM5 MPO16 APC (Non-Pinned) to LC Uniboot, Fiber Array Cable Assembly, 16-Fiber, Plenum | CommScope® | Propel ¦ SYSTIMAX ULL |  | Fiber array cable assembly
U3VRZUC8L |  | Base Product | Ultra Low Loss (ULL) OM5 MPO16 APC (Pinned) to Unconnectorized, Fiber Trunk Cable Assembly, 96-Fiber, LSZH B2ca | CommScope® | Propel ¦ SYSTIMAX ULL |  | Fiber trunk cable assembly
URVRZRZ7R |  | Base Product | Ultra Low Loss (ULL) OM5 MPO16 APC (Pinned) to MPO16 APC (Pinned), Fiber Array Cable Assembly, 16-Fiber, Dual Rated (OFNR/LSZH) | CommScope® | Propel ¦ SYSTIMAX ULL |  | Fiber array cable assembly
UGGRXRX8U |  | Base Product | Ultra Low Loss (ULL) Singlemode G.657.A2 MPO16 (Pinned) to MPO16 (Pinned), Fiber Trunk Cable Assembly, 64-Fiber, Plenum | CommScope® | Propel ¦ SYSTIMAX ULL |  | Fiber trunk cable assembly
UJXQVQZTH |  | Base Product | Ultra Low Loss (ULL) OM4 MPO8 APC (Non-Pinned) to MPO8 APC (Pinned), Fiber Trunk Cable Assembly, 48-Fiber, Dual Rated (OFNR/LSZH) | CommScope® | Propel ¦ SYSTIMAX ULL |  | Fiber trunk cable assembly
U3VQVQZTS |  | Base Product | Ultra Low Loss (ULL) OM5 MPO8 APC (Non-Pinned) to MPO8 APC (Pinned), Fiber Trunk Cable Assembly, 32-Fiber, LSZH B2ca | CommScope® | Propel ¦ SYSTIMAX ULL |  | Fiber trunk cable assembly
UGVQZUCTK |  | Base Product | Ultra Low Loss (ULL) OM5 MPO8 APC (Pinned) to Unconnectorized, Fiber Trunk Cable Assembly, 72-Fiber, Plenum | CommScope® | Propel ¦ SYSTIMAX ULL |  | Fiber trunk cable assembly
UQVRVRV7R |  | Base Product | Ultra Low Loss (ULL) OM5 MPO16 APC (Non-Pinned) to MPO16 APC (Non-Pinned), Fiber Array Cable Assembly, 16-Fiber, Plenum | CommScope® | Propel ¦ SYSTIMAX ULL |  | Fiber array cable assembly
URVRZUC7R |  | Base Product | Ultra Low Loss (ULL) OM5 MPO16 APC (Pinned) to Unconnectorized, Fiber Array Cable Assembly, 16-Fiber, Dual Rated (OFNR/LSZH) | CommScope® | Propel ¦ SYSTIMAX ULL |  | Fiber array cable assembly
U3XQZUCT8 |  | Base Product | Ultra Low Loss (ULL) OM4 MPO8 APC (Pinned) to Unconnectorized, Fiber Array Cable Assembly, 8-Fiber, LSZH B2ca | CommScope® | Propel ¦ SYSTIMAX ULL |  | Fiber array cable assembly
U3VRZUC8M |  | Base Product | Ultra Low Loss (ULL) OM5 MPO16 APC (Pinned) to Unconnectorized, Fiber Trunk Cable Assembly, 144-Fiber, LSZH B2ca | CommScope® | Propel ¦ SYSTIMAX ULL |  | Fiber trunk cable assembly
UGGRXUC8H |  | Base Product | Ultra Low Loss (ULL) Singlemode G.657.A2 MPO16 (Pinned) to Unconnectorized, Fiber Trunk Cable Assembly, 48-Fiber, Plenum | CommScope® | Propel ¦ SYSTIMAX ULL |  | Fiber trunk cable assembly
UJXQVQZTK |  | Base Product | Ultra Low Loss (ULL) OM4 MPO APC (Pinned) to MPO APC (unPinned), Fiber Trunk Cable Assembly, 72-Fiber, Dual Rated (OFNR/LSZH) | CommScope® | Propel ¦ SYSTIMAX ULL |  | Fiber trunk cable assembly
U3VQVQZTU |  | Base Product | Ultra Low Loss (ULL) OM5 MPO8 APC (Non-Pinned) to MPO8 APC (Pinned), Fiber Trunk Cable Assembly, 64-Fiber, LSZH B2ca | CommScope® | Propel ¦ SYSTIMAX ULL |  | Fiber trunk cable assembly
UGXRZUC8M |  | Base Product | Ultra Low Loss (ULL) OM4 MPO16 APC (Pinned) to Unconnectorized, Fiber Trunk Cable Assembly, 144-Fiber, Plenum | CommScope® | Propel ¦ SYSTIMAX ULL |  | Fiber trunk cable assembly
UGVQZUCTL |  | Base Product | Ultra Low Loss (ULL) OM5 MPO8 APC (Pinned) to Unconnectorized, Fiber Trunk Cable Assembly, 96-Fiber, Plenum | CommScope® | Propel ¦ SYSTIMAX ULL |  | Fiber trunk cable assembly
UGXQVUCTK |  | Base Product | Ultra Low Loss (ULL) OM4 MPO8 APC (Non-Pinned) to Unconnectorized, Fiber Trunk Cable Assembly, 72-Fiber, Plenum | CommScope® | Propel ¦ SYSTIMAX ULL |  | Fiber trunk cable assembly
U3VQVUCT8 |  | Base Product | Ultra Low Loss (ULL) OM5 MPO8 APC (Non-Pinned) to Unconnectorized, Fiber Trunk Cable Assembly, 8-Fiber, LSZH B2ca | CommScope® | Propel ¦ SYSTIMAX ULL |  | Fiber trunk cable assembly
UQVRVRZ7R |  | Base Product | Ultra Low Loss (ULL) OM5 MPO16 APC (Non-Pinned) to MPO16 APC (Pinned), Fiber Array Cable Assembly, 16-Fiber, Plenum | CommScope® | Propel ¦ SYSTIMAX ULL |  | Fiber array cable assembly
UGVQZUCTM |  | Base Product | Ultra Low Loss (ULL) OM5 MPO8 APC (Pinned) to Unconnectorized, Fiber Trunk Cable Assembly, 144-Fiber, Plenum | CommScope® | Propel ¦ SYSTIMAX ULL |  | Fiber trunk cable assembly
U3XQZUCTF |  | Base Product | Ultra Low Loss (ULL) OM4 MPO8 APC (Pinned) to Unconnectorized, Fiber Trunk Cable Assembly, 24-Fiber, LSZH B2ca | CommScope® | Propel ¦ SYSTIMAX ULL |  | Fiber trunk cable assembly
UGGRXUC8L |  | Base Product | Ultra Low Loss (ULL) Singlemode G.657.A2 MPO16 (Pinned) to Unconnectorized, Fiber Trunk Cable Assembly, 96-Fiber, Plenum | CommScope® | Propel ¦ SYSTIMAX ULL |  | Fiber trunk cable assembly
U3VQVUCTF |  | Base Product | Ultra Low Loss (ULL) OM5 MPO8 APC (Non-Pinned) to Unconnectorized, Fiber Trunk Cable Assembly, 24-Fiber, LSZH B2ca | CommScope® | Propel ¦ SYSTIMAX ULL |  | Fiber trunk cable assembly
UGXQVUCTM |  | Base Product | Ultra Low Loss (ULL) OM4 MPO8 APC (Non-Pinned) to Unconnectorized, Fiber Trunk Cable Assembly, 144-Fiber, Plenum | CommScope® | Propel ¦ SYSTIMAX ULL |  | Fiber trunk cable assembly
UGVQZUCTN |  | Base Product | Ultra Low Loss (ULL) OM5 MPO8 APC (Pinned) to Unconnectorized, Fiber Trunk Cable Assembly, 192-Fiber, Plenum | CommScope® | Propel ¦ SYSTIMAX ULL |  | Fiber trunk cable assembly
UQVRVUC7R |  | Base Product | Ultra Low Loss (ULL) OM5 MPO16 APC (Non-Pinned) to Unconnectorized, Fiber Array Cable Assembly, 16-Fiber, Plenum | CommScope® | Propel ¦ SYSTIMAX ULL |  | Fiber array cable assembly
UJXQVQZTM |  | Base Product | Ultra Low Loss (ULL) OM4 MPO APC (Pinned) to MPO APC (unPinned), Fiber Trunk Cable Assembly, 144-Fiber, Dual Rated (OFNR/LSZH) | CommScope® | Propel ¦ SYSTIMAX ULL |  | Fiber trunk cable assembly
UJVQVUCTU |  | Base Product | Ultra Low Loss (ULL) OM5 MPO APC (Non-Pinned) to Unconnectorized, Fiber Trunk Cable Assembly, 64-Fiber, Dual Rated (OFNR/LSZH) | CommScope® | Propel ¦ SYSTIMAX ULL |  | Fiber trunk cable assembly
U3VRZUC8Q |  | Base Product | Ultra Low Loss (ULL) OM5 MPO16 APC (Pinned) to Unconnectorized, Fiber Trunk Cable Assembly, 128-Fiber, LSZH B2ca | CommScope® | Propel ¦ SYSTIMAX ULL |  | Fiber trunk cable assembly
UGXQVUCTN |  | Base Product | Ultra Low Loss (ULL) OM4 MPO8 APC (Non-Pinned) to Unconnectorized, Fiber Trunk Cable Assembly, 192-Fiber, Plenum | CommScope® | Propel ¦ SYSTIMAX ULL |  | Fiber trunk cable assembly
U3VQVUCTH |  | Base Product | Ultra Low Loss (ULL) OM5 MPO8 APC (Non-Pinned) to Unconnectorized, Fiber Trunk Cable Assembly, 48-Fiber, LSZH B2ca | CommScope® | Propel ¦ SYSTIMAX ULL |  | Fiber trunk cable assembly
U3VRZUC8R |  | Base Product | Ultra Low Loss (ULL) OM5 MPO16 APC (Pinned) to Unconnectorized, Fiber Trunk Cable Assembly, 16-Fiber, LSZH B2ca | CommScope® | Propel ¦ SYSTIMAX ULL |  | Fiber trunk cable assembly
UGXQVUCTR |  | Base Product | Ultra Low Loss (ULL) OM4 MPO8 APC (Non-Pinned) to Unconnectorized, Fiber Trunk Cable Assembly, 16-Fiber, Plenum | CommScope® | Propel ¦ SYSTIMAX ULL |  | Fiber trunk cable assembly
UGXRZUC8N |  | Base Product | Ultra Low Loss (ULL) OM4 MPO16 APC (Pinned) to Unconnectorized, Fiber Trunk Cable Assembly, 192-Fiber, Plenum | CommScope® | Propel ¦ SYSTIMAX ULL |  | Fiber trunk cable assembly
UJXQVQZTN |  | Base Product | Ultra Low Loss (ULL) OM4 MPO APC (Pinned) to MPO APC (unPinned), Fiber Trunk Cable Assembly, 192-Fiber, Dual Rated (OFNR/LSZH) | CommScope® | Propel ¦ SYSTIMAX ULL |  | Fiber trunk cable assembly
U3XQZUCTK |  | Base Product | Ultra Low Loss (ULL) OM4 MPO8 APC (Pinned) to Unconnectorized, Fiber Trunk Cable Assembly, 72-Fiber, LSZH B2ca | CommScope® | Propel ¦ SYSTIMAX ULL |  | Fiber trunk cable assembly
UQVRZLU7R |  | Base Product | Ultra Low Loss (ULL) OM5 MPO16 APC (Pinned) to LC/UPC Uniboot, Fiber Array Cable Assembly, 16-Fiber, Plenum | CommScope® | Propel ¦ SYSTIMAX ULL |  | Fiber array cable assembly
UGGRXUC8M |  | Base Product | Ultra Low Loss (ULL) Singlemode G.657.A2 MPO16 (Pinned) to Unconnectorized, Fiber Trunk Cable Assembly, 144-Fiber, Plenum | CommScope® | Propel ¦ SYSTIMAX ULL |  | Fiber trunk cable assembly
U3VRZUC8S |  | Base Product | Ultra Low Loss (ULL) OM5 MPO16 APC (Pinned) to Unconnectorized, Fiber Trunk Cable Assembly, 32-Fiber, LSZH B2ca | CommScope® | Propel ¦ SYSTIMAX ULL |  | Fiber trunk cable assembly
UGXQVUCTS |  | Base Product | Ultra Low Loss (ULL) OM4 MPO8 APC (Non-Pinned) to Unconnectorized, Fiber Trunk Cable Assembly, 32-Fiber, Plenum | CommScope® | Propel ¦ SYSTIMAX ULL |  | Fiber trunk cable assembly
UQVRZRZ7R |  | Base Product | Ultra Low Loss (ULL) OM5 MPO16 APC (Pinned) to MPO16 APC (Pinned), Fiber Array Cable Assembly, 16-Fiber, Plenum | CommScope® | Propel ¦ SYSTIMAX ULL |  | Fiber array cable assembly
URXQZLUF8 |  | Base Product | Ultra Low Loss (ULL) OM4 MPO8 APC (Pinned) to LC/UPC Uniboot, Fiber Array Cable Assembly, 8-Fiber, Dual Rated (OFNR/LSZH) | CommScope® | Propel ¦ SYSTIMAX ULL |  | Fiber array cable assembly
UGXQZQZT8 |  | Base Product | Ultra Low Loss (ULL) OM4 MPO8 APC (Pinned) to MPO8 APC (Pinned), Fiber Trunk Cable Assembly, 8-Fiber, Plenum | CommScope® | Propel ¦ SYSTIMAX ULL |  | Fiber trunk cable assembly
URXQZQZF8 |  | Base Product | Ultra Low Loss (ULL) OM4 MPO8 APC (Pinned) to MPO8 APC (Pinned), Fiber Trunk Cable Assembly, 8-Fiber, Dual Rated (OFNR/LSZH) | CommScope® | Propel ¦ SYSTIMAX ULL |  | Fiber array cable assembly
UJVQZQZTH |  | Base Product | Ultra Low Loss (ULL) OM5 MPO APC (Pinned) to MPO APC (Pinned), Fiber Trunk Cable Assembly, 48-Fiber, Dual Rated (OFNR/LSZH) | CommScope® | Propel ¦ SYSTIMAX ULL |  | Fiber trunk cable assembly
UGGRXUC8N |  | Base Product | Ultra Low Loss (ULL) Singlemode G.657.A2 MPO16 (Pinned) to Unconnectorized, Fiber Trunk Cable Assembly, 192-Fiber, Plenum | CommScope® | Propel ¦ SYSTIMAX ULL |  | Fiber trunk cable assembly
UGXRZUC8R |  | Base Product | Ultra Low Loss (ULL) OM4 MPO16 APC (Pinned) to Unconnectorized, Fiber Trunk Cable Assembly, 16-Fiber, Plenum | CommScope® | Propel ¦ SYSTIMAX ULL |  | Fiber trunk cable assembly
UJXQVQZTU |  | Base Product | Ultra Low Loss (ULL) OM4 MPO APC (Pinned) to MPO APC (unPinned), Fiber Trunk Cable Assembly, 64-Fiber, Dual Rated (OFNR/LSZH) | CommScope® | Propel ¦ SYSTIMAX ULL |  | Fiber trunk cable assembly
URXQZUCF8 |  | Base Product | Ultra Low Loss (ULL) OM4 MPO8 APC (Pinned) to Unconnectorized, Fiber Trunk Cable Assembly, 8-Fiber, Dual Rated (OFNR/LSZH) | CommScope® | Propel ¦ SYSTIMAX ULL |  | Fiber array cable assembly
UQXQVLUF8 |  | Base Product | Ultra Low Loss (ULL) OM4 MPO8 APC (Non-Pinned) to LC/UPC Uniboot, Fiber Array Cable Assembly, 8-Fiber, Plenum | CommScope® | Propel ¦ SYSTIMAX ULL |  | Fiber array cable assembly
UJXQVUCT8 |  | Base Product | Ultra Low Loss (ULL) OM4 MPO APC (Non-Pinned) to Unconnectorized, Fiber Trunk Cable Assembly, 8-Fiber, Dual Rated (OFNR/LSZH) | CommScope® | Propel ¦ SYSTIMAX ULL |  | Fiber trunk cable assembly
URXRZLU7R |  | Base Product | Ultra Low Loss (ULL) OM4 MPO16 APC (Pinned) to LC Uniboot, Fiber Array Cable Assembly, 16-Fiber, Dual Rated (OFNR/LSZH) | CommScope® | Propel ¦ SYSTIMAX ULL |  | Fiber array cable assembly
URXRVLU7R |  | Base Product | Ultra Low Loss (ULL) OM4 MPO16 APC (Non-Pinned) to LC/UPC Uniboot, Fiber Array Cable Assembly, 16-Fiber, Dual Rated (OFNR/LSZH) | CommScope® | Propel ¦ SYSTIMAX ULL |  | Fiber array cable assembly
UJVQZQZTL |  | Base Product | Ultra Low Loss (ULL) OM5 MPO APC (Pinned) to MPO APC (Pinned), Fiber Trunk Cable Assembly, 96-Fiber, Dual Rated (OFNR/LSZH) | CommScope® | Propel ¦ SYSTIMAX ULL |  | Fiber trunk cable assembly
UGVRZRZ8L |  | Base Product | Ultra Low Loss (ULL) OM5 MPO16 APC (Pinned) to MPO16 APC (Pinned), Fiber Trunk Cable Assembly, 96-Fiber, Plenum | CommScope® | Propel ¦ SYSTIMAX ULL |  | Fiber trunk cable assembly
UJXRZRZ8R |  | Base Product | Ultra Low Loss (ULL) OM4 MPO16 APC (Pinned) to MPO16 APC (Pinned), Fiber Array Cable Assembly, 16-Fiber, Dual Rated (OFNR/LSZH) | CommScope® | Propel ¦ SYSTIMAX ULL |  | Fiber array cable assembly
U3VQVUCTU |  | Base Product | Ultra Low Loss (ULL) OM5 MPO8 APC (Non-Pinned) to Unconnectorized, Fiber Trunk Cable Assembly, 64-Fiber, LSZH B2ca | CommScope® | Propel ¦ SYSTIMAX ULL |  | Fiber trunk cable assembly
UGXQZQZTK |  | Base Product | Ultra Low Loss (ULL) OM4 MPO8 APC (Pinned) to MPO8 APC (Pinned), Fiber Trunk Cable Assembly, 72-Fiber, Plenum | CommScope® | Propel ¦ SYSTIMAX ULL |  | Fiber trunk cable assembly
UJGRXRX8H |  | Base Product | Ultra Low Loss (ULL) Singlemode G.657.A2 MPO16 (Pinned) to MPO16 (Pinned), Fiber Trunk Cable Assembly, 48-Fiber, Dual Rated (OFNR/LSZH) | CommScope® | Propel ¦ SYSTIMAX ULL |  | Fiber trunk cable assembly
UGGRXUC8S |  | Base Product | Ultra Low Loss (ULL) Singlemode G.657.A2 MPO16 (Pinned) to Unconnectorized, Fiber Trunk Cable Assembly, 32-Fiber, Plenum | CommScope® | Propel ¦ SYSTIMAX ULL |  | Fiber trunk cable assembly
UJVQZQZTN |  | Base Product | Ultra Low Loss (ULL) OM5 MPO APC (Pinned) to MPO APC (Pinned), Fiber Trunk Cable Assembly, 192-Fiber, Dual Rated (OFNR/LSZH) | CommScope® | Propel ¦ SYSTIMAX ULL |  | Fiber trunk cable assembly
URXRZUC7R |  | Base Product | Ultra Low Loss (ULL) OM4 MPO16 APC (Pinned) to Unconnectorized, Fiber Array Cable Assembly, 16-Fiber, Dual Rated (OFNR/LSZH) | CommScope® | Propel ¦ SYSTIMAX ULL |  | Fiber array cable assembly
UJGRXRX8L |  | Base Product | Ultra Low Loss (ULL) Singlemode G.657.A2 MPO16 (Pinned) to MPO16 (Pinned), Fiber Trunk Cable Assembly, 96-Fiber, Dual Rated (OFNR/LSZH) | CommScope® | Propel ¦ SYSTIMAX ULL |  | Fiber trunk cable assembly
UGGRXUC8U |  | Base Product | Ultra Low Loss (ULL) Singlemode G.657.A2 MPO16 (Pinned) to Unconnectorized, Fiber Trunk Cable Assembly, 64-Fiber, Plenum | CommScope® | Propel ¦ SYSTIMAX ULL |  | Fiber trunk cable assembly
URXRVUC7R |  | Base Product | Ultra Low Loss (ULL) OM4 MPO16 APC APC (Non-Pinned) to Unconnectorized, Fiber Array Cable Assembly, 16-Fiber, Dual Rated (OFNR/LSZH) | CommScope® | Propel ¦ SYSTIMAX ULL |  | Fiber array cable assembly
UJXRZUC8L |  | Base Product | Ultra Low Loss (ULL) OM4 MPO16 APC (Pinned) to Unconnectorized, Fiber Trunk Cable Assembly, 96-Fiber, Dual Rated (OFNR/LSZH) | CommScope® | Propel ¦ SYSTIMAX ULL |  | Fiber trunk cable assembly
UJGRXRX8N |  | Base Product | Ultra Low Loss (ULL) Singlemode G.657.A2 MPO16 (Pinned) to MPO16 (Pinned), Fiber Trunk Cable Assembly, 192-Fiber, Dual Rated (OFNR/LSZH) | CommScope® | Propel ¦ SYSTIMAX ULL |  | Fiber trunk cable assembly
UGVQVQZT8 |  | Base Product | Ultra Low Loss (ULL) OM5 MPO8 APC (Non-Pinned) to MPO8 APC (Pinned), Fiber Trunk Cable Assembly, 8-Fiber, Plenum | CommScope® | Propel ¦ SYSTIMAX ULL |  | Fiber trunk cable assembly
UQXQZLUF8 |  | Base Product | Ultra Low Loss (ULL) OM4 MPO8 APC (Pinned) to LC/UPC Uniboot, Fiber Array Cable Assembly, 8-Fiber, Plenum | CommScope® | Propel ¦ SYSTIMAX ULL |  | Fiber array cable assembly
UJVQZQZTU |  | Base Product | Ultra Low Loss (ULL) OM5 MPO APC (Pinned) to MPO APC (Pinned), Fiber Trunk Cable Assembly, 64-Fiber, Dual Rated (OFNR/LSZH) | CommScope® | Propel ¦ SYSTIMAX ULL |  | Fiber trunk cable assembly
UQXQZQZF8 |  | Base Product | Ultra Low Loss (ULL) OM4 MPO8 APC (Pinned) to MPO8 APC (Pinned), Fiber Trunk Cable Assembly, 8-Fiber, Plenum | CommScope® | Propel ¦ SYSTIMAX ULL |  | Fiber array cable assembly
UGVQVQZTF |  | Base Product | Ultra Low Loss (ULL) OM5 MPO8 APC (Non-Pinned) to MPO8 APC (Pinned), Fiber Trunk Cable Assembly, 24-Fiber, Plenum | CommScope® | Propel ¦ SYSTIMAX ULL |  | Fiber trunk cable assembly
UJGRXRX8S |  | Base Product | Ultra Low Loss (ULL) Singlemode G.657.A2 MPO16 (Pinned) to MPO16 (Pinned), Fiber Trunk Cable Assembly, 32-Fiber, Dual Rated (OFNR/LSZH) | CommScope® | Propel ¦ SYSTIMAX ULL |  | Fiber trunk cable assembly
UGVQVQZTH |  | Base Product | Ultra Low Loss (ULL) OM5 MPO8 APC (Non-Pinned) to MPO8 APC (Pinned), Fiber Trunk Cable Assembly, 48-Fiber, Plenum | CommScope® | Propel ¦ SYSTIMAX ULL |  | Fiber trunk cable assembly
UJGRXRX8U |  | Base Product | Ultra Low Loss (ULL) Singlemode G.657.A2 MPO16 (Pinned) to MPO16 (Pinned), Fiber Trunk Cable Assembly, 64-Fiber, Dual Rated (OFNR/LSZH) | CommScope® | Propel ¦ SYSTIMAX ULL |  | Fiber trunk cable assembly
UGVQVQZTK |  | Base Product | Ultra Low Loss (ULL) OM5 MPO8 APC (Non-Pinned) to MPO8 APC (Pinned), Fiber Trunk Cable Assembly, 72-Fiber, Plenum | CommScope® | Propel ¦ SYSTIMAX ULL |  | Fiber trunk cable assembly
UQXRVLU7R |  | Base Product | Ultra Low Loss (ULL) OM4 MPO16 APC (Non-Pinned) to LC/UPC Uniboot, Fiber Array Cable Assembly, 16-Fiber, Plenum | CommScope® | Propel ¦ SYSTIMAX ULL |  | Fiber array cable assembly
UGVQVQZTL |  | Base Product | Ultra Low Loss (ULL) OM5 MPO8 APC (Non-Pinned) to MPO8 APC (Pinned), Fiber Trunk Cable Assembly, 96-Fiber, Plenum | CommScope® | Propel ¦ SYSTIMAX ULL |  | Fiber trunk cable assembly
UGVQVQZTM |  | Base Product | Ultra Low Loss (ULL) OM5 MPO8 APC (Non-Pinned) to MPO8 APC (Pinned), Fiber Trunk Cable Assembly, 144-Fiber, Plenum | CommScope® | Propel ¦ SYSTIMAX ULL |  | Fiber trunk cable assembly
UDGLALA21 |  | Base Product | Ultra Low Loss Singlemode, LC/APC to LC/APC, Fiber Patch Cord, 1.6 mm Simplex, Plenum | CommScope® | SYSTIMAX ULL | UDG | Fiber patch cord ¦ simplex
FNWMPLCAL |  | Base Product | Singlemode MPO (Unpinned) to LC/UPC, InstaPATCH® 360 Ruggedized Fanout Cable, 96-Fiber, Low Smoke Zero Halogen | CommScope® | SYSTIMAX InstaPATCH® 360 |  | Ruggedized fanout
UQG2X2EBH |  | Base Product | Ultra Low Loss (ULL) Singlemode G.657.A2 , 2X3, MPO24 (Non-Pinned) to MPO24 (Non-Pinned-QSFP), 48-Fiber, Conversion Array, Plenum | CommScope® | Propel ¦ SYSTIMAX ULL |  | Fiber conversion array cable assembly
URX2PRVBH |  | Base Product | Ultra Low Loss (ULL) OM4, 2X3, MPO24 (Non-Pinned) to MPO16 Multimode APC (Non-Pinned), 48-Fiber, Conversion Array, LSZH | CommScope® | Propel ¦ SYSTIMAX ULL |  | Fiber conversion array cable assembly
UQX2DMXAH |  | Base Product | Ultra Low Loss (ULL) OM4, 3X4, MPO24 (Non-Pinned - QSFP-DD) to MPO12 (Pinned), 48-Fiber, Conversion Array, Plenum | CommScope® | Propel ¦ SYSTIMAX ULL |  | Fiber conversion array cable assembly
UQV2EMXAH |  | Base Product | Ultra Low Loss (ULL) OM5, 3X4, MPO24 (Non-Pinned - QSFP) to MPO12 (Pinned), 48-Fiber, Conversion Array,Plenum | CommScope® | Propel ¦ SYSTIMAX ULL |  | Fiber conversion array cable assembly
URV2XRVBH |  | Base Product | Ultra Low Loss (ULL) OM5, 2X3, MPO24 (Pinned) to MPO16 Multimode APC (Non-Pinned), 48-Fiber, Conversion Array, LSZH | CommScope® | Propel ¦ SYSTIMAX ULL |  | Fiber conversion array cable assembly
URVRZQP7R |  | Base Product | Ultra Low Loss (ULL) OM5, 1X2, MPO16 Multimode APC (Pinned) to MPO8 (Non-Pinned), 16-Fiber, Conversion Array, LSZH | CommScope® | Propel ¦ SYSTIMAX ULL |  | Fiber conversion array cable assembly
URG2P2EBH |  | Base Product | Ultra Low Loss (ULL) Singlemode G.657.A2, 2X3, MPO24 (Non-Pinned) to MPO24 (Non-Pinned-QSFP), 48-Fiber, Conversion Array, LSZH | CommScope® | Propel ¦ SYSTIMAX ULL |  | Fiber conversion array cable assembly
UQG2DMXAH |  | Base Product | Ultra Low Loss (ULL) Singlemode G.657.A2, 3X4, MPO24 (Non-Pinned - QSFP-DD) to MPO12 (Pinned), 48-Fiber, Conversion Array, LSZH | CommScope® | Propel ¦ SYSTIMAX ULL |  | Fiber conversion array cable assembly
UQVRVMPAH |  | Base Product | Ultra Low Loss (ULL) OM5, 3X4, MPO16 Multimode APC (Non-Pinned) to MPO12 (Non-Pinned), 48-Fiber, Conversion Array, Plenum | CommScope® | Propel ¦ SYSTIMAX ULL |  | Fiber conversion array cable assembly
URV2DQP7R |  | Base Product | Ultra Low Loss (ULL) OM5 ,1X2, MPO24 (Non-Pinned - QSFP-DD) to MPO8 (Non-Pinned), 16-Fiber, Conversion Array, LSZH | CommScope® | Propel ¦ SYSTIMAX ULL |  | Fiber conversion array cable assembly
OCJ |  | Base Product | OCJ Series Singlemode Fiber Optic Patch Cord |  |  | OCJ | Fiber patch cord ¦ duplex ¦ Fiber patch cord ¦ simplex
OCP |  | Base Product | OCP Series Singlemode Fiber Optic Pigtail |  |  | OCP | Fiber pigtail ¦ jacketed ¦ Fiber pigtail ¦ unjacketed
UHGMXMXAD |  | Base Product | Ultra Low Loss (ULL) Singlemode MPO12 (Pinned) to MPO12 (Pinned) Armored Pre-terminated Trunk Cable, 12-Fiber, Plenum | CommScope® | SYSTIMAX ULL |  | Fiber trunk cable assembly |  | Discontinued
CCTXE | IP6A-16LUTP-1LK08-BLUNT | Base Product | InstaPATCH® Cu GigaSPEED X10D® U/UTP LSZH Preterminated Copper Cable, dual row OneLink 2x4 to unterminated, 16 links | CommScope® | GigaSPEED X10D® ¦ InstaPATCH® Cu |  | Copper trunk cable assembly
UNGMXLCAF |  | Base Product | Ultra Low Loss (ULL) Singlemode MPO (Pinned) to LC/UPC, InstaPATCH® 360 Ruggedized Fanout Cable, 24-Fiber, LSZH | CommScope® | SYSTIMAX InstaPATCH® 360 |  | Ruggedized fanout
UNGMXLCAD |  | Base Product | Ultra Low Loss ULL TeraSPEED® Singlemode MPO (Pinned) to LC/UPC Ruggedized Fanout Cable, Ultra Low Loss, 12-Fiber, LSZH | CommScope® | SYSTIMAX InstaPATCH® 360 ¦ SYSTIMAX ULL |  | Ruggedized fanout
UHDQXLCAG |  | Base Product | Ultra Low Loss Composite 36f Pre-terminated Trunk 24f OM4 MPO8x3 (Pinned) /12f SM LC UPC to stub Armored Plenum | CommScope® | SYSTIMAX ULL |  | Fiber array cable assembly ¦ Ruggedized fanout
UHGLCUCAD |  | Base Product | Ultra Low Loss TeraSpeed LC/UPC to Unconnectorized Armored Pre-terminated Trunk Cable, 12-Fiber, Plenum | CommScope® | SYSTIMAX ULL |  | Ruggedized fanout |  | Discontinued
UHXQXQXQR |  | Base Product | Ultra Low Loss (ULL) OM4 MPO8 QSFP (Pinned) to MPO8 QSFP (Pinned), Fiber Trunk Cable Assembly, 16-Fiber, Armored Plenum | CommScope® | SYSTIMAX ULL |  | Fiber trunk cable assembly
UHVMXMXAL |  | Base Product | Ultra Low Loss (ULL) Multimode OM5 MPO12 (Pinned) to MPO12 (Pinned), Armored Pre-terminated Trunk Cable, 96-Fiber, Plenum | CommScope® | SYSTIMAX ULL |  | Fiber trunk cable assembly |  | Discontinued
UHVMXMXAM |  | Base Product | Ultra Low Loss (ULL) Multimode OM5 MPO12 (Pinned) to MPO12 (Pinned), Armored Pre-terminated Trunk Cable, 144-Fiber, Plenum | CommScope® | SYSTIMAX ULL |  | Fiber trunk cable assembly |  | Discontinued
FFWLCLA42 |  | Base Product | Singlemode LC/UPC to LC/APC, Fiber Patch Cord, 1.6 mm Duplex, Low Smoke Zero Halogen (LSZH) | CommScope® | SYSTIMAX InstaPATCH® 360 | FFW | Fiber patch cord ¦ duplex
F4WLCLCAM |  | Base Product | SingleMode LC/UPC to LC/UPC, InstaPATCH® 360 Ruggedized Fiber Fanout Cable Assembly, 144-Fiber, LSZH, B2ca | CommScope® | SYSTIMAX InstaPATCH® 360 |  | Ruggedized fanout
F4WLCLCQ8 |  | Base Product | SingleMode LC/UPC to LC/UPC, InstaPATCH® 360 Ruggedized Fiber Fanout Cable Assembly, 8-Fiber, LSZH, B2ca | CommScope® | SYSTIMAX InstaPATCH® 360 |  | Ruggedized fanout
F4WLCLCQR |  | Base Product | SingleMode LC/UPC to LC/UPC, InstaPATCH® 360 Ruggedized Fiber Fanout Cable Assembly, 16-Fiber, LSZH, B2ca | CommScope® | SYSTIMAX InstaPATCH® 360 |  | Ruggedized fanout
F4WLCLCAS |  | Base Product | SingleMode LC/UPC to LC/UPC, InstaPATCH® 360 Ruggedized Fiber Fanout Cable Assembly, 32-Fiber, LSZH, B2ca | CommScope® | SYSTIMAX InstaPATCH® 360 |  | Ruggedized fanout
F4WLCLCAU |  | Base Product | SingleMode LC/UPC to LC/UPC, InstaPATCH® 360 Ruggedized Fiber Fanout Cable Assembly, 64-Fiber, LSZH, B2ca | CommScope® | SYSTIMAX InstaPATCH® 360 |  | Ruggedized fanout
F4XLCLCAU |  | Base Product | OM4 LC/UPC to LC/UPC 64-Fiber InstaPATCH® 360 Ruggedized Fanout Cable, Low Smoke Zero Halogen, B2ca | CommScope® | SYSTIMAX InstaPATCH® 360 |  | Ruggedized fanout
NPC06UVDB |  | Base Product | NETCONNECT® Cat 6 U/UTP RJ45 Patch Cord, Non-Plenum | NETCONNECT® |  | NPC | Twisted pair patch cord
BPC6642 |  | Base Product | PowerSUM D8PS Stranded Cordage Modular Patch Cord (Pack of 10) | SYSTIMAX® | PowerSUM | BPC | Twisted pair patch cord
CA111K2 |  | Base Product | GigaSPEED X10D® G10SP on S/FTP Low Smoke Zero Halogen Cordage, S/FTP Modular Patch Cord | SYSTIMAX® | GigaSPEED X10D® | CA | Twisted pair patch cord
CA114H2 |  | Base Product | GigaSPEED X10D® G10SP on S/FTP Cordage, Single-Ended Modular Patch Cord | SYSTIMAX® | GigaSPEED X10D® | CA | Twisted pair patch cord
CA133P2 |  | Base Product | GigaSPEED XL® GS8E on Stranded Plenum Cable Modular Patch Cord | SYSTIMAX® | GigaSPEED XL® | CA | Twisted pair patch cord |  | Discontinued
CA13481 |  | Base Product | GigaSPEED XL® GS8E Single End Solid Cable A-wired Modular Patch Cord | SYSTIMAX® | GigaSPEED XL® | CA | Twisted pair patch cord
UC111F2 |  | Base Product | Uniprise Category 6 S/FTP Patch Cord, RJ45 to RJ45, 4-pair, Non-Plenum | Uniprise® |  | UC | Twisted pair patch cord
NPC6ASZDB |  | Base Product | NETCONNECT® Cat 6A S/FTP RJ45 Patch Cord, LSZH | NETCONNECT® |  | NPC | Twisted pair patch cord
NPC6AUVDA |  | Variant | NPC RJ45 Patch Cord, category 6A, Unshielded, CM (PVC), A-Wired | NETCONNECT® |  | NPC | Twisted pair patch cord |  | Discontinued
NPC6AUVDB |  | Variant | NPC RJ45 Patch Cord, category 6A, Unshielded, CM (PVC) | NETCONNECT® |  | NPC | Twisted pair patch cord |  | Discontinued
NPP06UZDB |  | Base Product | NPP RJ45 Patch Cord, category 6, U/UTP, LSZH, Eco-packaging | NETCONNECT® |  | NPP | Twisted pair patch cord
NPP6ASZDB |  | Base Product | NPP RJ45 Patch Cord, category 6A, S/FTP, LSZH, Eco-packaging | NETCONNECT® |  | NPP | Twisted pair patch cord
UC1AA22 |  | Base Product | Uniprise Ultra 10® Category 6A U/UTP Plenum Patch Cord, Snagless | Uniprise® | Ultra 10® | UC | Twisted pair patch cord
UC1AAA2 |  | Base Product | Uniprise® Ultra 10® Cat 6A U/UTP Snagless Patch Cord, Non-Plenum | Uniprise® | Ultra 10® | UC | Twisted pair patch cord
UC1B632 |  | Base Product | Uniprise Category 6 U/UTP Zone Extension Cord, RJ45 to Information Outlet, 4-pair, Non-plenum | Uniprise® |  | UC | Twisted pair patch cord
UC1BBB2 |  | Base Product | Uniprise® Cat 6 U/UTP RJ45 Patch Cord, Non-Plenum | Uniprise® |  | UC | Twisted pair patch cord
UC1BBC2 |  | Base Product | Uniprise Category 6 U/UTP Patch Cord, RJ45 to RJ45, 4-pair, Plenum | Uniprise® |  | UC | Twisted pair patch cord
NCC31URDB |  | Base Product | NCC Cat 6 UTP, Riser, Plug-to-Plug, Class Dca | NETCONNECT® |  | NCC | Twisted pair patch cord |  | Discontinued
NCC31URJB |  | Base Product | NCC Cat 6 UTP, Riser, Plug-to-SL Jack, (White), Class Dca | NETCONNECT® |  | NCC | Twisted pair patch cord |  | Discontinued
NCC34UBDB |  | Base Product | NCC Cat 6 UTP, Plug-to-Plug, Class B2ca | NETCONNECT® |  | NCC | Twisted pair patch cord |  | Discontinued
NCC34UBJB |  | Base Product | NCC Cat 6 UTP, Plug-to-SL Jack, (Black), Class B2ca | NETCONNECT® |  | NCC | Twisted pair patch cord |  | Discontinued
NCC34URDB |  | Base Product | NCC Cat 6 UTP, Riser, Plug-to-Plug, Class Dca | NETCONNECT® |  | NCC | Twisted pair patch cord |  | Discontinued
NCC34URJB |  | Base Product | NCC Cat 6 UTP, Riser, Plug-to-SL Jack, (Black), Class Dca | NETCONNECT® |  | NCC | Twisted pair patch cord |  | Discontinued
NCC34UZJB |  | Base Product | NCC Cat 6 UTP, LSZH, Plug-to-SL Jack, (White), Class Dca | NETCONNECT® |  | NCC | Twisted pair patch cord |  | Discontinued
NCC44FZDB |  | Base Product | NCC Cat 6A F/UTP, LSZH, Plug-to-Plug, Class Dca | NETCONNECT® |  | NCC | Twisted pair patch cord
NCC44SBJB |  | Base Product | NCC Cat 6A F/FTP, Plug-to-SLX Jack, (Black), Class B2ca | NETCONNECT® |  | NCC | Twisted pair patch cord
NCC44URDB |  | Base Product | NCC Cat 6A UTP, Riser, Plug-to-Plug, Class Dca | NETCONNECT® |  | NCC | Twisted pair patch cord
NCC44URJB |  | Base Product | NCC Cat 6A UTP, Riser, Plug-to-SL Jack, (Black), Class Dca | NETCONNECT® |  | NCC | Twisted pair patch cord
NCC44UZDB |  | Base Product | NCC Cat 6A UTP, LSZH, Plug-to-Plug, Class Dca | NETCONNECT® |  | NCC | Twisted pair patch cord
CA1G642 |  | Base Product | GigaSPEED X10D® G10FP to Keystone HGS620 on 1295 Solid Cordage F/UTP Zone Extension Cord | SYSTIMAX® | GigaSPEED X10D® | CA | Twisted pair patch cord
KC1AAA2 |  | Base Product | Uniprise Ultra 10® Category 6A U/UTP Patch Cord, Snagless (Megapack of 100) | Uniprise® | Ultra 10® | KC | Twisted pair patch cord
KO199K2 |  | Base Product | MiNo6A Series Category 6A U/UTP Reduced Diameter LS-CM Dual Rated Cord, 100 Pack | CommScope® |  | KO | Twisted pair patch cord
KPC6642 |  | Base Product | PowerSUM D8PS Stranded Cordage Modular Patch Cord (Megapack of 100) | SYSTIMAX® | PowerSUM | KPC | Twisted pair patch cord
KPCSSX2 |  | Base Product | GigaSPEED X10D® 360GS10E Solid Cordage Modular Patch Cord (Megapack of 100) | SYSTIMAX® | GigaSPEED X10D® ¦ SYSTIMAX 360™ | KPC | Twisted pair patch cord
CA1S4S2 |  | Base Product | GigaSPEED X10D® 360GS10E to Blunt, Class B2ca | SYSTIMAX® | GigaSPEED X10D® | CA | Twisted pair patch cord
CA1SSS2 |  | Base Product | GigaSPEED X10D® 360GS10E to 360GS10E, Class B2ca | SYSTIMAX® | GigaSPEED X10D® | CA | Twisted pair patch cord
CA1SUS2 |  | Base Product | GigaSPEED X10D® 360GS10E to MGS600 (White), Class B2ca | SYSTIMAX® | GigaSPEED X10D® | CA | Twisted pair patch cord
CO11192 |  | Base Product | CommScope CAT 6A, F/UTP, Outdoor Rated Patch Cord | CommScope® |  | CO | Twisted pair patch cord
CO15542 |  | Base Product | CommScope Cat 6, UTP, Outdoor Patch Cord | CommScope® |  | CO | Twisted pair patch cord
CO15582 |  | Base Product | CommScope Cat 6A, UTP, Outdoor Patch Cord | CommScope® |  | CO | Twisted pair patch cord
CO155D2 |  | Base Product | CommScope® Cat 5e U/UTP RJ45 Patch Cord, Non-Plenum | CommScope® |  | CHD ¦ CO | Twisted pair patch cord
CO166S2 |  | Base Product | MiNo6 Cat 6 U/UTP Reduced Diameter RJ45 Patch Cord, LS-CM Dual Rated | CommScope® |  | CO ¦ UTG | Twisted pair patch cord
CO17762 |  | Base Product | Category 5e F/UTP Patch Cord, RJ45 to RJ45, 4-pair, Non-Plenum | CommScope® |  | CO | Twisted pair patch cord |  | Discontinued
CO17772 |  | Base Product | Category 5e F/UTP Patch Cord, RJ45 to RJ45, 4-pair, LSZH | CommScope® |  | CO | Twisted pair patch cord
CPC2222 |  | Base Product | GigaSPEED XL® MGS400 to MGS400 on 3071 Solid Low Smoke Zero Halogen Cable Pre-terminated Cord | SYSTIMAX® | GigaSPEED XL® | CPC | Twisted pair patch cord
CPC3222 |  | Base Product | GigaSPEED XL® GS8E to MGS400 on 3071 Solid Low Smoke Zero Halogen Cable Zone Extension Cord | SYSTIMAX® | GigaSPEED XL® | CPC | Twisted pair patch cord
CPC3316 |  | Base Product | GigaSPEED XL® GS8E Stranded Cordage Rollover Modular Patch Cord | SYSTIMAX® | GigaSPEED XL® | CPC | Twisted pair patch cord
CPC331T |  | Base Product | GigaSPEED XL® GS8E T1 Crossover Stranded Cordage Modular Patch Cord | SYSTIMAX® | GigaSPEED XL® | CPC | Twisted pair patch cord
CPC3372 |  | Base Product | GigaSPEED XL® GS8E Solid Plenum Cable Modular Patch Cord | SYSTIMAX® | GigaSPEED XL® | CPC ¦ UTG | Twisted pair patch cord
CPC3392 |  | Base Product | GigaSPEED XL® Cat 6 Patch Cord, LSZH | SYSTIMAX® | GigaSPEED XL® | CPC ¦ UTG | Twisted pair patch cord
UGVQPUCTN |  | Base Product | Ultra Low Loss (ULL) OM5 MPO8 (Non-Pinned) to unconnectorized, Fiber Trunk Cable Assembly, 192-Fiber, Plenum | CommScope® | Propel ¦ SYSTIMAX ULL |  | Fiber trunk cable assembly
UJGQPQXTL |  | Base Product | Ultra Low Loss (ULL) Singlemode MPO8 (Non-Pinned) to MPO8 (Pinned), Fiber Trunk Cable Assembly, 96-Fiber, Dual Rated (OFNR/LSZH) | CommScope® | Propel ¦ SYSTIMAX ULL |  | Fiber trunk cable assembly
U3VQXUCT8 |  | Base Product | Ultra Low Loss (ULL) OM5 MPO8 (Pinned) to unconnectorized, Fiber Trunk Cable Assembly, 8-Fiber, LZSH B2ca | CommScope® | Propel ¦ SYSTIMAX ULL |  | Fiber trunk cable assembly
UJGQPQXTM |  | Base Product | Ultra Low Loss (ULL) Singlemode MPO8 (Non-Pinned) to MPO8 (Pinned), Fiber Trunk Cable Assembly, 144-Fiber, Dual Rated (OFNR/LSZH) | CommScope® | Propel ¦ SYSTIMAX ULL |  | Fiber trunk cable assembly
U3XQXUCTH |  | Base Product | Ultra Low Loss (ULL) OM4 MPO8 (Pinned) to unconnectorized, Fiber Trunk Cable Assembly, 48-Fiber, LZSH B2ca | CommScope® | Propel ¦ SYSTIMAX ULL |  | Fiber trunk cable assembly
UQXQPQPF8 |  | Base Product | Ultra Low Loss (ULL) OM4 MPO8 (Non-Pinned) to MPO8 (Non-Pinned), Fiber Array Cable Assembly, 8-Fiber, Plenum | CommScope® | Propel ¦ SYSTIMAX ULL |  | Fiber array cable assembly
U3VQPQXTL |  | Base Product | Ultra Low Loss (ULL) OM5 MPO8 (Non-Pinned) to MPO8 (Pinned), Fiber Trunk Cable Assembly, 96-Fiber, LZSH B2ca | CommScope® | Propel ¦ SYSTIMAX ULL |  | Fiber trunk cable assembly
UJGQPQXTN |  | Base Product | Ultra Low Loss (ULL) Singlemode MPO8 (Non-Pinned) to MPO8 (Pinned), Fiber Trunk Cable Assembly, 192-Fiber, Dual Rated (OFNR/LSZH) | CommScope® | Propel ¦ SYSTIMAX ULL |  | Fiber trunk cable assembly
U3XQXUCTK |  | Base Product | Ultra Low Loss (ULL) OM4 MPO8 (Pinned) to unconnectorized, Fiber Trunk Cable Assembly, 72-Fiber, LZSH B2ca | CommScope® | Propel ¦ SYSTIMAX ULL |  | Fiber trunk cable assembly
UQXQPQXF8 |  | Base Product | Ultra Low Loss (ULL) OM4 MPO8 (Non-Pinned) to MPO8 (Pinned), Fiber Array Cable Assembly, 8-Fiber, Plenum | CommScope® | Propel ¦ SYSTIMAX ULL |  | Fiber array cable assembly
UGVQPUCTU |  | Base Product | Ultra Low Loss (ULL) OM5 MPO8 (Non-Pinned) to unconnectorized, Fiber Trunk Cable Assembly, 64-Fiber, Plenum | CommScope® | Propel ¦ SYSTIMAX ULL |  | Fiber trunk cable assembly
UJGQXUCTL |  | Base Product | Ultra Low Loss (ULL) Singlemode MPO8 (Pinned) to unconnectorized, Fiber Trunk Cable Assembly, 96-Fiber, Dual Rated (OFNR/LSZH) | CommScope® | Propel ¦ SYSTIMAX ULL |  | Fiber trunk cable assembly
UJVQXQXTN |  | Base Product | Ultra Low Loss (ULL) OM5 MPO8 (Pinned) to MPO8 (Pinned), Fiber Trunk Cable Assembly, 192-Fiber, Dual Rated (OFNR/LSZH) | CommScope® | Propel ¦ SYSTIMAX ULL |  | Fiber trunk cable assembly
U3XQXUCTL |  | Base Product | Ultra Low Loss (ULL) OM4 MPO8 (Pinned) to unconnectorized, Fiber Trunk Cable Assembly, 96-Fiber, LZSH B2ca | CommScope® | Propel ¦ SYSTIMAX ULL |  | Fiber trunk cable assembly
UJGQPQXTR |  | Base Product | Ultra Low Loss (ULL) Singlemode MPO8 (Non-Pinned) to MPO8 (Pinned), Fiber Trunk Cable Assembly, 16-Fiber, Dual Rated (OFNR/LSZH) | CommScope® | Propel ¦ SYSTIMAX ULL |  | Fiber trunk cable assembly
UGVQXQXT8 |  | Base Product | Ultra Low Loss (ULL) OM5 MPO8 (Pinned) to MPO8 (Pinned), Fiber Trunk Cable Assembly, 8-Fiber, Plenum | CommScope® | Propel ¦ SYSTIMAX ULL |  | Fiber trunk cable assembly
UJXQXQXTF |  | Base Product | Ultra Low Loss (ULL) OM4 MPO8 (Pinned) to MPO8 (Pinned), Fiber Trunk Cable Assembly, 24-Fiber, Dual Rated (OFNR/LSZH) | CommScope® | Propel ¦ SYSTIMAX ULL |  | Fiber trunk cable assembly
UQXQXLUF8 |  | Base Product | Ultra Low Loss (ULL) OM4 MPO8 (Pinned) to LC/UPC Uniboot, Fiber Array Cable Assembly, 8-Fiber, Plenum | CommScope® | Propel ¦ SYSTIMAX ULL |  | Fiber array cable assembly
U3GQPUCTK |  | Base Product | Ultra Low Loss (ULL) Singlemode MPO8 (Non-Pinned) to unconnectorized, Fiber Trunk Cable Assembly, 72-Fiber, LZSH B2ca | CommScope® | Propel ¦ SYSTIMAX ULL |  | Fiber trunk cable assembly
U3VQXUCTL |  | Base Product | Ultra Low Loss (ULL) OM5 MPO8 (Pinned) to unconnectorized, Fiber Trunk Cable Assembly, 96-Fiber, LZSH B2ca | CommScope® | Propel ¦ SYSTIMAX ULL |  | Fiber trunk cable assembly
UGVQXQXTF |  | Base Product | Ultra Low Loss (ULL) OM5 MPO8 (Pinned) to MPO8 (Pinned), Fiber Trunk Cable Assembly, 24-Fiber, Plenum | CommScope® | Propel ¦ SYSTIMAX ULL |  | Fiber trunk cable assembly
UJVQXQXTS |  | Base Product | Ultra Low Loss (ULL) OM5 MPO8 (Pinned) to MPO8 (Pinned), Fiber Trunk Cable Assembly,32-Fiber, Dual Rated (OFNR/LSZH) | CommScope® | Propel ¦ SYSTIMAX ULL |  | Fiber trunk cable assembly
U3VQPQXTR |  | Base Product | Ultra Low Loss (ULL) OM5 MPO8 (Non-Pinned) to MPO8 (Pinned), Fiber Trunk Cable Assembly, 16-Fiber, LZSH B2ca | CommScope® | Propel ¦ SYSTIMAX ULL |  | Fiber trunk cable assembly
UJXQXQXTH |  | Base Product | Ultra Low Loss (ULL) OM4 MPO8 (Pinned) to MPO8 (Pinned), Fiber Trunk Cable Assembly, 48-Fiber, Dual Rated (OFNR/LSZH) | CommScope® | Propel ¦ SYSTIMAX ULL |  | Fiber trunk cable assembly
UQXQXQXF8 |  | Base Product | Ultra Low Loss (ULL) OM4 MPO8 (Pinned) to MPO8 (Pinned), Fiber Patch Cord, 8-Fiber, Plenum | CommScope® | Propel ¦ SYSTIMAX ULL |  | Fiber array cable assembly
U3VQXUCTM |  | Base Product | Ultra Low Loss (ULL) OM5 MPO8 (Pinned) to unconnectorized, Fiber Trunk Cable Assembly, 144-Fiber, LZSH B2ca | CommScope® | Propel ¦ SYSTIMAX ULL |  | Fiber trunk cable assembly
U3GQPUCTL |  | Base Product | Ultra Low Loss (ULL) Singlemode MPO8 (Non-Pinned) to unconnectorized, Fiber Trunk Cable Assembly, 96-Fiber, LZSH B2ca | CommScope® | Propel ¦ SYSTIMAX ULL |  | Fiber trunk cable assembly
UJVQXQXTU |  | Base Product | Ultra Low Loss (ULL) OM5 MPO8 (Pinned) to MPO8 (Pinned), Fiber Trunk Cable Assembly,64-Fiber, Dual Rated (OFNR/LSZH) | CommScope® | Propel ¦ SYSTIMAX ULL |  | Fiber trunk cable assembly
U3VQPQXTS |  | Base Product | Ultra Low Loss (ULL) OM5 MPO8 (Non-Pinned) to MPO8 (Pinned), Fiber Trunk Cable Assembly, 32-Fiber, LZSH B2ca | CommScope® | Propel ¦ SYSTIMAX ULL |  | Fiber trunk cable assembly
UJXQXQXTK |  | Base Product | Ultra Low Loss (ULL) OM4 MPO8 (Pinned) to MPO8 (Pinned), Fiber Trunk Cable Assembly, 72-Fiber, Dual Rated (OFNR/LSZH) | CommScope® | Propel ¦ SYSTIMAX ULL |  | Fiber trunk cable assembly
UGGQXQXTS |  | Base Product | Ultra Low Loss (ULL) Singlemode MPO8 (Pinned) to MPO8 (Pinned), Fiber Trunk Cable Assembly,32-Fiber, Plenum | CommScope® | Propel ¦ SYSTIMAX ULL |  | Fiber trunk cable assembly
UGXQPQXTR |  | Base Product | Ultra Low Loss (ULL) OM4 MPO8 (Non-Pinned) to MPO8 (Pinned), Fiber Trunk Cable Assembly, 16-Fiber, Plenum | CommScope® | Propel ¦ SYSTIMAX ULL |  | Fiber trunk cable assembly
UJGQPUCT8 |  | Base Product | Ultra Low Loss (ULL) Singlemode MPO8 (Non-Pinned) to unconnectorized, Fiber Trunk Cable Assembly, 8-Fiber, Dual Rated (OFNR/LSZH) | CommScope® | Propel ¦ SYSTIMAX ULL |  | Fiber trunk cable assembly
U3VQXUCTN |  | Base Product | Ultra Low Loss (ULL) OM5 MPO8 (Pinned) to unconnectorized, Fiber Trunk Cable Assembly, 192-Fiber, LZSH B2ca | CommScope® | Propel ¦ SYSTIMAX ULL |  | Fiber trunk cable assembly
UJGQXUCTR |  | Base Product | Ultra Low Loss (ULL) Singlemode MPO8 (Pinned) to unconnectorized, Fiber Trunk Cable Assembly, 16-Fiber, Dual Rated (OFNR/LSZH) | CommScope® | Propel ¦ SYSTIMAX ULL |  | Fiber trunk cable assembly
UJVQXUCT8 |  | Base Product | Ultra Low Loss (ULL) OM5 MPO8 (Pinned) to unconnectorized, Fiber Trunk Cable Assembly, 8-Fiber, Dual Rated (OFNR/LSZH) | CommScope® | Propel ¦ SYSTIMAX ULL |  | Fiber trunk cable assembly
UGGQXQXTU |  | Base Product | Ultra Low Loss (ULL) Singlemode MPO8 (Pinned) to MPO8 (Pinned), Fiber Trunk Cable Assembly,64-Fiber, Plenum | CommScope® | Propel ¦ SYSTIMAX ULL |  | Fiber trunk cable assembly
URGQPLUF8 |  | Base Product | Ultra Low Loss (ULL) Singlemode MPO8 (Non-Pinned) to LC/UPC Uniboot, Fiber Array Cable Assembly, 8-Fiber, Dual Rated (OFNR/LSZH) | CommScope® | Propel ¦ SYSTIMAX ULL |  | Fiber array cable assembly
U3VQXUCTR |  | Base Product | Ultra Low Loss (ULL) OM5 MPO8 (Pinned) to unconnectorized, Fiber Trunk Cable Assembly, 16-Fiber, LZSH B2ca | CommScope® | Propel ¦ SYSTIMAX ULL |  | Fiber trunk cable assembly
U3GQPUCTN |  | Base Product | Ultra Low Loss (ULL) Singlemode MPO8 (Non-Pinned) to unconnectorized, Fiber Trunk Cable Assembly, 192-Fiber, LZSH B2ca | CommScope® | Propel ¦ SYSTIMAX ULL |  | Fiber trunk cable assembly
U3VQPUCT8 |  | Base Product | Ultra Low Loss (ULL) OM5 MPO8 (Non-Pinned) to unconnectorized, Fiber Trunk Cable Assembly, 8-Fiber, LZSH B2ca | CommScope® | Propel ¦ SYSTIMAX ULL |  | Fiber trunk cable assembly
UGXQPQXTU |  | Base Product | Ultra Low Loss (ULL) OM4 MPO8 (Non-Pinned) to MPO8 (Pinned), Fiber Trunk Cable Assembly, 64-Fiber, Plenum | CommScope® | Propel ¦ SYSTIMAX ULL |  | Fiber trunk cable assembly
UGGQXUCT8 |  | Base Product | Ultra Low Loss (ULL) Singlemode MPO8 (Pinned) to unconnectorized, Fiber Trunk Cable Assembly, 8-Fiber, Plenum | CommScope® | Propel ¦ SYSTIMAX ULL |  | Fiber trunk cable assembly
URGQPQPF8 |  | Base Product | Ultra Low Loss (ULL) Singlemode MPO8 (Non-Pinned) to MPO8 (Non-Pinned), Fiber Array Cable Assembly, 8-Fiber, Dual Rated (OFNR/LSZH) | CommScope® | Propel ¦ SYSTIMAX ULL |  | Fiber array cable assembly
UJGQPUCTH |  | Base Product | Ultra Low Loss (ULL) Singlemode MPO8 (Non-Pinned) to unconnectorized, Fiber Trunk Cable Assembly, 48-Fiber, Dual Rated (OFNR/LSZH) | CommScope® | Propel ¦ SYSTIMAX ULL |  | Fiber trunk cable assembly
U3XQXUCTU |  | Base Product | Ultra Low Loss (ULL) OM4 MPO8 (Pinned) to unconnectorized, Fiber Trunk Cable Assembly, 64-Fiber, LZSH B2ca | CommScope® | Propel ¦ SYSTIMAX ULL |  | Fiber trunk cable assembly
UGVQXQXTM |  | Base Product | Ultra Low Loss (ULL) OM5 MPO8 (Pinned) to MPO8 (Pinned), Fiber Trunk Cable Assembly, 144-Fiber, Plenum | CommScope® | Propel ¦ SYSTIMAX ULL |  | Fiber trunk cable assembly
UJGQXUCTU |  | Base Product | Ultra Low Loss (ULL) Singlemode MPO8 (Pinned) to unconnectorized, Fiber Trunk Cable Assembly,64-Fiber, Dual Rated (OFNR/LSZH) | CommScope® | Propel ¦ SYSTIMAX ULL |  | Fiber trunk cable assembly
U3VQPUCTF |  | Base Product | Ultra Low Loss (ULL) OM5 MPO8 (Non-Pinned) to unconnectorized, Fiber Trunk Cable Assembly, 24-Fiber, LZSH B2ca | CommScope® | Propel ¦ SYSTIMAX ULL |  | Fiber trunk cable assembly
UGXQPUCT8 |  | Base Product | Ultra Low Loss (ULL) OM4 MPO8 (Non-Pinned) to unconnectorized, Fiber Trunk Cable Assembly, 8-Fiber, Plenum | CommScope® | Propel ¦ SYSTIMAX ULL |  | Fiber trunk cable assembly
UGGQXUCTF |  | Base Product | Ultra Low Loss (ULL) Singlemode MPO8 (Pinned) to unconnectorized, Fiber Trunk Cable Assembly, 24-Fiber, Plenum | CommScope® | Propel ¦ SYSTIMAX ULL |  | Fiber trunk cable assembly
URGQPQXF8 |  | Base Product | Ultra Low Loss (ULL) Singlemode MPO8 (Non-Pinned) to MPO8 (Pinned), Fiber Array Cable Assembly, 8-Fiber, Dual Rated (OFNR/LSZH) | CommScope® | Propel ¦ SYSTIMAX ULL |  | Fiber array cable assembly
UJGQPUCTK |  | Base Product | Ultra Low Loss (ULL) Singlemode MPO8 (Non-Pinned) to unconnectorized, Fiber Trunk Cable Assembly, 72-Fiber, Dual Rated (OFNR/LSZH) | CommScope® | Propel ¦ SYSTIMAX ULL |  | Fiber trunk cable assembly
U3VQXUCTU |  | Base Product | Ultra Low Loss (ULL) OM5 MPO8 (Pinned) to unconnectorized, Fiber Trunk Cable Assembly, 64-Fiber, LZSH B2ca | CommScope® | Propel ¦ SYSTIMAX ULL |  | Fiber trunk cable assembly
U3GQPUCTS |  | Base Product | Ultra Low Loss (ULL) Singlemode MPO8 (Non-Pinned) to unconnectorized, Fiber Trunk Cable Assembly,32-Fiber, LZSH B2ca | CommScope® | Propel ¦ SYSTIMAX ULL |  | Fiber trunk cable assembly
UGVQXQXTN |  | Base Product | Ultra Low Loss (ULL) OM5 MPO8 (Pinned) to MPO8 (Pinned), Fiber Trunk Cable Assembly, 192-Fiber, Plenum | CommScope® | Propel ¦ SYSTIMAX ULL |  | Fiber trunk cable assembly
UGGQPQXT8 |  | Base Product | Ultra Low Loss (ULL) Singlemode MPO8 (Non-Pinned) to MPO8 (Pinned), Fiber Trunk Cable Assembly, 8-Fiber, Plenum | CommScope® | Propel ¦ SYSTIMAX ULL |  | Fiber trunk cable assembly
U3VQPUCTH |  | Base Product | Ultra Low Loss (ULL) OM5 MPO8 (Non-Pinned) to unconnectorized, Fiber Trunk Cable Assembly, 48-Fiber, LZSH B2ca | CommScope® | Propel ¦ SYSTIMAX ULL |  | Fiber trunk cable assembly
UGXQPUCTF |  | Base Product | Ultra Low Loss (ULL) OM4 MPO8 (Non-Pinned) to unconnectorized, Fiber Trunk Cable Assembly, 24-Fiber, Plenum | CommScope® | Propel ¦ SYSTIMAX ULL |  | Fiber trunk cable assembly
URGQPUCF8 |  | Base Product | Ultra Low Loss (ULL) Singlemode MPO8 (Non-Pinned) to unconnectorized, Fiber Array Cable Assembly, 8-Fiber, Dual Rated (OFNR/LSZH) | CommScope® | Propel ¦ SYSTIMAX ULL |  | Fiber array cable assembly
UGGQXUCTH |  | Base Product | Ultra Low Loss (ULL) Singlemode MPO8 (Pinned) to unconnectorized, Fiber Trunk Cable Assembly, 48-Fiber, Plenum | CommScope® | Propel ¦ SYSTIMAX ULL |  | Fiber trunk cable assembly
U3XQPQXT8 |  | Base Product | Ultra Low Loss (ULL) OM4 MPO8 (Non-Pinned) to MPO8 (Pinned), Fiber Trunk Cable Assembly, 8-Fiber, LZSH B2ca | CommScope® | Propel ¦ SYSTIMAX ULL |  | Fiber trunk cable assembly
UJVQPQXTF |  | Base Product | Ultra Low Loss (ULL) OM5 MPO8 (Non-Pinned) to MPO8 (Pinned), Fiber Trunk Cable Assembly, 24-Fiber, Dual Rated (OFNR/LSZH) | CommScope® | Propel ¦ SYSTIMAX ULL |  | Fiber trunk cable assembly
UJXQXQXTS |  | Base Product | Ultra Low Loss (ULL) OM4 MPO8 (Pinned) to MPO8 (Pinned), Fiber Trunk Cable Assembly,32-Fiber, Dual Rated (OFNR/LSZH) | CommScope® | Propel ¦ SYSTIMAX ULL |  | Fiber trunk cable assembly
U3VQPUCTK |  | Base Product | Ultra Low Loss (ULL) OM5 MPO8 (Non-Pinned) to unconnectorized, Fiber Trunk Cable Assembly, 72-Fiber, LZSH B2ca | CommScope® | Propel ¦ SYSTIMAX ULL |  | Fiber trunk cable assembly
UGXQPUCTH |  | Base Product | Ultra Low Loss (ULL) OM4 MPO8 (Non-Pinned) to unconnectorized, Fiber Trunk Cable Assembly, 48-Fiber, Plenum | CommScope® | Propel ¦ SYSTIMAX ULL |  | Fiber trunk cable assembly
UJVQXUCTM |  | Base Product | Ultra Low Loss (ULL) OM5 MPO8 (Pinned) to unconnectorized, Fiber Trunk Cable Assembly, 144-Fiber, Dual Rated (OFNR/LSZH) | CommScope® | Propel ¦ SYSTIMAX ULL |  | Fiber trunk cable assembly
UGGQXUCTL |  | Base Product | Ultra Low Loss (ULL) Singlemode MPO8 (Pinned) to unconnectorized, Fiber Trunk Cable Assembly, 96-Fiber, Plenum | CommScope® | Propel ¦ SYSTIMAX ULL |  | Fiber trunk cable assembly
U3VQPUCTL |  | Base Product | Ultra Low Loss (ULL) OM5 MPO8 (Non-Pinned) to unconnectorized, Fiber Trunk Cable Assembly, 96-Fiber, LZSH B2ca | CommScope® | Propel ¦ SYSTIMAX ULL |  | Fiber trunk cable assembly
U3XQPQXTH |  | Base Product | Ultra Low Loss (ULL) OM4 MPO8 (Non-Pinned) to MPO8 (Pinned), Fiber Trunk Cable Assembly, 48-Fiber, LZSH B2ca | CommScope® | Propel ¦ SYSTIMAX ULL |  | Fiber trunk cable assembly
U3GQXQXTF |  | Base Product | Ultra Low Loss (ULL) Singlemode MPO8 (Pinned) to MPO8 (Pinned), Fiber Trunk Cable Assembly, 24-Fiber, LZSH B2ca | CommScope® | Propel ¦ SYSTIMAX ULL |  | Fiber trunk cable assembly
UGGQPQXTK |  | Base Product | Ultra Low Loss (ULL) Singlemode MPO8 (Non-Pinned) to MPO8 (Pinned), Fiber Trunk Cable Assembly, 72-Fiber, Plenum | CommScope® | Propel ¦ SYSTIMAX ULL |  | Fiber trunk cable assembly
UGVQXQXTU |  | Base Product | Ultra Low Loss (ULL) OM5 MPO8 (Pinned) to MPO8 (Pinned), Fiber Trunk Cable Assembly,64-Fiber, Plenum | CommScope® | Propel ¦ SYSTIMAX ULL |  | Fiber trunk cable assembly
UJVQXUCTN |  | Base Product | Ultra Low Loss (ULL) OM5 MPO8 (Pinned) to unconnectorized, Fiber Trunk Cable Assembly, 192-Fiber, Dual Rated (OFNR/LSZH) | CommScope® | Propel ¦ SYSTIMAX ULL |  | Fiber trunk cable assembly
UJVQPQXTK |  | Base Product | Ultra Low Loss (ULL) OM5 MPO8 (Non-Pinned) to MPO8 (Pinned), Fiber Trunk Cable Assembly, 72-Fiber, Dual Rated (OFNR/LSZH) | CommScope® | Propel ¦ SYSTIMAX ULL |  | Fiber trunk cable assembly
UJXQXUCT8 |  | Base Product | Ultra Low Loss (ULL) OM4 MPO8 (Pinned) to unconnectorized, Fiber Trunk Cable Assembly, 8-Fiber, Dual Rated (OFNR/LSZH) | CommScope® | Propel ¦ SYSTIMAX ULL |  | Fiber trunk cable assembly
URGQXUCF8 |  | Base Product | Ultra Low Loss (ULL) Singlemode MPO8 (Pinned) to unconnectorized, Fiber Array Cable Assembly, 8-Fiber, Dual Rated (OFNR/LSZH) | CommScope® | Propel ¦ SYSTIMAX ULL |  | Fiber array cable assembly
U3XQPQXTK |  | Base Product | Ultra Low Loss (ULL) OM4 MPO8 (Non-Pinned) to MPO8 (Pinned), Fiber Trunk Cable Assembly, 72-Fiber, LZSH B2ca | CommScope® | Propel ¦ SYSTIMAX ULL |  | Fiber trunk cable assembly
UJGQPUCTR |  | Base Product | Ultra Low Loss (ULL) Singlemode MPO8 (Non-Pinned) to unconnectorized, Fiber Trunk Cable Assembly, 16-Fiber, Dual Rated (OFNR/LSZH) | CommScope® | Propel ¦ SYSTIMAX ULL |  | Fiber trunk cable assembly
U3GQXQXTH |  | Base Product | Ultra Low Loss (ULL) Singlemode MPO8 (Pinned) to MPO8 (Pinned), Fiber Trunk Cable Assembly, 48-Fiber, LZSH B2ca | CommScope® | Propel ¦ SYSTIMAX ULL |  | Fiber trunk cable assembly
UJVQXUCTR |  | Base Product | Ultra Low Loss (ULL) OM5 MPO8 (Pinned) to unconnectorized, Fiber Trunk Cable Assembly, 16-Fiber, Dual Rated (OFNR/LSZH) | CommScope® | Propel ¦ SYSTIMAX ULL |  | Fiber trunk cable assembly
UJVQPQXTL |  | Base Product | Ultra Low Loss (ULL) OM5 MPO8 (Non-Pinned) to MPO8 (Pinned), Fiber Trunk Cable Assembly, 96-Fiber, Dual Rated (OFNR/LSZH) | CommScope® | Propel ¦ SYSTIMAX ULL |  | Fiber trunk cable assembly
UJXQXUCTF |  | Base Product | Ultra Low Loss (ULL) OM4 MPO8 (Pinned) to unconnectorized, Fiber Trunk Cable Assembly, 24-Fiber, Dual Rated (OFNR/LSZH) | CommScope® | Propel ¦ SYSTIMAX ULL |  | Fiber trunk cable assembly
UGGQXUCTN |  | Base Product | Ultra Low Loss (ULL) Singlemode MPO8 (Pinned) to unconnectorized, Fiber Trunk Cable Assembly, 192-Fiber, Plenum | CommScope® | Propel ¦ SYSTIMAX ULL |  | Fiber trunk cable assembly
UGXQPUCTM |  | Base Product | Ultra Low Loss (ULL) OM4 MPO8 (Non-Pinned) to unconnectorized, Fiber Trunk Cable Assembly, 144-Fiber, Plenum | CommScope® | Propel ¦ SYSTIMAX ULL |  | Fiber trunk cable assembly
U3XQPQXTL |  | Base Product | Ultra Low Loss (ULL) OM4 MPO8 (Non-Pinned) to MPO8 (Pinned), Fiber Trunk Cable Assembly, 96-Fiber, LZSH B2ca | CommScope® | Propel ¦ SYSTIMAX ULL |  | Fiber trunk cable assembly
UJGQPUCTS |  | Base Product | Ultra Low Loss (ULL) Singlemode MPO8 (Non-Pinned) to unconnectorized, Fiber Trunk Cable Assembly, 32-Fiber, Dual Rated (OFNR/LSZH) | CommScope® | Propel ¦ SYSTIMAX ULL |  | Fiber trunk cable assembly
UGGQPQXTM |  | Base Product | Ultra Low Loss (ULL) Singlemode MPO8 (Non-Pinned) to MPO8 (Pinned), Fiber Trunk Cable Assembly, 144-Fiber, Plenum | CommScope® | Propel ¦ SYSTIMAX ULL |  | Fiber trunk cable assembly
UJVQPQXTM |  | Base Product | Ultra Low Loss (ULL) OM5 MPO8 (Non-Pinned) to MPO8 (Pinned), Fiber Trunk Cable Assembly, 144-Fiber, Dual Rated (OFNR/LSZH) | CommScope® | Propel ¦ SYSTIMAX ULL |  | Fiber trunk cable assembly
U3VQPUCTR |  | Base Product | Ultra Low Loss (ULL) OM5 MPO8 (Non-Pinned) to unconnectorized, Fiber Trunk Cable Assembly, 16-Fiber, LZSH B2ca | CommScope® | Propel ¦ SYSTIMAX ULL |  | Fiber trunk cable assembly
UJGQPUCTU |  | Base Product | Ultra Low Loss (ULL) Singlemode MPO8 (Non-Pinned) to unconnectorized, Fiber Trunk Cable Assembly, 64-Fiber, Dual Rated (OFNR/LSZH) | CommScope® | Propel ¦ SYSTIMAX ULL |  | Fiber trunk cable assembly
UGGQPQXTN |  | Base Product | Ultra Low Loss (ULL) Singlemode MPO8 (Non-Pinned) to MPO8 (Pinned), Fiber Trunk Cable Assembly, 192-Fiber, Plenum | CommScope® | Propel ¦ SYSTIMAX ULL |  | Fiber trunk cable assembly
U3GQXQXTL |  | Base Product | Ultra Low Loss (ULL) Singlemode MPO8 (Pinned) to MPO8 (Pinned), Fiber Trunk Cable Assembly, 96-Fiber, LZSH B2ca | CommScope® | Propel ¦ SYSTIMAX ULL |  | Fiber trunk cable assembly
UJVQXUCTU |  | Base Product | Ultra Low Loss (ULL) OM5 MPO8 (Pinned) to unconnectorized, Fiber Trunk Cable Assembly,64-Fiber, Dual Rated (OFNR/LSZH) | CommScope® | Propel ¦ SYSTIMAX ULL |  | Fiber trunk cable assembly
UJVQPQXTN |  | Base Product | Ultra Low Loss (ULL) OM5 MPO8 (Non-Pinned) to MPO8 (Pinned), Fiber Trunk Cable Assembly, 192-Fiber, Dual Rated (OFNR/LSZH) | CommScope® | Propel ¦ SYSTIMAX ULL |  | Fiber trunk cable assembly
U3XQPQXTN |  | Base Product | Ultra Low Loss (ULL) OM4 MPO8 (Non-Pinned) to MPO8 (Pinned), Fiber Trunk Cable Assembly, 192-Fiber, LZSH B2ca | CommScope® | Propel ¦ SYSTIMAX ULL |  | Fiber trunk cable assembly
U3VQPUCTS |  | Base Product | Ultra Low Loss (ULL) OM5 MPO8 (Non-Pinned) to unconnectorized, Fiber Trunk Cable Assembly, 32-Fiber, LZSH B2ca | CommScope® | Propel ¦ SYSTIMAX ULL |  | Fiber trunk cable assembly
URVQPQXF8 |  | Base Product | Ultra Low Loss (ULL) OM5 MPO8 (Non-Pinned) to MPO8 (Pinned), Fiber Array Cable Assembly, 8-Fiber, Dual Rated (OFNR/LSZH) | CommScope® | Propel ¦ SYSTIMAX ULL |  | Fiber array cable assembly
UGGQPQXTR |  | Base Product | Ultra Low Loss (ULL) Singlemode MPO8 (Non-Pinned) to MPO8 (Pinned), Fiber Trunk Cable Assembly, 16-Fiber, Plenum | CommScope® | Propel ¦ SYSTIMAX ULL |  | Fiber trunk cable assembly
UGXQPUCTR |  | Base Product | Ultra Low Loss (ULL) OM4 MPO8 (Non-Pinned) to unconnectorized, Fiber Trunk Cable Assembly, 16-Fiber, Plenum | CommScope® | Propel ¦ SYSTIMAX ULL |  | Fiber trunk cable assembly
UGVQXUCTK |  | Base Product | Ultra Low Loss (ULL) OM5 MPO8 (Pinned) to unconnectorized, Fiber Trunk Cable Assembly, 72-Fiber, Plenum | CommScope® | Propel ¦ SYSTIMAX ULL |  | Fiber trunk cable assembly
UJXQPQXT8 |  | Base Product | Ultra Low Loss (ULL) OM4 MPO8 (Non-Pinned) to MPO8 (Pinned), Fiber Trunk Cable Assembly, 8-Fiber, Dual Rated (OFNR/LSZH) | CommScope® | Propel ¦ SYSTIMAX ULL |  | Fiber trunk cable assembly
UJXQXUCTL |  | Base Product | Ultra Low Loss (ULL) OM4 MPO8 (Pinned) to unconnectorized, Fiber Trunk Cable Assembly, 96-Fiber, Dual Rated (OFNR/LSZH) | CommScope® | Propel ¦ SYSTIMAX ULL |  | Fiber trunk cable assembly
U3XQPQXTR |  | Base Product | Ultra Low Loss (ULL) OM4 MPO8 (Non-Pinned) to MPO8 (Pinned), Fiber Trunk Cable Assembly, 16-Fiber, LZSH B2ca | CommScope® | Propel ¦ SYSTIMAX ULL |  | Fiber trunk cable assembly
U3VQPUCTU |  | Base Product | Ultra Low Loss (ULL) OM5 MPO8 (Non-Pinned) to unconnectorized, Fiber Trunk Cable Assembly, 64-Fiber, LZSH B2ca | CommScope® | Propel ¦ SYSTIMAX ULL |  | Fiber trunk cable assembly
URVQPUCF8 |  | Base Product | Ultra Low Loss (ULL) OM5 MPO8 (Non-Pinned) to unconnectorized, Fiber Array Cable Assembly, 8-Fiber, Dual Rated (OFNR/LSZH) | CommScope® | Propel ¦ SYSTIMAX ULL |  | Fiber array cable assembly
UGXQPUCTS |  | Base Product | Ultra Low Loss (ULL) OM4 MPO8 (Non-Pinned) to unconnectorized, Fiber Trunk Cable Assembly, 32-Fiber, Plenum | CommScope® | Propel ¦ SYSTIMAX ULL |  | Fiber trunk cable assembly
UJGQXQXTF |  | Base Product | Ultra Low Loss (ULL) Singlemode MPO8 (Pinned) to MPO8 (Pinned), Fiber Trunk Cable Assembly, 24-Fiber, Dual Rated (OFNR/LSZH) | CommScope® | Propel ¦ SYSTIMAX ULL |  | Fiber trunk cable assembly
UJXQXUCTM |  | Base Product | Ultra Low Loss (ULL) OM4 MPO8 (Pinned) to unconnectorized, Fiber Trunk Cable Assembly, 144-Fiber, Dual Rated (OFNR/LSZH) | CommScope® | Propel ¦ SYSTIMAX ULL |  | Fiber trunk cable assembly
UGVQPQXT8 |  | Base Product | Ultra Low Loss (ULL) OM5 MPO8 (Non-Pinned) to MPO8 (Pinned), Fiber Trunk Cable Assembly, 8-Fiber, Plenum | CommScope® | Propel ¦ SYSTIMAX ULL |  | Fiber trunk cable assembly
U3VQXQXT8 |  | Base Product | Ultra Low Loss (ULL) OM5 MPO8 (Pinned) to MPO8 (Pinned), Fiber Trunk Cable Assembly, 8-Fiber, LZSH B2ca | CommScope® | Propel ¦ SYSTIMAX ULL |  | Fiber trunk cable assembly
UJXQPQXTH |  | Base Product | Ultra Low Loss (ULL) OM4 MPO8 (Non-Pinned) to MPO8 (Pinned), Fiber Trunk Cable Assembly, 48-Fiber, Dual Rated (OFNR/LSZH) | CommScope® | Propel ¦ SYSTIMAX ULL |  | Fiber trunk cable assembly
U3XQPQXTU |  | Base Product | Ultra Low Loss (ULL) OM4 MPO8 (Non-Pinned) to MPO8 (Pinned), Fiber Trunk Cable Assembly, 64-Fiber, LZSH B2ca | CommScope® | Propel ¦ SYSTIMAX ULL |  | Fiber trunk cable assembly
U3GQXQXTS |  | Base Product | Ultra Low Loss (ULL) Singlemode MPO8 (Pinned) to MPO8 (Pinned), Fiber Trunk Cable Assembly,32-Fiber, LZSH B2ca | CommScope® | Propel ¦ SYSTIMAX ULL |  | Fiber trunk cable assembly
UJGQXQXTK |  | Base Product | Ultra Low Loss (ULL) Singlemode MPO8 (Pinned) to MPO8 (Pinned), Fiber Trunk Cable Assembly, 72-Fiber, Dual Rated (OFNR/LSZH) | CommScope® | Propel ¦ SYSTIMAX ULL |  | Fiber trunk cable assembly
UGVQXUCTN |  | Base Product | Ultra Low Loss (ULL) OM5 MPO8 (Pinned) to unconnectorized, Fiber Trunk Cable Assembly, 192-Fiber, Plenum | CommScope® | Propel ¦ SYSTIMAX ULL |  | Fiber trunk cable assembly
U3XQPUCT8 |  | Base Product | Ultra Low Loss (ULL) OM4 MPO8 (Non-Pinned) to unconnectorized, Fiber Trunk Cable Assembly, 8-Fiber, LZSH B2ca | CommScope® | Propel ¦ SYSTIMAX ULL |  | Fiber trunk cable assembly
U3VQXQXTH |  | Base Product | Ultra Low Loss (ULL) OM5 MPO8 (Pinned) to MPO8 (Pinned), Fiber Trunk Cable Assembly, 48-Fiber, LZSH B2ca | CommScope® | Propel ¦ SYSTIMAX ULL |  | Fiber trunk cable assembly
URVQXUCF8 |  | Base Product | Ultra Low Loss (ULL) OM5 MPO8 (Pinned) to unconnectorized, Fiber Patch Cord, 8-Fiber, Dual Rated (OFNR/LSZH) | CommScope® | Propel ¦ SYSTIMAX ULL |  | Fiber array cable assembly
UJVQPUCT8 |  | Base Product | Ultra Low Loss (ULL) OM5 MPO8 (Non-Pinned) to unconnectorized, Fiber Trunk Cable Assembly, 8-Fiber, Dual Rated (OFNR/LSZH) | CommScope® | Propel ¦ SYSTIMAX ULL |  | Fiber trunk cable assembly
URXQPQPF8 |  | Base Product | Ultra Low Loss (ULL) OM4 MPO8 (Non-Pinned) to MPO8 (Non-Pinned), Fiber Array Cable Assembly, 8-Fiber, Dual Rated (OFNR/LSZH) | CommScope® | Propel ¦ SYSTIMAX ULL |  | Fiber array cable assembly
U3GQXQXTU |  | Base Product | Ultra Low Loss (ULL) Singlemode MPO8 (Pinned) to MPO8 (Pinned), Fiber Trunk Cable Assembly, 64-Fiber, LZSH B2ca | CommScope® | Propel ¦ SYSTIMAX ULL |  | Fiber trunk cable assembly
UJXQPQXTL |  | Base Product | Ultra Low Loss (ULL) OM4 MPO8 (Non-Pinned) to MPO8 (Pinned), Fiber Trunk Cable Assembly, 96-Fiber, Dual Rated (OFNR/LSZH) | CommScope® | Propel ¦ SYSTIMAX ULL |  | Fiber trunk cable assembly
U3VQXQXTK |  | Base Product | Ultra Low Loss (ULL) OM5 MPO8 (Pinned) to MPO8 (Pinned), Fiber Trunk Cable Assembly, 72-Fiber, LZSH B2ca | CommScope® | Propel ¦ SYSTIMAX ULL |  | Fiber trunk cable assembly
UGXQXQXTH |  | Base Product | Ultra Low Loss (ULL) OM4 MPO8 (Pinned) to MPO8 (Pinned), Fiber Trunk Cable Assembly, 48-Fiber, Plenum | CommScope® | Propel ¦ SYSTIMAX ULL |  | Fiber trunk cable assembly
UJVQPUCTF |  | Base Product | Ultra Low Loss (ULL) OM5 MPO8 (Non-Pinned) to unconnectorized, Fiber Trunk Cable Assembly, 24-Fiber, Dual Rated (OFNR/LSZH) | CommScope® | Propel ¦ SYSTIMAX ULL |  | Fiber trunk cable assembly
U3GQXUCT8 |  | Base Product | Ultra Low Loss (ULL) Singlemode MPO8 (Pinned) to unconnectorized, Fiber Trunk Cable Assembly, 8-Fiber, LZSH B2ca | CommScope® | Propel ¦ SYSTIMAX ULL |  | Fiber trunk cable assembly
URXQPQXF8 |  | Base Product | Ultra Low Loss (ULL) OM4 MPO8 (Non-Pinned) to MPO8 (Pinned), Fiber Array Cable Assembly, 8-Fiber, Dual Rated (OFNR/LSZH) | CommScope® | Propel ¦ SYSTIMAX ULL |  | Fiber array cable assembly
U3XQPUCTH |  | Base Product | Ultra Low Loss (ULL) OM4 MPO8 (Non-Pinned) to unconnectorized, Fiber Trunk Cable Assembly, 48-Fiber, LZSH B2ca | CommScope® | Propel ¦ SYSTIMAX ULL |  | Fiber trunk cable assembly
UGVQPQXTL |  | Base Product | Ultra Low Loss (ULL) OM5 MPO8 (Non-Pinned) to MPO8 (Pinned), Fiber Trunk Cable Assembly, 96-Fiber, Plenum | CommScope® | Propel ¦ SYSTIMAX ULL |  | Fiber trunk cable assembly
U3GQXUCTF |  | Base Product | Ultra Low Loss (ULL) Singlemode MPO8 (Pinned) to unconnectorized, Fiber Trunk Cable Assembly, 24-Fiber, LZSH B2ca | CommScope® | Propel ¦ SYSTIMAX ULL |  | Fiber trunk cable assembly
UJVQPUCTH |  | Base Product | Ultra Low Loss (ULL) OM5 MPO8 (Non-Pinned) to unconnectorized, Fiber Trunk Cable Assembly, 48-Fiber, Dual Rated (OFNR/LSZH) | CommScope® | Propel ¦ SYSTIMAX ULL |  | Fiber trunk cable assembly
UJVQPUCTK |  | Base Product | Ultra Low Loss (ULL) OM5 MPO8 (Non-Pinned) to unconnectorized, Fiber Trunk Cable Assembly, 72-Fiber, Dual Rated (OFNR/LSZH) | CommScope® | Propel ¦ SYSTIMAX ULL |  | Fiber trunk cable assembly
UQGQPLUF8 |  | Base Product | Ultra Low Loss (ULL) Singlemode MPO8 (Non-Pinned) to LC/UPC Uniboot, Fiber Array Cable Assembly, 8-Fiber, Plenum | CommScope® | Propel ¦ SYSTIMAX ULL |  | Fiber array cable assembly
U3GQXUCTH |  | Base Product | Ultra Low Loss (ULL) Singlemode MPO8 (Pinned) to unconnectorized, Fiber Trunk Cable Assembly, 48-Fiber, LZSH B2ca | CommScope® | Propel ¦ SYSTIMAX ULL |  | Fiber trunk cable assembly
URXQXLUF8 |  | Base Product | Ultra Low Loss (ULL) OM4 MPO8 (Pinned) to LC/UPC Uniboot, Fiber Array Cable Assembly, 8-Fiber, Dual Rated (OFNR/LSZH) | CommScope® | Propel ¦ SYSTIMAX ULL |  | Fiber array cable assembly
UJVQPUCTL |  | Base Product | Ultra Low Loss (ULL) OM5 MPO8 (Non-Pinned) to unconnectorized, Fiber Trunk Cable Assembly, 96-Fiber, Dual Rated (OFNR/LSZH) | CommScope® | Propel ¦ SYSTIMAX ULL |  | Fiber trunk cable assembly
UGXQXQXTM |  | Base Product | Ultra Low Loss (ULL) OM4 MPO8 (Pinned) to MPO8 (Pinned), Fiber Trunk Cable Assembly, 144-Fiber, Plenum | CommScope® | Propel ¦ SYSTIMAX ULL |  | Fiber trunk cable assembly
UJXQPQXTS |  | Base Product | Ultra Low Loss (ULL) OM4 MPO8 (Non-Pinned) to MPO8 (Pinned), Fiber Trunk Cable Assembly, 32-Fiber, Dual Rated (OFNR/LSZH) | CommScope® | Propel ¦ SYSTIMAX ULL |  | Fiber trunk cable assembly
UGXQXQXTN |  | Base Product | Ultra Low Loss (ULL) OM4 MPO8 (Pinned) to MPO8 (Pinned), Fiber Trunk Cable Assembly, 192-Fiber, Plenum | CommScope® | Propel ¦ SYSTIMAX ULL |  | Fiber trunk cable assembly
UJXQPQXTU |  | Base Product | Ultra Low Loss (ULL) OM4 MPO8 (Non-Pinned) to MPO8 (Pinned), Fiber Trunk Cable Assembly, 64-Fiber, Dual Rated (OFNR/LSZH) | CommScope® | Propel ¦ SYSTIMAX ULL |  | Fiber trunk cable assembly
UJVQPUCTN |  | Base Product | Ultra Low Loss (ULL) OM5 MPO8 (Non-Pinned) to unconnectorized, Fiber Trunk Cable Assembly, 192-Fiber, Dual Rated (OFNR/LSZH) | CommScope® | Propel ¦ SYSTIMAX ULL |  | Fiber trunk cable assembly
U3XQPUCTN |  | Base Product | Ultra Low Loss (ULL) OM4 MPO8 (Non-Pinned) to unconnectorized, Fiber Trunk Cable Assembly, 192-Fiber, LZSH B2ca | CommScope® | Propel ¦ SYSTIMAX ULL |  | Fiber trunk cable assembly
UGXQXQXTR |  | Base Product | Ultra Low Loss (ULL) OM4 MPO8 (Pinned) to MPO8 (Pinned), Fiber Trunk Cable Assembly, 16-Fiber, Plenum | CommScope® | Propel ¦ SYSTIMAX ULL |  | Fiber trunk cable assembly
UGXQXQXTU |  | Base Product | Ultra Low Loss (ULL) OM4 MPO8 (Pinned) to MPO8 (Pinned), Fiber Trunk Cable Assembly,64-Fiber, Plenum | CommScope® | Propel ¦ SYSTIMAX ULL |  | Fiber trunk cable assembly
UJG2XMES3 |  | Base Product | Ultra Low Loss (ULL) Singlemode MPO24 (pinned) to MPO12 (Unpinned) Pre-terminated Trunk Cable, 2880-Fiber, 12-fiber Rollable Ribbon Central Tube, Low Smoke Zero Halogen (LSZH)/Riser | CommScope® | SYSTIMAX ULL |  | Fiber trunk cable assembly
FSXLCLCW6 |  | Base Product | LazrSPEED® 550 LC/UPC to LC/UPC, Distribution Cable, 6-Fiber, Plenum | CommScope® | SYSTIMAX InstaPATCH® 360 |  | Fiber distribution cable assembly
UKXQZUCTR |  | Base Product | Ultra Low Loss (ULL) OM4 MPO8 APC (pinned) to Unconnectorized Fiber Trunk Cable Assembly, 16-Fiber, Armored Indoor Dual Rated (OFNR/LSZH) | CommScope® | Propel ¦ SYSTIMAX ULL |  | Fiber trunk cable assembly
UKVMXMXCH |  | Base Product | Ultra Low Loss (ULL) OM5 MPO12 UPC (pinned) to MPO12 UPC (pinned) Fiber Trunk Cable Assembly, 48-Fiber, Armored Indoor Dual Rated (OFNR/LSZH) | CommScope® | Propel ¦ SYSTIMAX ULL |  | Fiber trunk cable assembly
UKXQZUCTS |  | Base Product | Ultra Low Loss (ULL) OM4 MPO8 APC (pinned) to Unconnectorized Fiber Trunk Cable Assembly, 32-Fiber, Armored Indoor Dual Rated (OFNR/LSZH) | CommScope® | Propel ¦ SYSTIMAX ULL |  | Fiber trunk cable assembly
UHVMXMXCP |  | Base Product | Ultra Low Loss (ULL) OM5 MPO12 UPC (pinned) to MPO12 UPC (pinned) Fiber Trunk Cable Assembly, 12-Fiber, Armored Indoor Plenum | CommScope® | Propel ¦ SYSTIMAX ULL |  | Fiber trunk cable assembly
UHXRZRZ8S |  | Base Product | Ultra Low Loss (ULL) OM4 MPO16 APC (pinned) to MPO16 APC (pinned), Fiber Trunk Cable Assembly, 32-Fiber, Armored Indoor Plenum | CommScope® | Propel ¦ SYSTIMAX ULL |  | Fiber trunk cable assembly
UKXRZRZ8H |  | Base Product | Ultra Low Loss (ULL) OM4 MPO16 APC (pinned) to MPO16 APC (pinned), Fiber Trunk Cable Assembly, 48-Fiber, Armored Indoor Dual Rated (OFNR/LSZH) | CommScope® | Propel ¦ SYSTIMAX ULL |  | Fiber trunk cable assembly
UHVMXUCCD |  | Base Product | Ultra Low Loss (ULL) OM5 MPO12 UPC (pinned) to Unconnectorized Fiber Trunk Cable Assembly, 12-Fiber, Armored Indoor Plenum | CommScope® | Propel ¦ SYSTIMAX ULL |  | Fiber trunk cable assembly
UHXRZRZ8U |  | Base Product | Ultra Low Loss (ULL) OM4 MPO16 APC (pinned) to MPO16 APC (pinned), Fiber Trunk Cable Assembly, 64-Fiber, Armored Indoor Plenum | CommScope® | Propel ¦ SYSTIMAX ULL |  | Fiber trunk cable assembly
UKVMXMXCM |  | Base Product | Ultra Low Loss (ULL) OM5 MPO12 UPC (pinned) to MPO12 UPC (pinned) Fiber Trunk Cable Assembly, 144-Fiber, Armored Indoor Dual Rated (OFNR/LSZH) | CommScope® | Propel ¦ SYSTIMAX ULL |  | Fiber trunk cable assembly
UKXRZRZ8M |  | Base Product | Ultra Low Loss (ULL) OM4 MPO16 APC (pinned) to MPO16 APC (pinned), Fiber Trunk Cable Assembly, 144-Fiber, Armored Indoor Dual Rated (OFNR/LSZH) | CommScope® | Propel ¦ SYSTIMAX ULL |  | Fiber trunk cable assembly
UHVMXUCCG |  | Base Product | Ultra Low Loss (ULL) OM5 MPO12 UPC (pinned) to Unconnectorized Fiber Trunk Cable Assembly, 36-Fiber, Armored Indoor Plenum | CommScope® | Propel ¦ SYSTIMAX ULL |  | Fiber trunk cable assembly
UKXRZRZ8Q |  | Base Product | Ultra Low Loss (ULL) OM4 MPO16 APC (pinned) to MPO16 APC (pinned), Fiber Trunk Cable Assembly, 128-Fiber, Armored Indoor Dual Rated (OFNR/LSZH) | CommScope® | Propel ¦ SYSTIMAX ULL |  | Fiber trunk cable assembly
UHXQXUCTM |  | Base Product | Ultra Low Loss (ULL) OM4 MPO8 UPC (pinned) to Unconnectorized Fiber Trunk Cable Assembly, 144-Fiber, Armored Indoor Plenum | CommScope® | Propel ¦ SYSTIMAX ULL |  | Fiber trunk cable assembly
UHXRZUC8M |  | Base Product | Ultra Low Loss (ULL) OM4 MPO16 APC (pinned) to Unconnectorized, Fiber Trunk Cable Assembly, 144-Fiber, Armored Indoor Plenum | CommScope® | Propel ¦ SYSTIMAX ULL |  | Fiber trunk cable assembly
UKXRZRZ8R |  | Base Product | Ultra Low Loss (ULL) OM4 MPO16 APC (pinned) to MPO16 APC (pinned), Fiber Trunk Cable Assembly, 16-Fiber, Armored Indoor Dual Rated (OFNR/LSZH) | CommScope® | Propel ¦ SYSTIMAX ULL |  | Fiber trunk cable assembly
UHXQXUCTR |  | Base Product | Ultra Low Loss (ULL) OM4 MPO8 UPC (pinned) to Unconnectorized Fiber Trunk Cable Assembly, 16-Fiber, Armored Indoor Plenum | CommScope® | Propel ¦ SYSTIMAX ULL |  | Fiber trunk cable assembly
UKXRZRZ8S |  | Base Product | Ultra Low Loss (ULL) OM4 MPO16 APC (pinned) to MPO16 APC (pinned), Fiber Trunk Cable Assembly, 32-Fiber, Armored Indoor Dual Rated (OFNR/LSZH) | CommScope® | Propel ¦ SYSTIMAX ULL |  | Fiber trunk cable assembly
UHXQXUCTS |  | Base Product | Ultra Low Loss (ULL) OM4 MPO8 UPC (pinned) to Unconnectorized Fiber Trunk Cable Assembly, 32-Fiber, Armored Indoor Plenum | CommScope® | Propel ¦ SYSTIMAX ULL |  | Fiber trunk cable assembly
ULXQZLUTL |  | Base Product | Ultra Low Loss ULL OM4 MPO8 APC pinned to LC/UPC Uniboot Ruggedized fanout Cable, 96-Fiber, Plenum, 8 fiber PmP 2.0 mm | CommScope® | Propel ¦ SYSTIMAX ULL |  | Ruggedized fanout
ULXQPLUTH |  | Base Product | Ultra Low Loss ULL OM4 MPO8 UPC non-pinned to LC/UPC Uniboot Ruggedized fanout Cable, 48-Fiber, Plenum, 8 fiber PmP 2.0 mm | CommScope® | Propel ¦ SYSTIMAX ULL |  | Ruggedized fanout
UNGQXLUTL |  | Base Product | Singlemode MPO8 APC pinned to LC/UPC Uniboot Ruggedized fanout Cable, 96-Fiber, Dual Rated (OFNR/LSZH), 8 fiber PmP 2.0 mm | CommScope® | Propel ¦ SYSTIMAX ULL |  | Ruggedized fanout
U4VQXLUTH |  | Base Product | Ultra Low Loss ULL OM5 MPO8 UPC pinned to LC/UPC Uniboot Ruggedized fanout Cable, 48-Fiber, LSZH, 8 fiber PmP 2.0 mm /B2ca | CommScope® | Propel ¦ SYSTIMAX ULL |  | Ruggedized fanout
ULGQPLUTH |  | Base Product | Singlemode MPO8 APC non-pinned to LC/UPC Uniboot Ruggedized fanout Cable, 48-Fiber, Plenum, 8 fiber PmP 2.0 mm | CommScope® | Propel ¦ SYSTIMAX ULL |  | Ruggedized fanout
UNGQXLUTR |  | Base Product | Singlemode MPO8 APC pinned to LC/UPC Uniboot Ruggedized fanout Cable, 16-Fiber, Dual Rated (OFNR/LSZH), 8 fiber PmP 2.0 mm | CommScope® | Propel ¦ SYSTIMAX ULL |  | Ruggedized fanout
UNVQZLUTR |  | Base Product | Ultra Low Loss ULL OM5 MPO8 APC pinned to LC/UPC Uniboot Ruggedized fanout Cable, 16-Fiber, Dual Rated (OFNR/LSZH), 8 fiber PmP 2.0 mm | CommScope® | Propel ¦ SYSTIMAX ULL |  | Ruggedized fanout
ULXQZLUTM |  | Base Product | Ultra Low Loss ULL OM4 MPO8 APC pinned to LC/UPC Uniboot Ruggedized fanout Cable, 144-Fiber, Plenum, 8 fiber PmP 2.0 mm | CommScope® | Propel ¦ SYSTIMAX ULL |  | Ruggedized fanout
ULVQXLUTU |  | Base Product | Ultra Low Loss ULL OM5 MPO8 UPC pinned to LC/UPC Uniboot Ruggedized fanout Cable, 64-Fiber, Plenum, 8 fiber PmP 2.0 mm | CommScope® | Propel ¦ SYSTIMAX ULL |  | Ruggedized fanout
U4VQXLUTK |  | Base Product | Ultra Low Loss ULL OM5 MPO8 UPC pinned to LC/UPC Uniboot Ruggedized fanout Cable, 72-Fiber, LSZH, 8 fiber PmP 2.0 mm /B2ca | CommScope® | Propel ¦ SYSTIMAX ULL |  | Ruggedized fanout
ULXQZLUTN |  | Base Product | Ultra Low Loss ULL OM4 MPO8 APC pinned to LC/UPC Uniboot Ruggedized fanout Cable, 192-Fiber, Plenum, 8 fiber PmP 2.0 mm | CommScope® | Propel ¦ SYSTIMAX ULL |  | Ruggedized fanout
ULXQPLUTL |  | Base Product | Ultra Low Loss ULL OM4 MPO8 UPC non-pinned to LC/UPC Uniboot Ruggedized fanout Cable, 96-Fiber, Plenum, 8 fiber PmP 2.0 mm | CommScope® | Propel ¦ SYSTIMAX ULL |  | Ruggedized fanout
U4XQZLUTH |  | Base Product | Ultra Low Loss ULL OM4 MPO8 APC pinned to LC/UPC Uniboot Ruggedized fanout Cable, 48-Fiber, LSZH, 8 fiber PmP 2.0 mm /B2ca | CommScope® | Propel ¦ SYSTIMAX ULL |  | Ruggedized fanout
ULGQPLUTL |  | Base Product | Singlemode MPO8 APC non-pinned to LC/UPC Uniboot Ruggedized fanout Cable, 96-Fiber, Plenum, 8 fiber PmP 2.0 mm | CommScope® | Propel ¦ SYSTIMAX ULL |  | Ruggedized fanout
ULXQZLUTR |  | Base Product | Ultra Low Loss ULL OM4 MPO8 APC pinned to LC/UPC Uniboot Ruggedized fanout Cable, 16-Fiber, Plenum, 8 fiber PmP 2.0 mm | CommScope® | Propel ¦ SYSTIMAX ULL |  | Ruggedized fanout
UNVQZLUTU |  | Base Product | Ultra Low Loss ULL OM5 MPO8 APC pinned to LC/UPC Uniboot Ruggedized fanout Cable, 64-Fiber, Dual Rated (OFNR/LSZH), 8 fiber PmP 2.0 mm | CommScope® | Propel ¦ SYSTIMAX ULL |  | Ruggedized fanout
ULVQZLUT8 |  | Base Product | Ultra Low Loss ULL OM5 MPO8 APC pinned to LC/UPC Uniboot Ruggedized fanout Cable, 8-Fiber, Plenum, 8 fiber PmP 2.0 mm | CommScope® | Propel ¦ SYSTIMAX ULL |  | Ruggedized fanout
ULXQZLUTS |  | Base Product | Ultra Low Loss ULL OM4 MPO8 APC pinned to LC/UPC Uniboot Ruggedized fanout Cable, 32-Fiber, Plenum, 8 fiber PmP 2.0 mm | CommScope® | Propel ¦ SYSTIMAX ULL |  | Ruggedized fanout
U4GQPLUT8 |  | Base Product | Singlemode MPO8 APC non-pinned to LC/UPC Uniboot Ruggedized fanout Cable, 8-Fiber, LSZH, 8 fiber PmP 2.0 mm /B2ca | CommScope® | Propel ¦ SYSTIMAX ULL |  | Ruggedized fanout
U4XQZLUTK |  | Base Product | Ultra Low Loss ULL OM4 MPO8 APC pinned to LC/UPC Uniboot Ruggedized fanout Cable, 72-Fiber, LSZH, 8 fiber PmP 2.0 mm /B2ca | CommScope® | Propel ¦ SYSTIMAX ULL |  | Ruggedized fanout
ULVQPLUT8 |  | Base Product | Ultra Low Loss ULL OM5 MPO8 UPC non-pinned to LC/UPC Uniboot Ruggedized fanout Cable, 8-Fiber, Plenum, 8 fiber PmP 2.0 mm | CommScope® | Propel ¦ SYSTIMAX ULL |  | Ruggedized fanout
ULXQZLUTU |  | Base Product | Ultra Low Loss ULL OM4 MPO8 APC pinned to LC/UPC Uniboot Ruggedized fanout Cable, 64-Fiber, Plenum, 8 fiber PmP 2.0 mm | CommScope® | Propel ¦ SYSTIMAX ULL |  | Ruggedized fanout
ULVQZLUTF |  | Base Product | Ultra Low Loss ULL OM5 MPO8 APC pinned to LC/UPC Uniboot Ruggedized fanout Cable, 24-Fiber, Plenum, 8 fiber PmP 2.0 mm | CommScope® | Propel ¦ SYSTIMAX ULL |  | Ruggedized fanout
U4XQPLUTF |  | Base Product | Ultra Low Loss ULL OM4 MPO8 UPC non-pinned to LC/UPC Uniboot Ruggedized fanout Cable, 24-Fiber, LSZH, 8 fiber PmP 2.0 mm /B2ca | CommScope® | Propel ¦ SYSTIMAX ULL |  | Ruggedized fanout
ULGQPLUTM |  | Base Product | Singlemode MPO8 APC non-pinned to LC/UPC Uniboot Ruggedized fanout Cable, 144-Fiber, Plenum, 8 fiber PmP 2.0 mm | CommScope® | Propel ¦ SYSTIMAX ULL |  | Ruggedized fanout
U4VQXLUTN |  | Base Product | Ultra Low Loss ULL OM5 MPO8 UPC pinned to LC/UPC Uniboot Ruggedized fanout Cable, 192-Fiber, LSZH, 8 fiber PmP 2.0 mm /B2ca | CommScope® | Propel ¦ SYSTIMAX ULL |  | Ruggedized fanout
U4XQZLUTL |  | Base Product | Ultra Low Loss ULL OM4 MPO8 APC pinned to LC/UPC Uniboot Ruggedized fanout Cable, 96-Fiber, LSZH, 8 fiber PmP 2.0 mm /B2ca | CommScope® | Propel ¦ SYSTIMAX ULL |  | Ruggedized fanout
U4XQPLUTH |  | Base Product | Ultra Low Loss ULL OM4 MPO8 UPC non-pinned to LC/UPC Uniboot Ruggedized fanout Cable, 48-Fiber, LSZH, 8 fiber PmP 2.0 mm /B2ca | CommScope® | Propel ¦ SYSTIMAX ULL |  | Ruggedized fanout
U4GQPLUTF |  | Base Product | Singlemode MPO8 APC non-pinned to LC/UPC Uniboot Ruggedized fanout Cable, 24-Fiber, LSZH, 8 fiber PmP 2.0 mm /B2ca | CommScope® | Propel ¦ SYSTIMAX ULL |  | Ruggedized fanout
ULXQPLUTM |  | Base Product | Ultra Low Loss ULL OM4 MPO8 UPC non-pinned to LC/UPC Uniboot Ruggedized fanout Cable, 144-Fiber, Plenum, 8 fiber PmP 2.0 mm | CommScope® | Propel ¦ SYSTIMAX ULL |  | Ruggedized fanout
ULVQZLUTH |  | Base Product | Ultra Low Loss ULL OM5 MPO8 APC pinned to LC/UPC Uniboot Ruggedized fanout Cable, 48-Fiber, Plenum, 8 fiber PmP 2.0 mm | CommScope® | Propel ¦ SYSTIMAX ULL |  | Ruggedized fanout
ULGQPLUTN |  | Base Product | Singlemode MPO8 APC non-pinned to LC/UPC Uniboot Ruggedized fanout Cable, 192-Fiber, Plenum, 8 fiber PmP 2.0 mm | CommScope® | Propel ¦ SYSTIMAX ULL |  | Ruggedized fanout
UNXQPLUTH |  | Base Product | Ultra Low Loss ULL OM4 MPO8 UPC non-pinned to LC/UPC Uniboot Ruggedized fanout Cable, 48-Fiber, Dual Rated (OFNR/LSZH), 8 fiber PmP 2.0 mm | CommScope® | Propel ¦ SYSTIMAX ULL |  | Ruggedized fanout
U4VQXLUTS |  | Base Product | Ultra Low Loss ULL OM5 MPO8 UPC pinned to LC/UPC Uniboot Ruggedized fanout Cable, 32-Fiber, LSZH, 8 fiber PmP 2.0 mm /B2ca | CommScope® | Propel ¦ SYSTIMAX ULL |  | Ruggedized fanout
ULVQPLUTH |  | Base Product | Ultra Low Loss ULL OM5 MPO8 UPC non-pinned to LC/UPC Uniboot Ruggedized fanout Cable, 48-Fiber, Plenum, 8 fiber PmP 2.0 mm | CommScope® | Propel ¦ SYSTIMAX ULL |  | Ruggedized fanout
ULXQPLUTN |  | Base Product | Ultra Low Loss ULL OM4 MPO8 UPC non-pinned to LC/UPC Uniboot Ruggedized fanout Cable, 192-Fiber, Plenum, 8 fiber PmP 2.0 mm | CommScope® | Propel ¦ SYSTIMAX ULL |  | Ruggedized fanout
UNXQPLUTK |  | Base Product | Ultra Low Loss ULL OM4 MPO8 UPC non-pinned to LC/UPC Uniboot Ruggedized fanout Cable, 72-Fiber, Dual Rated (OFNR/LSZH), 8 fiber PmP 2.0 mm | CommScope® | Propel ¦ SYSTIMAX ULL |  | Ruggedized fanout
ULXQPLUTR |  | Base Product | Ultra Low Loss ULL OM4 MPO8 UPC non-pinned to LC/UPC Uniboot Ruggedized fanout Cable, 16-Fiber, Plenum, 8 fiber PmP 2.0 mm | CommScope® | Propel ¦ SYSTIMAX ULL |  | Ruggedized fanout
U4VQXLUTU |  | Base Product | Ultra Low Loss ULL OM5 MPO8 UPC pinned to LC/UPC Uniboot Ruggedized fanout Cable, 64-Fiber, LSZH, 8 fiber PmP 2.0 mm /B2ca | CommScope® | Propel ¦ SYSTIMAX ULL |  | Ruggedized fanout
ULGQPLUTR |  | Base Product | Singlemode MPO8 APC non-pinned to LC/UPC Uniboot Ruggedized fanout Cable, 16-Fiber, Plenum, 8 fiber PmP 2.0 mm | CommScope® | Propel ¦ SYSTIMAX ULL |  | Ruggedized fanout
ULXQPLUTS |  | Base Product | Ultra Low Loss ULL OM4 MPO8 UPC non-pinned to LC/UPC Uniboot Ruggedized fanout Cable, 32-Fiber, Plenum, 8 fiber PmP 2.0 mm | CommScope® | Propel ¦ SYSTIMAX ULL |  | Ruggedized fanout
UNVQPLUTR |  | Base Product | Ultra Low Loss ULL OM5 MPO8 UPC non-pinned to LC/UPC Uniboot Ruggedized fanout Cable, 16-Fiber, Dual Rated (OFNR/LSZH), 8 fiber PmP 2.0 mm | CommScope® | Propel ¦ SYSTIMAX ULL |  | Ruggedized fanout
U4GQPLUTL |  | Base Product | Singlemode MPO8 APC non-pinned to LC/UPC Uniboot Ruggedized fanout Cable, 96-Fiber, LSZH, 8 fiber PmP 2.0 mm /B2ca | CommScope® | Propel ¦ SYSTIMAX ULL |  | Ruggedized fanout
ULXQPLUTU |  | Base Product | Ultra Low Loss ULL OM4 MPO8 UPC non-pinned to LC/UPC Uniboot Ruggedized fanout Cable, 64-Fiber, Plenum, 8 fiber PmP 2.0 mm | CommScope® | Propel ¦ SYSTIMAX ULL |  | Ruggedized fanout
U4XQZLUTN |  | Base Product | Ultra Low Loss ULL OM4 MPO8 APC pinned to LC/UPC Uniboot Ruggedized fanout Cable, 192-Fiber, LSZH, 8 fiber PmP 2.0 mm /B2ca | CommScope® | Propel ¦ SYSTIMAX ULL |  | Ruggedized fanout
U4VQPLUT8 |  | Base Product | Ultra Low Loss ULL OM5 MPO8 UPC non-pinned to LC/UPC Uniboot Ruggedized fanout Cable, 8-Fiber, LSZH, 8 fiber PmP 2.0 mm /B2ca | CommScope® | Propel ¦ SYSTIMAX ULL |  | Ruggedized fanout
ULVQPLUTM |  | Base Product | Ultra Low Loss ULL OM5 MPO8 UPC non-pinned to LC/UPC Uniboot Ruggedized fanout Cable, 144-Fiber, Plenum, 8 fiber PmP 2.0 mm | CommScope® | Propel ¦ SYSTIMAX ULL |  | Ruggedized fanout
ULGQPLUTU |  | Base Product | Singlemode MPO8 APC non-pinned to LC/UPC Uniboot Ruggedized fanout Cable, 64-Fiber, Plenum, 8 fiber PmP 2.0 mm | CommScope® | Propel ¦ SYSTIMAX ULL |  | Ruggedized fanout
U4VQZLUTH |  | Base Product | Ultra Low Loss ULL OM5 MPO8 APC pinned to LC/UPC Uniboot Ruggedized fanout Cable, 48-Fiber, LSZH, 8 fiber PmP 2.0 mm /B2ca | CommScope® | Propel ¦ SYSTIMAX ULL |  | Ruggedized fanout
UNVQPLUTS |  | Base Product | Ultra Low Loss ULL OM5 MPO8 UPC non-pinned to LC/UPC Uniboot Ruggedized fanout Cable, 32-Fiber, Dual Rated (OFNR/LSZH), 8 fiber PmP 2.0 mm | CommScope® | Propel ¦ SYSTIMAX ULL |  | Ruggedized fanout
U4VQPLUTF |  | Base Product | Ultra Low Loss ULL OM5 MPO8 UPC non-pinned to LC/UPC Uniboot Ruggedized fanout Cable, 8-Fiber, LSZH, 8 fiber PmP 2.0 mm /B2ca | CommScope® | Propel ¦ SYSTIMAX ULL |  | Ruggedized fanout
U4VQZLUTK |  | Base Product | Ultra Low Loss ULL OM5 MPO8 APC pinned to LC/UPC Uniboot Ruggedized fanout Cable, 72-Fiber, LSZH, 8 fiber PmP 2.0 mm /B2ca | CommScope® | Propel ¦ SYSTIMAX ULL |  | Ruggedized fanout
U4GQPLUTN |  | Base Product | Singlemode MPO8 APC non-pinned to LC/UPC Uniboot Ruggedized fanout Cable, 192-Fiber, LSZH, 8 fiber PmP 2.0 mm /B2ca | CommScope® | Propel ¦ SYSTIMAX ULL |  | Ruggedized fanout
ULVQZLUTS |  | Base Product | Ultra Low Loss ULL OM5 MPO8 APC pinned to LC/UPC Uniboot Ruggedized fanout Cable, 32-Fiber, Plenum, 8 fiber PmP 2.0 mm | CommScope® | Propel ¦ SYSTIMAX ULL |  | Ruggedized fanout
ULXQVLUTF |  | Base Product | Ultra Low Loss ULL OM4 MPO8 APC non-pinned to LC/UPC Uniboot Ruggedized fanout Cable, 24-Fiber, Plenum, 8 fiber PmP 2.0 mm | CommScope® | Propel ¦ SYSTIMAX ULL |  | Ruggedized fanout
U4XQZLUTS |  | Base Product | Ultra Low Loss ULL OM4 MPO8 APC pinned to LC/UPC Uniboot Ruggedized fanout Cable, 32-Fiber, LSZH, 8 fiber PmP 2.0 mm /B2ca | CommScope® | Propel ¦ SYSTIMAX ULL |  | Ruggedized fanout
UNVQPLUTU |  | Base Product | Ultra Low Loss ULL OM5 MPO8 UPC non-pinned to LC/UPC Uniboot Ruggedized fanout Cable, 64-Fiber, Dual Rated (OFNR/LSZH), 8 fiber PmP 2.0 mm | CommScope® | Propel ¦ SYSTIMAX ULL |  | Ruggedized fanout
UNXQVLUT8 |  | Base Product | Ultra Low Loss ULL OM4 MPO8 APC non-pinned to LC/UPC Uniboot Ruggedized fanout Cable, 8-Fiber, Dual Rated (OFNR/LSZH), 8 fiber PmP 2.0 mm | CommScope® | Propel ¦ SYSTIMAX ULL |  | Ruggedized fanout
ULVQPLUTR |  | Base Product | Ultra Low Loss ULL OM5 MPO8 UPC non-pinned to LC/UPC Uniboot Ruggedized fanout Cable, 16-Fiber, Plenum, 8 fiber PmP 2.0 mm | CommScope® | Propel ¦ SYSTIMAX ULL |  | Ruggedized fanout
ULVQZLUTU |  | Base Product | Ultra Low Loss ULL OM5 MPO8 APC pinned to LC/UPC Uniboot Ruggedized fanout Cable, 64-Fiber, Plenum, 8 fiber PmP 2.0 mm | CommScope® | Propel ¦ SYSTIMAX ULL |  | Ruggedized fanout
ULGQXLUTF |  | Base Product | Singlemode MPO8 APC pinned to LC/UPC Uniboot Ruggedized fanout Cable, 24-Fiber, Plenum, 8 fiber PmP 2.0 mm | CommScope® | Propel ¦ SYSTIMAX ULL |  | Ruggedized fanout
U4XQZLUTU |  | Base Product | Ultra Low Loss ULL OM4 MPO8 APC pinned to LC/UPC Uniboot Ruggedized fanout Cable, 64-Fiber, LSZH, 8 fiber PmP 2.0 mm /B2ca | CommScope® | Propel ¦ SYSTIMAX ULL |  | Ruggedized fanout
UNXQVLUTF |  | Base Product | Ultra Low Loss ULL OM4 MPO8 APC non-pinned to LC/UPC Uniboot Ruggedized fanout Cable, 24-Fiber, Dual Rated (OFNR/LSZH), 8 fiber PmP 2.0 mm | CommScope® | Propel ¦ SYSTIMAX ULL |  | Ruggedized fanout
U4VQPLUTK |  | Base Product | Ultra Low Loss ULL OM5 MPO8 UPC non-pinned to LC/UPC Uniboot Ruggedized fanout Cable, 8-Fiber, LSZH, 8 fiber PmP 2.0 mm /B2ca | CommScope® | Propel ¦ SYSTIMAX ULL |  | Ruggedized fanout
U4VQZLUTM |  | Base Product | Ultra Low Loss ULL OM5 MPO8 APC pinned to LC/UPC Uniboot Ruggedized fanout Cable, 144-Fiber, LSZH, 8 fiber PmP 2.0 mm /B2ca | CommScope® | Propel ¦ SYSTIMAX ULL |  | Ruggedized fanout
U4GQPLUTS |  | Base Product | Singlemode MPO8 APC non-pinned to LC/UPC Uniboot Ruggedized fanout Cable, 32-Fiber, LSZH, 8 fiber PmP 2.0 mm /B2ca | CommScope® | Propel ¦ SYSTIMAX ULL |  | Ruggedized fanout
UNVQVLUT8 |  | Base Product | Ultra Low Loss ULL OM5 MPO8 APC non-pinned to LC/UPC Uniboot Ruggedized fanout Cable, 8-Fiber, Dual Rated (OFNR/LSZH), 8 fiber PmP 2.0 mm | CommScope® | Propel ¦ SYSTIMAX ULL |  | Ruggedized fanout
U4XQVLUT8 |  | Base Product | Ultra Low Loss ULL OM4 MPO8 APC non-pinned to LC/UPC Uniboot Ruggedized fanout Cable, 8-Fiber, LSZH, 8 fiber PmP 2.0 mm /B2ca | CommScope® | Propel ¦ SYSTIMAX ULL |  | Ruggedized fanout
U4VQZLUTN |  | Base Product | Ultra Low Loss ULL OM5 MPO8 APC pinned to LC/UPC Uniboot Ruggedized fanout Cable, 192-Fiber, LSZH, 8 fiber PmP 2.0 mm /B2ca | CommScope® | Propel ¦ SYSTIMAX ULL |  | Ruggedized fanout
U4VQPLUTL |  | Base Product | Ultra Low Loss ULL OM5 MPO8 UPC non-pinned to LC/UPC Uniboot Ruggedized fanout Cable, 8-Fiber, LSZH, 8 fiber PmP 2.0 mm /B2ca | CommScope® | Propel ¦ SYSTIMAX ULL |  | Ruggedized fanout
UNXQVLUTH |  | Base Product | Ultra Low Loss ULL OM4 MPO8 APC non-pinned to LC/UPC Uniboot Ruggedized fanout Cable, 48-Fiber, Dual Rated (OFNR/LSZH), 8 fiber PmP 2.0 mm | CommScope® | Propel ¦ SYSTIMAX ULL |  | Ruggedized fanout
ULVQVLUT8 |  | Base Product | Ultra Low Loss ULL OM5 MPO8 APC non-pinned to LC/UPC Uniboot Ruggedized fanout Cable, 8-Fiber, Plenum, 8 fiber PmP 2.0 mm | CommScope® | Propel ¦ SYSTIMAX ULL |  | Ruggedized fanout
U4VQPLUTM |  | Base Product | Ultra Low Loss ULL OM5 MPO8 UPC non-pinned to LC/UPC Uniboot Ruggedized fanout Cable, 8-Fiber, LSZH, 8 fiber PmP 2.0 mm /B2ca | CommScope® | Propel ¦ SYSTIMAX ULL |  | Ruggedized fanout
UNVQVLUTH |  | Base Product | Ultra Low Loss ULL OM5 MPO8 APC non-pinned to LC/UPC Uniboot Ruggedized fanout Cable, 48-Fiber, Dual Rated (OFNR/LSZH), 8 fiber PmP 2.0 mm | CommScope® | Propel ¦ SYSTIMAX ULL |  | Ruggedized fanout
U4GQXLUT8 |  | Base Product | Singlemode MPO8 APC pinned to LC/UPC Uniboot Ruggedized fanout Cable, 8-Fiber, LSZH, 8 fiber PmP 2.0 mm /B2ca | CommScope® | Propel ¦ SYSTIMAX ULL |  | Ruggedized fanout
ULXQVLUTM |  | Base Product | Ultra Low Loss ULL OM4 MPO8 APC non-pinned to LC/UPC Uniboot Ruggedized fanout Cable, 144-Fiber, Plenum, 8 fiber PmP 2.0 mm | CommScope® | Propel ¦ SYSTIMAX ULL |  | Ruggedized fanout
U4VQPLUTR |  | Base Product | Ultra Low Loss ULL OM5 MPO8 UPC non-pinned to LC/UPC Uniboot Ruggedized fanout Cable, 8-Fiber, LSZH, 8 fiber PmP 2.0 mm /B2ca | CommScope® | Propel ¦ SYSTIMAX ULL |  | Ruggedized fanout
U4XQVLUTK |  | Base Product | Ultra Low Loss ULL OM4 MPO8 APC non-pinned to LC/UPC Uniboot Ruggedized fanout Cable, 72-Fiber, LSZH, 8 fiber PmP 2.0 mm /B2ca | CommScope® | Propel ¦ SYSTIMAX ULL |  | Ruggedized fanout
ULVQVLUTH |  | Base Product | Ultra Low Loss ULL OM5 MPO8 APC non-pinned to LC/UPC Uniboot Ruggedized fanout Cable, 48-Fiber, Plenum, 8 fiber PmP 2.0 mm | CommScope® | Propel ¦ SYSTIMAX ULL |  | Ruggedized fanout
U4VQZLUTU |  | Base Product | Ultra Low Loss ULL OM5 MPO8 APC pinned to LC/UPC Uniboot Ruggedized fanout Cable, 64-Fiber, LSZH, 8 fiber PmP 2.0 mm /B2ca | CommScope® | Propel ¦ SYSTIMAX ULL |  | Ruggedized fanout
UNXQVLUTK |  | Base Product | Ultra Low Loss ULL OM4 MPO8 APC non-pinned to LC/UPC Uniboot Ruggedized fanout Cable, 72-Fiber, Dual Rated (OFNR/LSZH), 8 fiber PmP 2.0 mm | CommScope® | Propel ¦ SYSTIMAX ULL |  | Ruggedized fanout
ULVQVLUTK |  | Base Product | Ultra Low Loss ULL OM5 MPO8 APC non-pinned to LC/UPC Uniboot Ruggedized fanout Cable, 72-Fiber, Plenum, 8 fiber PmP 2.0 mm | CommScope® | Propel ¦ SYSTIMAX ULL |  | Ruggedized fanout
UNVQVLUTR |  | Base Product | Ultra Low Loss ULL OM5 MPO8 APC non-pinned to LC/UPC Uniboot Ruggedized fanout Cable, 16-Fiber, Dual Rated (OFNR/LSZH), 8 fiber PmP 2.0 mm | CommScope® | Propel ¦ SYSTIMAX ULL |  | Ruggedized fanout
U4XQVLUTM |  | Base Product | Ultra Low Loss ULL OM4 MPO8 APC non-pinned to LC/UPC Uniboot Ruggedized fanout Cable, 144-Fiber, LSZH, 8 fiber PmP 2.0 mm /B2ca | CommScope® | Propel ¦ SYSTIMAX ULL |  | Ruggedized fanout
U4VQPLUTU |  | Base Product | Ultra Low Loss ULL OM5 MPO8 UPC non-pinned to LC/UPC Uniboot Ruggedized fanout Cable, 8-Fiber, LSZH, 8 fiber PmP 2.0 mm /B2ca | CommScope® | Propel ¦ SYSTIMAX ULL |  | Ruggedized fanout
U4GQXLUTM |  | Base Product | Singlemode MPO8 APC pinned to LC/UPC Uniboot Ruggedized fanout Cable, 144-Fiber, LSZH, 8 fiber PmP 2.0 mm /B2ca | CommScope® | Propel ¦ SYSTIMAX ULL |  | Ruggedized fanout
UNXQVLUTR |  | Base Product | Ultra Low Loss ULL OM4 MPO8 APC non-pinned to LC/UPC Uniboot Ruggedized fanout Cable, 16-Fiber, Dual Rated (OFNR/LSZH), 8 fiber PmP 2.0 mm | CommScope® | Propel ¦ SYSTIMAX ULL |  | Ruggedized fanout
U4GQXLUTN |  | Base Product | Singlemode MPO8 APC pinned to LC/UPC Uniboot Ruggedized fanout Cable, 192-Fiber, LSZH, 8 fiber PmP 2.0 mm /B2ca | CommScope® | Propel ¦ SYSTIMAX ULL |  | Ruggedized fanout
UNGQPLUT8 |  | Base Product | Singlemode MPO8 APC non-pinned to LC/UPC Uniboot Ruggedized fanout Cable, 8-Fiber, Dual Rated (OFNR/LSZH), 8 fiber PmP 2.0 mm | CommScope® | Propel ¦ SYSTIMAX ULL |  | Ruggedized fanout
UNVQXLUT8 |  | Base Product | Ultra Low Loss ULL OM5 MPO8 UPC pinned to LC/UPC Uniboot Ruggedized fanout Cable, 8-Fiber, Dual Rated (OFNR/LSZH), 8 fiber PmP 2.0 mm | CommScope® | Propel ¦ SYSTIMAX ULL |  | Ruggedized fanout
U4XQVLUTS |  | Base Product | Ultra Low Loss ULL OM4 MPO8 APC non-pinned to LC/UPC Uniboot Ruggedized fanout Cable, 32-Fiber, LSZH, 8 fiber PmP 2.0 mm /B2ca | CommScope® | Propel ¦ SYSTIMAX ULL |  | Ruggedized fanout
UNGQPLUTF |  | Base Product | Singlemode MPO8 APC non-pinned to LC/UPC Uniboot Ruggedized fanout Cable, 24-Fiber, Dual Rated (OFNR/LSZH), 8 fiber PmP 2.0 mm | CommScope® | Propel ¦ SYSTIMAX ULL |  | Ruggedized fanout
U4GQXLUTR |  | Base Product | Singlemode MPO8 APC pinned to LC/UPC Uniboot Ruggedized fanout Cable, 16-Fiber, LSZH, 8 fiber PmP 2.0 mm /B2ca | CommScope® | Propel ¦ SYSTIMAX ULL |  | Ruggedized fanout
UNVQXLUTF |  | Base Product | Ultra Low Loss ULL OM5 MPO8 UPC pinned to LC/UPC Uniboot Ruggedized fanout Cable, 24-Fiber, Dual Rated (OFNR/LSZH), 8 fiber PmP 2.0 mm | CommScope® | Propel ¦ SYSTIMAX ULL |  | Ruggedized fanout
ULXQXLUTF |  | Base Product | Ultra Low Loss ULL OM4 MPO8 UPC pinned to LC/UPC Uniboot Ruggedized fanout Cable, 24-Fiber, Plenum, 8 fiber PmP 2.0 mm | CommScope® | Propel ¦ SYSTIMAX ULL |  | Ruggedized fanout
U4XQVLUTU |  | Base Product | Ultra Low Loss ULL OM4 MPO8 APC non-pinned to LC/UPC Uniboot Ruggedized fanout Cable, 64-Fiber, LSZH, 8 fiber PmP 2.0 mm /B2ca | CommScope® | Propel ¦ SYSTIMAX ULL |  | Ruggedized fanout
UNXQVLUTU |  | Base Product | Ultra Low Loss ULL OM4 MPO8 APC non-pinned to LC/UPC Uniboot Ruggedized fanout Cable, 64-Fiber, Dual Rated (OFNR/LSZH), 8 fiber PmP 2.0 mm | CommScope® | Propel ¦ SYSTIMAX ULL |  | Ruggedized fanout
U4GQXLUTS |  | Base Product | Singlemode MPO8 APC pinned to LC/UPC Uniboot Ruggedized fanout Cable, 32-Fiber, LSZH, 8 fiber PmP 2.0 mm /B2ca | CommScope® | Propel ¦ SYSTIMAX ULL |  | Ruggedized fanout
UNVQXLUTH |  | Base Product | Ultra Low Loss ULL OM5 MPO8 UPC pinned to LC/UPC Uniboot Ruggedized fanout Cable, 48-Fiber, Dual Rated (OFNR/LSZH), 8 fiber PmP 2.0 mm | CommScope® | Propel ¦ SYSTIMAX ULL |  | Ruggedized fanout
U4XQXLUT8 |  | Base Product | Ultra Low Loss ULL OM4 MPO8 UPC pinned to LC/UPC Uniboot Ruggedized fanout Cable, 8-Fiber, LSZH, 8 fiber PmP 2.0 mm /B2ca | CommScope® | Propel ¦ SYSTIMAX ULL |  | Ruggedized fanout
UNXQXLUT8 |  | Base Product | Ultra Low Loss ULL OM4 MPO8 UPC pinned to LC/UPC Uniboot Ruggedized fanout Cable, 8-Fiber, Dual Rated (OFNR/LSZH), 8 fiber PmP 2.0 mm | CommScope® | Propel ¦ SYSTIMAX ULL |  | Ruggedized fanout
UNGQPLUTK |  | Base Product | Singlemode MPO8 APC non-pinned to LC/UPC Uniboot Ruggedized fanout Cable, 72-Fiber, Dual Rated (OFNR/LSZH), 8 fiber PmP 2.0 mm | CommScope® | Propel ¦ SYSTIMAX ULL |  | Ruggedized fanout
U4GQXLUTU |  | Base Product | Singlemode MPO8 APC pinned to LC/UPC Uniboot Ruggedized fanout Cable, 64-Fiber, LSZH, 8 fiber PmP 2.0 mm /B2ca | CommScope® | Propel ¦ SYSTIMAX ULL |  | Ruggedized fanout
UNGQPLUTL |  | Base Product | Singlemode MPO8 APC non-pinned to LC/UPC Uniboot Ruggedized fanout Cable, 96-Fiber, Dual Rated (OFNR/LSZH), 8 fiber PmP 2.0 mm | CommScope® | Propel ¦ SYSTIMAX ULL |  | Ruggedized fanout
U4VQVLUTM |  | Base Product | Ultra Low Loss ULL OM5 MPO8 APC non-pinned to LC/UPC Uniboot Ruggedized fanout Cable, 144-Fiber, LSZH, 8 fiber PmP 2.0 mm /B2ca | CommScope® | Propel ¦ SYSTIMAX ULL |  | Ruggedized fanout
U4XQXLUTH |  | Base Product | Ultra Low Loss ULL OM4 MPO8 UPC pinned to LC/UPC Uniboot Ruggedized fanout Cable, 48-Fiber, LSZH, 8 fiber PmP 2.0 mm /B2ca | CommScope® | Propel ¦ SYSTIMAX ULL |  | Ruggedized fanout
ULVQXLUT8 |  | Base Product | Ultra Low Loss ULL OM5 MPO8 UPC pinned to LC/UPC Uniboot Ruggedized fanout Cable, 8-Fiber, Plenum, 8 fiber PmP 2.0 mm | CommScope® | Propel ¦ SYSTIMAX ULL |  | Ruggedized fanout
ULGQXLUTS |  | Base Product | Singlemode MPO8 APC pinned to LC/UPC Uniboot Ruggedized fanout Cable, 32-Fiber, Plenum, 8 fiber PmP 2.0 mm | CommScope® | Propel ¦ SYSTIMAX ULL |  | Ruggedized fanout
ULXQXLUTL |  | Base Product | Ultra Low Loss ULL OM4 MPO8 UPC pinned to LC/UPC Uniboot Ruggedized fanout Cable, 96-Fiber, Plenum, 8 fiber PmP 2.0 mm | CommScope® | Propel ¦ SYSTIMAX ULL |  | Ruggedized fanout
UNGQPLUTR |  | Base Product | Singlemode MPO8 APC non-pinned to LC/UPC Uniboot Ruggedized fanout Cable, 16-Fiber, Dual Rated (OFNR/LSZH), 8 fiber PmP 2.0 mm | CommScope® | Propel ¦ SYSTIMAX ULL |  | Ruggedized fanout
U4VQVLUTN |  | Base Product | Ultra Low Loss ULL OM5 MPO8 APC non-pinned to LC/UPC Uniboot Ruggedized fanout Cable, 192-Fiber, LSZH, 8 fiber PmP 2.0 mm /B2ca | CommScope® | Propel ¦ SYSTIMAX ULL |  | Ruggedized fanout
UNGQPLUTS |  | Base Product | Singlemode MPO8 APC non-pinned to LC/UPC Uniboot Ruggedized fanout Cable, 32-Fiber, Dual Rated (OFNR/LSZH), 8 fiber PmP 2.0 mm | CommScope® | Propel ¦ SYSTIMAX ULL |  | Ruggedized fanout
ULVQXLUTH |  | Base Product | Ultra Low Loss ULL OM5 MPO8 UPC pinned to LC/UPC Uniboot Ruggedized fanout Cable, 48-Fiber, Plenum, 8 fiber PmP 2.0 mm | CommScope® | Propel ¦ SYSTIMAX ULL |  | Ruggedized fanout
U4XQXLUTL |  | Base Product | Ultra Low Loss ULL OM4 MPO8 UPC pinned to LC/UPC Uniboot Ruggedized fanout Cable, 96-Fiber, LSZH, 8 fiber PmP 2.0 mm /B2ca | CommScope® | Propel ¦ SYSTIMAX ULL |  | Ruggedized fanout
UNGQXLUT8 |  | Base Product | Singlemode MPO8 APC pinned to LC/UPC Uniboot Ruggedized fanout Cable, 8-Fiber, Dual Rated (OFNR/LSZH), 8 fiber PmP 2.0 mm | CommScope® | Propel ¦ SYSTIMAX ULL |  | Ruggedized fanout
UNVQZLUT8 |  | Base Product | Ultra Low Loss ULL OM5 MPO8 APC pinned to LC/UPC Uniboot Ruggedized fanout Cable, 8-Fiber, Dual Rated (OFNR/LSZH), 8 fiber PmP 2.0 mm | CommScope® | Propel ¦ SYSTIMAX ULL |  | Ruggedized fanout
ULXQXLUTM |  | Base Product | Ultra Low Loss ULL OM4 MPO8 UPC pinned to LC/UPC Uniboot Ruggedized fanout Cable, 144-Fiber, Plenum, 8 fiber PmP 2.0 mm | CommScope® | Propel ¦ SYSTIMAX ULL |  | Ruggedized fanout
U4VQVLUTU |  | Base Product | Ultra Low Loss ULL OM5 MPO8 APC non-pinned to LC/UPC Uniboot Ruggedized fanout Cable, 64-Fiber, LSZH, 8 fiber PmP 2.0 mm /B2ca | CommScope® | Propel ¦ SYSTIMAX ULL |  | Ruggedized fanout
UNVQZLUTF |  | Base Product | Ultra Low Loss ULL OM5 MPO8 APC pinned to LC/UPC Uniboot Ruggedized fanout Cable, 24-Fiber, Dual Rated (OFNR/LSZH), 8 fiber PmP 2.0 mm | CommScope® | Propel ¦ SYSTIMAX ULL |  | Ruggedized fanout
ULXQXLUTN |  | Base Product | Ultra Low Loss ULL OM4 MPO8 UPC pinned to LC/UPC Uniboot Ruggedized fanout Cable, 192-Fiber, Plenum, 8 fiber PmP 2.0 mm | CommScope® | Propel ¦ SYSTIMAX ULL |  | Ruggedized fanout
U4VQXLUT8 |  | Base Product | Ultra Low Loss ULL OM5 MPO8 UPC pinned to LC/UPC Uniboot Ruggedized fanout Cable, 8-Fiber, LSZH, 8 fiber PmP 2.0 mm /B2ca | CommScope® | Propel ¦ SYSTIMAX ULL |  | Ruggedized fanout
U4XQXLUTR |  | Base Product | Ultra Low Loss ULL OM4 MPO8 UPC pinned to LC/UPC Uniboot Ruggedized fanout Cable, 16-Fiber, LSZH, 8 fiber PmP 2.0 mm /B2ca | CommScope® | Propel ¦ SYSTIMAX ULL |  | Ruggedized fanout
ULVQXLUTM |  | Base Product | Ultra Low Loss ULL OM5 MPO8 UPC pinned to LC/UPC Uniboot Ruggedized fanout Cable, 144-Fiber, Plenum, 8 fiber PmP 2.0 mm | CommScope® | Propel ¦ SYSTIMAX ULL |  | Ruggedized fanout
ULXQXLUTR |  | Base Product | Ultra Low Loss ULL OM4 MPO8 UPC pinned to LC/UPC Uniboot Ruggedized fanout Cable, 16-Fiber, Plenum, 8 fiber PmP 2.0 mm | CommScope® | Propel ¦ SYSTIMAX ULL |  | Ruggedized fanout
UNXQXLUTR |  | Base Product | Ultra Low Loss ULL OM4 MPO8 UPC pinned to LC/UPC Uniboot Ruggedized fanout Cable,16-Fiber, Dual Rated (OFNR/LSZH), 8 fiber PmP 2.0 mm | CommScope® | Propel ¦ SYSTIMAX ULL |  | Ruggedized fanout
ULXQXLUTS |  | Base Product | Ultra Low Loss ULL OM4 MPO8 UPC pinned to LC/UPC Uniboot Ruggedized fanout Cable, 32-Fiber, Plenum, 8 fiber PmP 2.0 mm | CommScope® | Propel ¦ SYSTIMAX ULL |  | Ruggedized fanout
U3GRWUC3N |  | Base Product | Ultra Low Loss (ULL) Singlemode G.657.A2 MPO16 (Non-Pinned) Push Pull to Unconnectorized, Fiber Trunk Cable Assembly, 192-Fiber, LSZH B2ca | CommScope® | Propel |  | Fiber trunk cable assembly
U3GRWUC3P |  | Base Product | Ultra Low Loss (ULL) Singlemode G.657.A2 MPO16 (Non-Pinned) Push Pull to Unconnectorized, Fiber Trunk Cable Assembly, 288-Fiber, LSZH B2ca | CommScope® | Propel |  | Fiber trunk cable assembly
U3GRWUC3W |  | Base Product | Ultra Low Loss (ULL) Singlemode G.657.A2 MPO16 (Non-Pinned) Push Pull to Unconnectorized, Fiber Trunk Cable Assembly, 576-Fiber, LSZH B2ca | CommScope® | Propel |  | Fiber trunk cable assembly
U3GRYUC3H |  | Base Product | Ultra Low Loss (ULL) Singlemode G.657.A2 MPO16 (Pinned) Push Pull to Unconnectorized, Fiber Trunk Cable Assembly, 48-Fiber, LSZH B2ca | CommScope® | Propel |  | Fiber trunk cable assembly
U3GRYUC3U |  | Base Product | Ultra Low Loss (ULL) Singlemode G.657.A2 MPO16 (Pinned) Push Pull to Unconnectorized, Fiber Trunk Cable Assembly, 64-Fiber, LSZH B2ca | CommScope® | Propel |  | Fiber trunk cable assembly
U3GRYUC3L |  | Base Product | Ultra Low Loss (ULL) Singlemode G.657.A2 MPO16 (Pinned) Push Pull to Unconnectorized, Fiber Trunk Cable Assembly, 96-Fiber, LSZH B2ca | CommScope® | Propel |  | Fiber trunk cable assembly
U3GRYUC3Q |  | Base Product | Ultra Low Loss (ULL) Singlemode G.657.A2 MPO16 (Pinned) Push Pull to Unconnectorized, Fiber Trunk Cable Assembly, 128-Fiber, LSZH B2ca | CommScope® | Propel |  | Fiber trunk cable assembly
U3GRYUC3P |  | Base Product | Ultra Low Loss (ULL) Singlemode G.657.A2 MPO16 (Pinned) Push Pull to Unconnectorized, Fiber Trunk Cable Assembly, 288-Fiber, LSZH B2ca | CommScope® | Propel |  | Fiber trunk cable assembly
U3GRYUC3W |  | Base Product | Ultra Low Loss (ULL) Singlemode G.657.A2 MPO16 (Pinned) Push Pull to Unconnectorized, Fiber Trunk Cable Assembly, 576-Fiber, LSZH B2ca | CommScope® | Propel |  | Fiber trunk cable assembly
UGGRWRW3R |  | Base Product | Ultra Low Loss (ULL) Singlemode G.657.A2 MPO16 (Non-Pinned) Push Pull to MPO16 (Non-Pinned) Push Pull, Fiber Trunk Cable Assembly, 16-Fiber, Plenum | CommScope® | Propel |  | Fiber trunk cable assembly
UGGRWRW3S |  | Base Product | Ultra Low Loss (ULL) Singlemode G.657.A2 MPO16 (Non-Pinned) Push Pull to MPO16 (Non-Pinned) Push Pull, Fiber Trunk Cable Assembly, 32-Fiber, Plenum | CommScope® | Propel |  | Fiber trunk cable assembly
UGGRWRW3H |  | Base Product | Ultra Low Loss (ULL) Singlemode G.657.A2 MPO16 (Non-Pinned) Push Pull to MPO16 (Non-Pinned) Push Pull, Fiber Trunk Cable Assembly, 48-Fiber, Plenum | CommScope® | Propel |  | Fiber trunk cable assembly
UGGRWRW3U |  | Base Product | Ultra Low Loss (ULL) Singlemode G.657.A2 MPO16 (Non-Pinned) Push Pull to MPO16 (Non-Pinned) Push Pull, Fiber Trunk Cable Assembly, 64-Fiber, Plenum | CommScope® | Propel |  | Fiber trunk cable assembly
UGGRWRW3Q |  | Base Product | Ultra Low Loss (ULL) Singlemode G.657.A2 MPO16 (Non-Pinned) Push Pull to MPO16 (Non-Pinned) Push Pull, Fiber Trunk Cable Assembly, 128-Fiber, Plenum | CommScope® | Propel |  | Fiber trunk cable assembly
UGGRWRW3M |  | Base Product | Ultra Low Loss (ULL) Singlemode G.657.A2 MPO16 (Non-Pinned) Push Pull to MPO16 (Non-Pinned) Push Pull, Fiber Trunk Cable Assembly, 144-Fiber, Plenum | CommScope® | Propel |  | Fiber trunk cable assembly
UGGRWRW3N |  | Base Product | Ultra Low Loss (ULL) Singlemode G.657.A2 MPO16 (Non-Pinned) Push Pull to MPO16 (Non-Pinned) Push Pull, Fiber Trunk Cable Assembly, 192-Fiber, Plenum | CommScope® | Propel |  | Fiber trunk cable assembly
UGGRWRW3W |  | Base Product | Ultra Low Loss (ULL) Singlemode G.657.A2 MPO16 (Non-Pinned) Push Pull to MPO16 (Non-Pinned) Push Pull, Fiber Trunk Cable Assembly, 576-Fiber, Plenum | CommScope® | Propel |  | Fiber trunk cable assembly
UGGRYRY3R |  | Base Product | Ultra Low Loss (ULL) Singlemode G.657.A2 MPO16 (Pinned) Push Pull to MPO16 (Pinned) Push Pull, Fiber Trunk Cable Assembly, 16-Fiber, Plenum | CommScope® | Propel |  | Fiber trunk cable assembly
UGGRYRY3H |  | Base Product | Ultra Low Loss (ULL) Singlemode G.657.A2 MPO16 (Pinned) Push Pull to MPO16 (Pinned) Push Pull, Fiber Trunk Cable Assembly, 48-Fiber, Plenum | CommScope® | Propel |  | Fiber trunk cable assembly
UGGRYRY3U |  | Base Product | Ultra Low Loss (ULL) Singlemode G.657.A2 MPO16 (Pinned) Push Pull to MPO16 (Pinned) Push Pull, Fiber Trunk Cable Assembly, 64-Fiber, Plenum | CommScope® | Propel |  | Fiber trunk cable assembly
UGGRWRY3L |  | Base Product | Ultra Low Loss (ULL) Singlemode G.657.A2 MPO16 (Non-Pinned) Push Pull to MPO16 (Pinned) Push Pull, Fiber Trunk Cable Assembly, 96-Fiber, Plenum | CommScope® | Propel |  | Fiber trunk cable assembly
UGGRWRY3Q |  | Base Product | Ultra Low Loss (ULL) Singlemode G.657.A2 MPO16 (Non-Pinned) Push Pull to MPO16 (Pinned) Push Pull, Fiber Trunk Cable Assembly, 128-Fiber, Plenum | CommScope® | Propel |  | Fiber trunk cable assembly
UGGRWUC3H |  | Base Product | Ultra Low Loss (ULL) Singlemode G.657.A2 MPO16 (Non-Pinned) Push Pull to Unconnectorized, Fiber Trunk Cable Assembly, 48-Fiber, Plenum | CommScope® | Propel |  | Fiber trunk cable assembly
UGGRWUC3L |  | Base Product | Ultra Low Loss (ULL) Singlemode G.657.A2 MPO16 (Non-Pinned) Push Pull to Unconnectorized, Fiber Trunk Cable Assembly, 96-Fiber, Plenum | CommScope® | Propel |  | Fiber trunk cable assembly
UGGRWUC3Q |  | Base Product | Ultra Low Loss (ULL) Singlemode G.657.A2 MPO16 (Non-Pinned) Push Pull to Unconnectorized, Fiber Trunk Cable Assembly, 128-Fiber, Plenum | CommScope® | Propel |  | Fiber trunk cable assembly
UGGRWUC3M |  | Base Product | Ultra Low Loss (ULL) Singlemode G.657.A2 MPO16 (Non-Pinned) Push Pull to Unconnectorized, Fiber Trunk Cable Assembly, 144-Fiber, Plenum | CommScope® | Propel |  | Fiber trunk cable assembly
UGGRYUC3R |  | Base Product | Ultra Low Loss (ULL) Singlemode G.657.A2 MPO16 (Pinned) Push Pull to Unconnectorized, Fiber Trunk Cable Assembly, 16-Fiber, Plenum | CommScope® | Propel |  | Fiber trunk cable assembly
UGGRYUC3S |  | Base Product | Ultra Low Loss (ULL) Singlemode G.657.A2 MPO16 (Pinned) Push Pull to Unconnectorized, Fiber Trunk Cable Assembly, 32-Fiber, Plenum | CommScope® | Propel |  | Fiber trunk cable assembly
UGGRYUC3H |  | Base Product | Ultra Low Loss (ULL) Singlemode G.657.A2 MPO16 (Pinned) Push Pull to Unconnectorized, Fiber Trunk Cable Assembly, 48-Fiber, Plenum | CommScope® | Propel |  | Fiber trunk cable assembly
UGGRYUC3L |  | Base Product | Ultra Low Loss (ULL) Singlemode G.657.A2 MPO16 (Pinned) Push Pull to Unconnectorized, Fiber Trunk Cable Assembly, 96-Fiber, Plenum | CommScope® | Propel |  | Fiber trunk cable assembly
UGGRYUC3Q |  | Base Product | Ultra Low Loss (ULL) Singlemode G.657.A2 MPO16 (Pinned) Push Pull to Unconnectorized, Fiber Trunk Cable Assembly, 128-Fiber, Plenum | CommScope® | Propel |  | Fiber trunk cable assembly
UGGRYUC3W |  | Base Product | Ultra Low Loss (ULL) Singlemode G.657.A2 MPO16 (Pinned) Push Pull to Unconnectorized, Fiber Trunk Cable Assembly, 576-Fiber, Plenum | CommScope® | Propel |  | Fiber trunk cable assembly
UJGQWQYTH |  | Base Product | Ultra Low Loss (ULL) Singlemode MPO8 (Non-Pinned) Push Pull to MPO8 (Pinned) Push Pull, Fiber Trunk Cable Assembly, 48-Fiber, Dual Rated (OFNR/LSZH) | CommScope® | Propel |  | Fiber trunk cable assembly
UJGRWRW3R |  | Base Product | Ultra Low Loss (ULL) Singlemode G.657.A2 MPO16 (Non-Pinned) Push Pull to MPO16 (Non-Pinned) Push Pull, Fiber Trunk Cable Assembly, 16-Fiber, Dual Rated (OFNR/LSZH) | CommScope® | Propel |  | Fiber trunk cable assembly
UJGRWRW3H |  | Base Product | Ultra Low Loss (ULL) Singlemode G.657.A2 MPO16 (Non-Pinned) Push Pull to MPO16 (Non-Pinned) Push Pull, Fiber Trunk Cable Assembly, 48-Fiber, Dual Rated (OFNR/LSZH) | CommScope® | Propel |  | Fiber trunk cable assembly
UJGRWRW3U |  | Base Product | Ultra Low Loss (ULL) Singlemode G.657.A2 MPO16 (Non-Pinned) Push Pull to MPO16 (Non-Pinned) Push Pull, Fiber Trunk Cable Assembly, 64-Fiber, Dual Rated (OFNR/LSZH) | CommScope® | Propel |  | Fiber trunk cable assembly
UJGRWRW3M |  | Base Product | Ultra Low Loss (ULL) Singlemode G.657.A2 MPO16 (Non-Pinned) Push Pull to MPO16 (Non-Pinned) Push Pull, Fiber Trunk Cable Assembly, 144-Fiber, Dual Rated (OFNR/LSZH) | CommScope® | Propel |  | Fiber trunk cable assembly
UJGRWRW3N |  | Base Product | Ultra Low Loss (ULL) Singlemode G.657.A2 MPO16 (Non-Pinned) Push Pull to MPO16 (Non-Pinned) Push Pull, Fiber Trunk Cable Assembly, 192-Fiber, Dual Rated (OFNR/LSZH) | CommScope® | Propel |  | Fiber trunk cable assembly
UJGRWRW3W |  | Base Product | Ultra Low Loss (ULL) Singlemode G.657.A2 MPO16 (Non-Pinned) Push Pull to MPO16 (Non-Pinned) Push Pull, Fiber Trunk Cable Assembly, 576-Fiber, Dual Rated (OFNR/LSZH) | CommScope® | Propel |  | Fiber trunk cable assembly
UJGRYRY3R |  | Base Product | Ultra Low Loss (ULL) Singlemode G.657.A2 MPO16 (Pinned) Push Pull to MPO16 (Pinned) Push Pull, Fiber Trunk Cable Assembly, 16-Fiber, Dual Rated (OFNR/LSZH) | CommScope® | Propel |  | Fiber trunk cable assembly
UJGRYRY3S |  | Base Product | Ultra Low Loss (ULL) Singlemode G.657.A2 MPO16 (Pinned) Push Pull to MPO16 (Pinned) Push Pull, Fiber Trunk Cable Assembly, 32-Fiber, Dual Rated (OFNR/LSZH) | CommScope® | Propel |  | Fiber trunk cable assembly
UJGRYRY3U |  | Base Product | Ultra Low Loss (ULL) Singlemode G.657.A2 MPO16 (Pinned) Push Pull to MPO16 (Pinned) Push Pull, Fiber Trunk Cable Assembly, 64-Fiber, Dual Rated (OFNR/LSZH) | CommScope® | Propel |  | Fiber trunk cable assembly
UJGRYRY3M |  | Base Product | Ultra Low Loss (ULL) Singlemode G.657.A2 MPO16 (Pinned) Push Pull to MPO16 (Pinned) Push Pull, Fiber Trunk Cable Assembly, 144-Fiber, Dual Rated (OFNR/LSZH) | CommScope® | Propel |  | Fiber trunk cable assembly
UJGRYRY3N |  | Base Product | Ultra Low Loss (ULL) Singlemode G.657.A2 MPO16 (Pinned) Push Pull to MPO16 (Pinned) Push Pull, Fiber Trunk Cable Assembly, 192-Fiber, Dual Rated (OFNR/LSZH) | CommScope® | Propel |  | Fiber trunk cable assembly
UJGRYRY3W |  | Base Product | Ultra Low Loss (ULL) Singlemode G.657.A2 MPO16 (Pinned) Push Pull to MPO16 (Pinned) Push Pull, Fiber Trunk Cable Assembly, 576-Fiber, Dual Rated (OFNR/LSZH) | CommScope® | Propel |  | Fiber trunk cable assembly
UJGRWRY3S |  | Base Product | Ultra Low Loss (ULL) Singlemode G.657.A2 MPO16 (Non-Pinned) Push Pull to MPO16 (Pinned) Push Pull, Fiber Trunk Cable Assembly, 32-Fiber, Dual Rated (OFNR/LSZH) | CommScope® | Propel |  | Fiber trunk cable assembly
UJGRWRY3H |  | Base Product | Ultra Low Loss (ULL) Singlemode G.657.A2 MPO16 (Non-Pinned) Push Pull to MPO16 (Pinned) Push Pull, Fiber Trunk Cable Assembly, 48-Fiber, Dual Rated (OFNR/LSZH) | CommScope® | Propel |  | Fiber trunk cable assembly
UJGRWRY3U |  | Base Product | Ultra Low Loss (ULL) Singlemode G.657.A2 MPO16 (Non-Pinned) Push Pull to MPO16 (Pinned) Push Pull, Fiber Trunk Cable Assembly, 64-Fiber, Dual Rated (OFNR/LSZH) | CommScope® | Propel |  | Fiber trunk cable assembly
UJGRWRY3L |  | Base Product | Ultra Low Loss (ULL) Singlemode G.657.A2 MPO16 (Non-Pinned) Push Pull to MPO16 (Pinned) Push Pull, Fiber Trunk Cable Assembly, 96-Fiber, Dual Rated (OFNR/LSZH) | CommScope® | Propel |  | Fiber trunk cable assembly
UJGRWRY3P |  | Base Product | Ultra Low Loss (ULL) Singlemode G.657.A2 MPO16 (Non-Pinned) Push Pull to MPO16 (Pinned) Push Pull, Fiber Trunk Cable Assembly, 288-Fiber, Dual Rated (OFNR/LSZH) | CommScope® | Propel |  | Fiber trunk cable assembly
UJGRWRY3W |  | Base Product | Ultra Low Loss (ULL) Singlemode G.657.A2 MPO16 (Non-Pinned) Push Pull to MPO16 (Pinned) Push Pull, Fiber Trunk Cable Assembly, 576-Fiber, Dual Rated (OFNR/LSZH) | CommScope® | Propel |  | Fiber trunk cable assembly
UJGRWUC3S |  | Base Product | Ultra Low Loss (ULL) Singlemode G.657.A2 MPO16 (Non-Pinned) Push Pull to Unconnectorized, Fiber Trunk Cable Assembly, 32-Fiber, Dual Rated (OFNR/LSZH) | CommScope® | Propel |  | Fiber trunk cable assembly
UJGRWUC3Q |  | Base Product | Ultra Low Loss (ULL) Singlemode G.657.A2 MPO16 (Non-Pinned) Push Pull to Unconnectorized, Fiber Trunk Cable Assembly, 128-Fiber, Dual Rated (OFNR/LSZH) | CommScope® | Propel |  | Fiber trunk cable assembly
UJGRWUC3N |  | Base Product | Ultra Low Loss (ULL) Singlemode G.657.A2 MPO16 (Non-Pinned) Push Pull to Unconnectorized, Fiber Trunk Cable Assembly, 192-Fiber, Dual Rated (OFNR/LSZH) | CommScope® | Propel |  | Fiber trunk cable assembly
UJGRWUC3P |  | Base Product | Ultra Low Loss (ULL) Singlemode G.657.A2 MPO16 (Non-Pinned) Push Pull to Unconnectorized, Fiber Trunk Cable Assembly, 288-Fiber, Dual Rated (OFNR/LSZH) | CommScope® | Propel |  | Fiber trunk cable assembly
UJGRWUC3W |  | Base Product | Ultra Low Loss (ULL) Singlemode G.657.A2 MPO16 (Non-Pinned) Push Pull to Unconnectorized, Fiber Trunk Cable Assembly, 576-Fiber, Dual Rated (OFNR/LSZH) | CommScope® | Propel |  | Fiber trunk cable assembly
UJGRYUC3R |  | Base Product | Ultra Low Loss (ULL) Singlemode G.657.A2 MPO16 (Pinned) Push Pull to Unconnectorized, Fiber Trunk Cable Assembly, 16-Fiber, Dual Rated (OFNR/LSZH) | CommScope® | Propel |  | Fiber trunk cable assembly
UJGRYUC3H |  | Base Product | Ultra Low Loss (ULL) Singlemode G.657.A2 MPO16 (Pinned) Push Pull to Unconnectorized, Fiber Trunk Cable Assembly, 48-Fiber, Dual Rated (OFNR/LSZH) | CommScope® | Propel |  | Fiber trunk cable assembly
UJGRYUC3L |  | Base Product | Ultra Low Loss (ULL) Singlemode G.657.A2 MPO16 (Pinned) Push Pull to Unconnectorized, Fiber Trunk Cable Assembly, 96-Fiber, Dual Rated (OFNR/LSZH) | CommScope® | Propel |  | Fiber trunk cable assembly
UJGRYUC3W |  | Base Product | Ultra Low Loss (ULL) Singlemode G.657.A2 MPO16 (Pinned) Push Pull to Unconnectorized, Fiber Trunk Cable Assembly, 576-Fiber, Dual Rated (OFNR/LSZH) | CommScope® | Propel |  | Fiber trunk cable assembly
A3GRWRW3N |  | Base Product | Ultra Low Loss (ULL) Singlemode G.657.A2 MPO16 (Non-Pinned) Push Pull to MPO16 (Non-Pinned) Push Pull, Fiber Trunk Cable Assembly, 192-Fiber, LSZH B2ca, Method A | CommScope® | Propel |  | Fiber trunk cable assembly
A3GRWRW3P |  | Base Product | Ultra Low Loss (ULL) Singlemode G.657.A2 MPO16 (Non-Pinned) Push Pull to MPO16 (Non-Pinned) Push Pull, Fiber Trunk Cable Assembly, 288-Fiber, LSZH B2ca, Method A | CommScope® | Propel |  | Fiber trunk cable assembly
A3GRWRW3S |  | Base Product | Ultra Low Loss (ULL) Singlemode G.657.A2 MPO16 (Non-Pinned) Push Pull to MPO16 (Non-Pinned) Push Pull, Fiber Trunk Cable Assembly, 32-Fiber, LSZH B2ca, Method A | CommScope® | Propel |  | Fiber trunk cable assembly
A3GRWRW3U |  | Base Product | Ultra Low Loss (ULL) Singlemode G.657.A2 MPO16 (Non-Pinned) Push Pull to MPO16 (Non-Pinned) Push Pull, Fiber Trunk Cable Assembly, 64-Fiber, LSZH B2ca, Method A | CommScope® | Propel |  | Fiber trunk cable assembly
A3GRWRY3H |  | Base Product | Ultra Low Loss (ULL) Singlemode G.657.A2 MPO16 (Non-Pinned) Push Pull to MPO16 (Pinned) Push Pull, Fiber Trunk Cable Assembly, 48-Fiber, LSZH B2ca, Method A | CommScope® | Propel |  | Fiber trunk cable assembly
A3GRWRY3L |  | Base Product | Ultra Low Loss (ULL) Singlemode G.657.A2 MPO16 (Non-Pinned) Push Pull to MPO16 (Pinned) Push Pull, Fiber Trunk Cable Assembly, 96-Fiber, LSZH B2ca, Method A | CommScope® | Propel |  | Fiber trunk cable assembly
A3GRWRY3M |  | Base Product | Ultra Low Loss (ULL) Singlemode G.657.A2 MPO16 (Non-Pinned) Push Pull to MPO16 (Pinned) Push Pull, Fiber Trunk Cable Assembly, 144-Fiber, LSZH B2ca, Method A | CommScope® | Propel |  | Fiber trunk cable assembly
A3GRWRY3Q |  | Base Product | Ultra Low Loss (ULL) Singlemode G.657.A2 MPO16 (Non-Pinned) Push Pull to MPO16 (Pinned) Push Pull, Fiber Trunk Cable Assembly, 128-Fiber, LSZH B2ca, Method A | CommScope® | Propel |  | Fiber trunk cable assembly
A3GRWRY3U |  | Base Product | Ultra Low Loss (ULL) Singlemode G.657.A2 MPO16 (Non-Pinned) Push Pull to MPO16 (Pinned) Push Pull, Fiber Trunk Cable Assembly, 64-Fiber, LSZH B2ca, Method A | CommScope® | Propel |  | Fiber trunk cable assembly
A3GRWRY3W |  | Base Product | Ultra Low Loss (ULL) Singlemode G.657.A2 MPO16 (Non-Pinned) Push Pull to MPO16 (Pinned) Push Pull, Fiber Trunk Cable Assembly, 576-Fiber, LSZH B2ca, Method A | CommScope® | Propel |  | Fiber trunk cable assembly
A3GRWUC3N |  | Base Product | Ultra Low Loss (ULL) Singlemode G.657.A2 MPO16 (Non-Pinned) Push Pull to Unconnectorized, Fiber Trunk Cable Assembly, 192-Fiber, LSZH B2ca, Method A | CommScope® | Propel |  | Fiber trunk cable assembly
A3GRWUC3P |  | Base Product | Ultra Low Loss (ULL) Singlemode G.657.A2 MPO16 (Non-Pinned) Push Pull to Unconnectorized, Fiber Trunk Cable Assembly, 288-Fiber, LSZH B2ca, Method A | CommScope® | Propel |  | Fiber trunk cable assembly
A3GRWUC3Q |  | Base Product | Ultra Low Loss (ULL) Singlemode G.657.A2 MPO16 (Non-Pinned) Push Pull to Unconnectorized, Fiber Trunk Cable Assembly, 128-Fiber, LSZH B2ca, Method A | CommScope® | Propel |  | Fiber trunk cable assembly
A3GRWUC3R |  | Base Product | Ultra Low Loss (ULL) Singlemode G.657.A2 MPO16 (Non-Pinned) Push Pull to Unconnectorized, Fiber Trunk Cable Assembly, 16-Fiber, LSZH B2ca, Method A | CommScope® | Propel |  | Fiber trunk cable assembly
A3GRWUC3S |  | Base Product | Ultra Low Loss (ULL) Singlemode G.657.A2 MPO16 (Non-Pinned) Push Pull to Unconnectorized, Fiber Trunk Cable Assembly, 32-Fiber, LSZH B2ca, Method A | CommScope® | Propel |  | Fiber trunk cable assembly
A3GRWUC3U |  | Base Product | Ultra Low Loss (ULL) Singlemode G.657.A2 MPO16 (Non-Pinned) Push Pull to Unconnectorized, Fiber Trunk Cable Assembly, 64-Fiber, LSZH B2ca, Method A | CommScope® | Propel |  | Fiber trunk cable assembly
A3GRYRY3M |  | Base Product | Ultra Low Loss (ULL) Singlemode G.657.A2 MPO16 (Pinned) Push Pull to MPO16 (Pinned) Push Pull, Fiber Trunk Cable Assembly, 144-Fiber, LSZH B2ca, Method A | CommScope® | Propel |  | Fiber trunk cable assembly
A3GRYRY3N |  | Base Product | Ultra Low Loss (ULL) Singlemode G.657.A2 MPO16 (Pinned) Push Pull to MPO16 (Pinned) Push Pull, Fiber Trunk Cable Assembly, 192-Fiber, LSZH B2ca, Method A | CommScope® | Propel |  | Fiber trunk cable assembly
A3GRYRY3P |  | Base Product | Ultra Low Loss (ULL) Singlemode G.657.A2 MPO16 (Pinned) Push Pull to MPO16 (Pinned) Push Pull, Fiber Trunk Cable Assembly, 288-Fiber, LSZH B2ca, Method A | CommScope® | Propel |  | Fiber trunk cable assembly
A3GRYRY3Q |  | Base Product | Ultra Low Loss (ULL) Singlemode G.657.A2 MPO16 (Pinned) Push Pull to MPO16 (Pinned) Push Pull, Fiber Trunk Cable Assembly, 128-Fiber, LSZH B2ca, Method A | CommScope® | Propel |  | Fiber trunk cable assembly
A3GRYRY3S |  | Base Product | Ultra Low Loss (ULL) Singlemode G.657.A2 MPO16 (Pinned) Push Pull to MPO16 (Pinned) Push Pull, Fiber Trunk Cable Assembly, 32-Fiber, LSZH B2ca, Method A | CommScope® | Propel |  | Fiber trunk cable assembly
A3GRYRY3U |  | Base Product | Ultra Low Loss (ULL) Singlemode G.657.A2 MPO16 (Pinned) Push Pull to MPO16 (Pinned) Push Pull, Fiber Trunk Cable Assembly, 64-Fiber, LSZH B2ca, Method A | CommScope® | Propel |  | Fiber trunk cable assembly
A3GRYUC3M |  | Base Product | Ultra Low Loss (ULL) Singlemode G.657.A2 MPO16 (Pinned) Push Pull to Unconnectorized, Fiber Trunk Cable Assembly, 144-Fiber, LSZH B2ca, Method A | CommScope® | Propel |  | Fiber trunk cable assembly
A3GRYUC3Q |  | Base Product | Ultra Low Loss (ULL) Singlemode G.657.A2 MPO16 (Pinned) Push Pull to Unconnectorized, Fiber Trunk Cable Assembly, 128-Fiber, LSZH B2ca, Method A | CommScope® | Propel |  | Fiber trunk cable assembly
A3GRYUC3R |  | Base Product | Ultra Low Loss (ULL) Singlemode G.657.A2 MPO16 (Pinned) Push Pull to Unconnectorized, Fiber Trunk Cable Assembly, 16-Fiber, LSZH B2ca, Method A | CommScope® | Propel |  | Fiber trunk cable assembly
A3GRYUC3U |  | Base Product | Ultra Low Loss (ULL) Singlemode G.657.A2 MPO16 (Pinned) Push Pull to Unconnectorized, Fiber Trunk Cable Assembly, 64-Fiber, LSZH B2ca, Method A | CommScope® | Propel |  | Fiber trunk cable assembly
A3GRYUC3W |  | Base Product | Ultra Low Loss (ULL) Singlemode G.657.A2 MPO16 (Pinned) Push Pull to Unconnectorized, Fiber Trunk Cable Assembly, 576-Fiber, LSZH B2ca, Method A | CommScope® | Propel |  | Fiber trunk cable assembly
AGGRWRW3L |  | Base Product | Ultra Low Loss (ULL) Singlemode G.657.A2 MPO16 (Non-Pinned) Push Pull to MPO16 (Non-Pinned) Push Pull, Fiber Trunk Cable Assembly, 96-Fiber, Plenum, Method A | CommScope® | Propel |  | Fiber trunk cable assembly
AGGRWRW3M |  | Base Product | Ultra Low Loss (ULL) Singlemode G.657.A2 MPO16 (Non-Pinned) Push Pull to MPO16 (Non-Pinned) Push Pull, Fiber Trunk Cable Assembly, 144-Fiber, Plenum, Method A | CommScope® | Propel |  | Fiber trunk cable assembly
AGGRWRW3N |  | Base Product | Ultra Low Loss (ULL) Singlemode G.657.A2 MPO16 (Non-Pinned) Push Pull to MPO16 (Non-Pinned) Push Pull, Fiber Trunk Cable Assembly, 192-Fiber, Plenum, Method A | CommScope® | Propel |  | Fiber trunk cable assembly
AGGRWRW3R |  | Base Product | Ultra Low Loss (ULL) Singlemode G.657.A2 MPO16 (Non-Pinned) Push Pull to MPO16 (Non-Pinned) Push Pull, Fiber Trunk Cable Assembly, 16-Fiber, Plenum, Method A | CommScope® | Propel |  | Fiber trunk cable assembly
AGGRWRW3S |  | Base Product | Ultra Low Loss (ULL) Singlemode G.657.A2 MPO16 (Non-Pinned) Push Pull to MPO16 (Non-Pinned) Push Pull, Fiber Trunk Cable Assembly, 32-Fiber, Plenum, Method A | CommScope® | Propel |  | Fiber trunk cable assembly
AGGRWRW3W |  | Base Product | Ultra Low Loss (ULL) Singlemode G.657.A2 MPO16 (Non-Pinned) Push Pull to MPO16 (Non-Pinned) Push Pull, Fiber Trunk Cable Assembly, 576-Fiber, Plenum, Method A | CommScope® | Propel |  | Fiber trunk cable assembly
AGGRWRY3H |  | Base Product | Ultra Low Loss (ULL) Singlemode G.657.A2 MPO16 (Non-Pinned) Push Pull to MPO16 (Pinned) Push Pull, Fiber Trunk Cable Assembly, 48-Fiber, Plenum, Method A | CommScope® | Propel |  | Fiber trunk cable assembly
AGGRWRY3L |  | Base Product | Ultra Low Loss (ULL) Singlemode G.657.A2 MPO16 (Non-Pinned) Push Pull to MPO16 (Pinned) Push Pull, Fiber Trunk Cable Assembly, 96-Fiber, Plenum, Method A | CommScope® | Propel |  | Fiber trunk cable assembly
AGGRWRY3M |  | Base Product | Ultra Low Loss (ULL) Singlemode G.657.A2 MPO16 (Non-Pinned) Push Pull to MPO16 (Pinned) Push Pull, Fiber Trunk Cable Assembly, 144-Fiber, Plenum, Method A | CommScope® | Propel |  | Fiber trunk cable assembly
AGGRWRY3N |  | Base Product | Ultra Low Loss (ULL) Singlemode G.657.A2 MPO16 (Non-Pinned) Push Pull to MPO16 (Pinned) Push Pull, Fiber Trunk Cable Assembly, 192-Fiber, Plenum, Method A | CommScope® | Propel |  | Fiber trunk cable assembly
AGGRWRY3P |  | Base Product | Ultra Low Loss (ULL) Singlemode G.657.A2 MPO16 (Non-Pinned) Push Pull to MPO16 (Pinned) Push Pull, Fiber Trunk Cable Assembly, 288-Fiber, Plenum, Method A | CommScope® | Propel |  | Fiber trunk cable assembly
AGGRWRY3R |  | Base Product | Ultra Low Loss (ULL) Singlemode G.657.A2 MPO16 (Non-Pinned) Push Pull to MPO16 (Pinned) Push Pull, Fiber Trunk Cable Assembly, 16-Fiber, Plenum, Method A | CommScope® | Propel |  | Fiber trunk cable assembly
AGGRWRY3W |  | Base Product | Ultra Low Loss (ULL) Singlemode G.657.A2 MPO16 (Non-Pinned) Push Pull to MPO16 (Pinned) Push Pull, Fiber Trunk Cable Assembly, 576-Fiber, Plenum, Method A | CommScope® | Propel |  | Fiber trunk cable assembly
AGGRWUC3H |  | Base Product | Ultra Low Loss (ULL) Singlemode G.657.A2 MPO16 (Non-Pinned) Push Pull to Unconnectorized, Fiber Trunk Cable Assembly, 48-Fiber, Plenum, Method A | CommScope® | Propel |  | Fiber trunk cable assembly
AGGRWUC3Q |  | Base Product | Ultra Low Loss (ULL) Singlemode G.657.A2 MPO16 (Non-Pinned) Push Pull to Unconnectorized, Fiber Trunk Cable Assembly, 128-Fiber, Plenum, Method A | CommScope® | Propel |  | Fiber trunk cable assembly
AGGRWUC3R |  | Base Product | Ultra Low Loss (ULL) Singlemode G.657.A2 MPO16 (Non-Pinned) Push Pull to Unconnectorized, Fiber Trunk Cable Assembly, 16-Fiber, Plenum, Method A | CommScope® | Propel |  | Fiber trunk cable assembly
AGGRWUC3S |  | Base Product | Ultra Low Loss (ULL) Singlemode G.657.A2 MPO16 (Non-Pinned) Push Pull to Unconnectorized, Fiber Trunk Cable Assembly, 32-Fiber, Plenum, Method A | CommScope® | Propel |  | Fiber trunk cable assembly
AGGRYRY3H |  | Base Product | Ultra Low Loss (ULL) Singlemode G.657.A2 MPO16 (Pinned) Push Pull to MPO16 (Pinned) Push Pull, Fiber Trunk Cable Assembly, 48-Fiber, Plenum, Method A | CommScope® | Propel |  | Fiber trunk cable assembly
AGGRYRY3L |  | Base Product | Ultra Low Loss (ULL) Singlemode G.657.A2 MPO16 (Pinned) Push Pull to MPO16 (Pinned) Push Pull, Fiber Trunk Cable Assembly, 96-Fiber, Plenum, Method A | CommScope® | Propel |  | Fiber trunk cable assembly
AGGRYRY3R |  | Base Product | Ultra Low Loss (ULL) Singlemode G.657.A2 MPO16 (Pinned) Push Pull to MPO16 (Pinned) Push Pull, Fiber Trunk Cable Assembly, 16-Fiber, Plenum, Method A | CommScope® | Propel |  | Fiber trunk cable assembly
AGGRYRY3U |  | Base Product | Ultra Low Loss (ULL) Singlemode G.657.A2 MPO16 (Pinned) Push Pull to MPO16 (Pinned) Push Pull, Fiber Trunk Cable Assembly, 64-Fiber, Plenum, Method A | CommScope® | Propel |  | Fiber trunk cable assembly
AGGRYUC3L |  | Base Product | Ultra Low Loss (ULL) Singlemode G.657.A2 MPO16 (Pinned) Push Pull to Unconnectorized, Fiber Trunk Cable Assembly, 96-Fiber, Plenum, Method A | CommScope® | Propel |  | Fiber trunk cable assembly
AGGRYUC3M |  | Base Product | Ultra Low Loss (ULL) Singlemode G.657.A2 MPO16 (Pinned) Push Pull to Unconnectorized, Fiber Trunk Cable Assembly, 144-Fiber, Plenum, Method A | CommScope® | Propel |  | Fiber trunk cable assembly
AGGRYUC3U |  | Base Product | Ultra Low Loss (ULL) Singlemode G.657.A2 MPO16 (Pinned) Push Pull to Unconnectorized, Fiber Trunk Cable Assembly, 64-Fiber, Plenum, Method A | CommScope® | Propel |  | Fiber trunk cable assembly
AJGRWRW3Q |  | Base Product | Ultra Low Loss (ULL) Singlemode G.657.A2 MPO16 (Non-Pinned) Push Pull to MPO16 (Non-Pinned) Push Pull, Fiber Trunk Cable Assembly, 128-Fiber, Dual Rated (OFNR/LSZH), Method A | CommScope® | Propel |  | Fiber trunk cable assembly
AJGRWRW3U |  | Base Product | Ultra Low Loss (ULL) Singlemode G.657.A2 MPO16 (Non-Pinned) Push Pull to MPO16 (Non-Pinned) Push Pull, Fiber Trunk Cable Assembly, 64-Fiber, Dual Rated (OFNR/LSZH), Method A | CommScope® | Propel |  | Fiber trunk cable assembly
AJGRWRY3N |  | Base Product | Ultra Low Loss (ULL) Singlemode G.657.A2 MPO16 (Non-Pinned) Push Pull to MPO16 (Pinned) Push Pull, Fiber Trunk Cable Assembly, 192-Fiber, Dual Rated (OFNR/LSZH), Method A | CommScope® | Propel |  | Fiber trunk cable assembly
AJGRWRY3R |  | Base Product | Ultra Low Loss (ULL) Singlemode G.657.A2 MPO16 (Non-Pinned) Push Pull to MPO16 (Pinned) Push Pull, Fiber Trunk Cable Assembly, 16-Fiber, Dual Rated (OFNR/LSZH), Method A | CommScope® | Propel |  | Fiber trunk cable assembly
AJGRWRY3S |  | Base Product | Ultra Low Loss (ULL) Singlemode G.657.A2 MPO16 (Non-Pinned) Push Pull to MPO16 (Pinned) Push Pull, Fiber Trunk Cable Assembly, 32-Fiber, Dual Rated (OFNR/LSZH), Method A | CommScope® | Propel |  | Fiber trunk cable assembly
AJGRWRY3W |  | Base Product | Ultra Low Loss (ULL) Singlemode G.657.A2 MPO16 (Non-Pinned) Push Pull to MPO16 (Pinned) Push Pull, Fiber Trunk Cable Assembly, 576-Fiber, Dual Rated (OFNR/LSZH), Method A | CommScope® | Propel |  | Fiber trunk cable assembly
AJGRWUC3H |  | Base Product | Ultra Low Loss (ULL) Singlemode G.657.A2 MPO16 (Non-Pinned) Push Pull to Unconnectorized, Fiber Trunk Cable Assembly, 48-Fiber, Dual Rated (OFNR/LSZH), Method A | CommScope® | Propel |  | Fiber trunk cable assembly
AJGRWUC3N |  | Base Product | Ultra Low Loss (ULL) Singlemode G.657.A2 MPO16 (Non-Pinned) Push Pull to Unconnectorized, Fiber Trunk Cable Assembly, 192-Fiber, Dual Rated (OFNR/LSZH), Method A | CommScope® | Propel |  | Fiber trunk cable assembly
AJGRWUC3P |  | Base Product | Ultra Low Loss (ULL) Singlemode G.657.A2 MPO16 (Non-Pinned) Push Pull to Unconnectorized, Fiber Trunk Cable Assembly, 288-Fiber, Dual Rated (OFNR/LSZH), Method A | CommScope® | Propel |  | Fiber trunk cable assembly
AJGRWUC3Q |  | Base Product | Ultra Low Loss (ULL) Singlemode G.657.A2 MPO16 (Non-Pinned) Push Pull to Unconnectorized, Fiber Trunk Cable Assembly, 128-Fiber, Dual Rated (OFNR/LSZH), Method A | CommScope® | Propel |  | Fiber trunk cable assembly
AJGRWUC3W |  | Base Product | Ultra Low Loss (ULL) Singlemode G.657.A2 MPO16 (Non-Pinned) Push Pull to Unconnectorized, Fiber Trunk Cable Assembly, 576-Fiber, Dual Rated (OFNR/LSZH), Method A | CommScope® | Propel |  | Fiber trunk cable assembly
AJGRYRY3S |  | Base Product | Ultra Low Loss (ULL) Singlemode G.657.A2 MPO16 (Pinned) Push Pull to MPO16 (Pinned) Push Pull, Fiber Trunk Cable Assembly, 32-Fiber, Dual Rated (OFNR/LSZH), Method A | CommScope® | Propel |  | Fiber trunk cable assembly
AJGRYUC3S |  | Base Product | Ultra Low Loss (ULL) Singlemode G.657.A2 MPO16 (Pinned) Push Pull to Unconnectorized, Fiber Trunk Cable Assembly, 32-Fiber, Dual Rated (OFNR/LSZH), Method A | CommScope® | Propel |  | Fiber trunk cable assembly
AJGRYUC3W |  | Base Product | Ultra Low Loss (ULL) Singlemode G.657.A2 MPO16 (Pinned) Push Pull to Unconnectorized, Fiber Trunk Cable Assembly, 576-Fiber, Dual Rated (OFNR/LSZH), Method A | CommScope® | Propel |  | Fiber trunk cable assembly
UQXMPMXUD |  | Base Product | Ultra Low Loss (ULL) OM4 MPO12 (Non-Pinned) to MPO12 (Pinned), Fiber Array Cable Assembly, 12-Fiber, Plenum | CommScope® | Propel ¦ SYSTIMAX ULL |  | Fiber array cable assembly
UJGQPQPTS |  | Base Product | Ultra Low Loss (ULL) Singlemode MPO8 (Unpinned) to MPO8 (Unpinned), Fiber Trunk Cable Assembly, 32-Fiber, Dual Rated (OFNR/LSZH) | CommScope® | Propel ¦ SYSTIMAX ULL |  | Fiber trunk cable assembly
U3XMVMVCD |  | Base Product | Ultra Low Loss ULL (ULL) OM4 MPO12 Multimode APC (Non-Pinned) to MPO12 APC (Non-Pinned), Fiber Trunk Cable, 12-Fiber, LSZH B2ca | CommScope® | Propel |  | Fiber trunk cable assembly
UJXMVMVCL |  | Base Product | Ultra Low Loss ULL (ULL) OM4 MPO12 Multimode APC (Non-Pinned) to MPO12 APC (Non-Pinned), Fiber Trunk Cable, 96-Fiber, Dual Rated (OFNR/LSZH) | CommScope® | Propel |  | Fiber trunk cable assembly
UJXMVMVCD |  | Base Product | Ultra Low Loss ULL (ULL) OM4 MPO12 Multimode APC (Non-Pinned) to MPO12 APC (Non-Pinned), Fiber Trunk Cable, 12-Fiber, Dual Rated (OFNR/LSZH) | CommScope® | Propel |  | Fiber trunk cable assembly
UJXMVMVCM |  | Base Product | Ultra Low Loss ULL (ULL) OM4 MPO12 Multimode APC (Non-Pinned) to MPO12 APC (Non-Pinned), Fiber Trunk Cable, 144-Fiber, Dual Rated (OFNR/LSZH) | CommScope® | Propel |  | Fiber trunk cable assembly
UJXMVMVCH |  | Base Product | Ultra Low Loss ULL (ULL) OM4 MPO12 Multimode APC (Non-Pinned) to MPO12 APC (Non-Pinned), Fiber Trunk Cable, 48-Fiber, Dual Rated (OFNR/LSZH) | CommScope® | Propel |  | Fiber trunk cable assembly
UGXMVMVCD |  | Base Product | Ultra Low Loss ULL (ULL) OM4 MPO12 Multimode APC (Non-Pinned) to MPO12 APC (Non-Pinned), Fiber Trunk Cable, 12-Fiber, Plenum | CommScope® | Propel |  | Fiber trunk cable assembly
UGXMVMVCF |  | Base Product | Ultra Low Loss ULL (ULL) OM4 MPO12 Multimode APC (Non-Pinned) to MPO12 APC (Non-Pinned), Fiber Trunk Cable, 24-Fiber, Plenum | CommScope® | Propel |  | Fiber trunk cable assembly
UGXMVMVCG |  | Base Product | Ultra Low Loss ULL (ULL) OM4 MPO12 Multimode APC (Non-Pinned) to MPO12 APC (Non-Pinned), Fiber Trunk Cable, 36-Fiber, Plenum | CommScope® | Propel |  | Fiber trunk cable assembly
UGXMVMVCH |  | Base Product | Ultra Low Loss ULL (ULL) OM4 MPO12 Multimode APC (Non-Pinned) to MPO12 APC (Non-Pinned), Fiber Trunk Cable, 48-Fiber, Plenum | CommScope® | Propel |  | Fiber trunk cable assembly
UGXMVMVCK |  | Base Product | Ultra Low Loss ULL (ULL) OM4 MPO12 Multimode APC (Non-Pinned) to MPO12 APC (Non-Pinned), Fiber Trunk Cable, 72-Fiber, Plenum | CommScope® | Propel |  | Fiber trunk cable assembly
UGXMVMVCL |  | Base Product | Ultra Low Loss ULL (ULL) OM4 MPO12 Multimode APC (Non-Pinned) to MPO12 APC (Non-Pinned), Fiber Trunk Cable, 96-Fiber, Plenum | CommScope® | Propel |  | Fiber trunk cable assembly
UJXQVQVTR |  | Base Product | Ultra Low Loss ULL (ULL) OM4 MPO8 Multimode APC (Non-Pinned) to MPO8 APC (Non-Pinned), Fiber Trunk Cable, 16-Fiber, Dual Rated (OFNR/LSZH) | CommScope® | Propel |  | Fiber trunk cable assembly
UJXQVQVTS |  | Base Product | Ultra Low Loss ULL (ULL) OM4 MPO8 Multimode APC (Non-Pinned) to MPO8 APC (Non-Pinned), Fiber Trunk Cable, 32-Fiber, Dual Rated (OFNR/LSZH) | CommScope® | Propel |  | Fiber trunk cable assembly
UJXQVQVTH |  | Base Product | Ultra Low Loss ULL (ULL) OM4 MPO8 Multimode APC (Non-Pinned) to MPO8 APC (Non-Pinned), Fiber Trunk Cable, 48-Fiber, Dual Rated (OFNR/LSZH) | CommScope® | Propel |  | Fiber trunk cable assembly
UJXQVQVTU |  | Base Product | Ultra Low Loss ULL (ULL) OM4 MPO8 Multimode APC (Non-Pinned) to MPO8 APC (Non-Pinned), Fiber Trunk Cable, 64-Fiber, Dual Rated (OFNR/LSZH) | CommScope® | Propel |  | Fiber trunk cable assembly
UJXQVQVTK |  | Base Product | Ultra Low Loss ULL (ULL) OM4 MPO8 Multimode APC (Non-Pinned) to MPO8 APC (Non-Pinned), Fiber Trunk Cable, 72-Fiber, Dual Rated (OFNR/LSZH) | CommScope® | Propel |  | Fiber trunk cable assembly
UJXQVQVTL |  | Base Product | Ultra Low Loss ULL (ULL) OM4 MPO8 Multimode APC (Non-Pinned) to MPO8 APC (Non-Pinned), Fiber Trunk Cable, 96-Fiber, Dual Rated (OFNR/LSZH) | CommScope® | Propel |  | Fiber trunk cable assembly
HCA-A01A |  | Variant of HCA | Fiber Optic Drop Cable Assembly, PRODIGY™ Connector Core to Stub, SST Dielectric Cable |  | PRODIGY™ | HCA | Fiber drop cable assembly
HCA-H01C |  | Variant of HCA | Fiber Optic Drop Cable Assembly, PRODIGY™ Connector Core to Stub, USD Dielectric Cable |  | PRODIGY™ | HCA | Fiber drop cable assembly | Build America Buy America (BABA) compliant*
HCA-X01A |  | Variant of HCA | Fiber Optic Drop Cable Assembly, PRODIGY™ Connector Core with DLX converter to Stub |  | PRODIGY™ | HCA | Fiber drop cable assembly | Build America Buy America (BABA) compliant*
6536880-2 |  | Variant of 6536880 | Fiber Optic Pigtail, Simplex, Singlemode, LC/UPC to Stub, 2 m | CommScope® |  |  | Fiber pigtail ¦ unjacketed
HCA-X01B |  | Variant of HCA | Fiber Optic Drop Cable Assembly, PRODIGY™ Connector Core with DLX converter to Stub, SST toneable cable |  | PRODIGY™ | HCA | Fiber drop cable assembly | Build America Buy America (BABA) compliant*
HCA-A01D |  | Variant of HCA | Fiber Optic Drop Cable Assembly, PRODIGY™ Connector Core to Stub, USD Toneable Cable |  | PRODIGY™ | HCA | Fiber drop cable assembly
760233437 |  | Variant | Patch Cord Lock and Port Blocker Removal Key Tool, Red, 1 pce | CommScope® |  |  | Lock kit ¦ Tool
760233452 |  | Variant | Patch Cord Lock and Port Blocker Removal Key Tool, Violet, 1 pce | CommScope® |  |  | Lock kit ¦ Tool
760233833 | RJ45-PB-RD-100 | Variant of RJ45-PORT-BLOCKER | RJ45 Port Blocker, Red (100 ea/pkg) | CommScope® |  |  | Port blocker
760233460 |  | Variant | Patch Cord Lock and Port Blocker Removal Key Tool, Yellow, 1 pce | CommScope® |  |  | Lock kit ¦ Tool
760233841 | RJ45-PB-YL-100 | Variant of RJ45-PORT-BLOCKER | RJ45 Port Blocker, Yellow (100 ea/pkg) | CommScope® |  |  | Port blocker
760233478 |  | Variant | Patch Cord Lock and Port Blocker Removal Key Tool, Rose, 1 pce | CommScope® |  |  | Lock kit ¦ Tool |  | Discontinued
760233858 | RJ45-PB-GN-100 | Variant of RJ45-PORT-BLOCKER | RJ45 Port Blocker, Green (100 ea/pkg) | CommScope® |  |  | Port blocker
760233866 | RJ45-PB-OR-100 | Variant of RJ45-PORT-BLOCKER | RJ45 Port Blocker, Orange (100 ea/pkg) | CommScope® |  |  | Port blocker
760233874 | RJ45-PB-VI-100 | Variant of RJ45-PORT-BLOCKER | RJ45 Port Blocker, Violet (100 ea/pkg) | CommScope® |  |  | Port blocker
760233387 |  | Variant | Patch Cord Lock and Port Blocker Removal Key Tool, Orange, 1 pce | CommScope® |  |  | Lock kit ¦ Tool
760233882 | RJ45-PB-PK-100 | Variant of RJ45-PORT-BLOCKER | RJ45 Port Blocker, Pink (100 ea/pkg) | CommScope® |  |  | Port blocker
760233395 |  | Variant | Patch Cord Lock and Port Blocker Removal Key Tool, Green, 1 pce | CommScope® |  |  | Lock kit ¦ Tool
760235585 | CCA-CAT6-LSZH-BLACK-N018 | Variant of CCA-CORDS | CommScope® Category 6 U/UTP Cord, LSZH , RJ45 to Ceiling connector, 1.5 ft, black | CommScope® |  |  | Twisted pair patch cord
760235586 | CCA-CAT6-LSZH-WHITE-N018 | Variant of CCA-CORDS | CommScope® Category 6 U/UTP Cord, LSZH , RJ45 to Ceiling connector, 1.5 ft, white | CommScope® |  |  | Twisted pair patch cord
760235587 | CCA-CAT6-PLENUM-BLACK-N018 | Variant of CCA-CORDS | CommScope® Category 6 U/UTP Cord, Plenum , RJ45 to Ceiling connector, 1.5 ft, black | CommScope® |  |  | Twisted pair patch cord
760235591 | CCA-CAT6A-PLENUM-BLACK-N018 | Variant of CCA-CORDS | CommScope® Category 6A U/UTP Cord, Plenum , RJ45 to Ceiling connector, 1.5 ft, black | CommScope® |  |  | Twisted pair patch cord
FPCA-77YP |  | Variant of FPCA | Fiber Optic Patch Cord, singlemode, 1.2 mm OFNP jacket, SC/UPC-SC/UPC, yellow |  |  | FPCA | Fiber patch cord ¦ simplex
FPCA-EEYP |  | Variant of FPCA | Fiber Optic Patch Cord, singlemode, 1.2 mm OFNP jacket, SC/APC-SC/APC, yellow |  |  | FPCA | Fiber patch cord ¦ simplex
FPCA-KKYP |  | Variant of FPCA | Fiber Optic Patch Cord, singlemode, 1.2 mm OFNP jacket, LC/UPC-LC/UPC, yellow |  |  | FPCA | Fiber patch cord ¦ simplex
FHD-HJ1R-0020F |  | Variant of FHD-TEST-CORD | Fiber Optic Drop Cable, hardened full-size to SC/APC, 3mm Test Cord , 20 ft |  |  | FHD | Test patch cord ¦ single fiber
COP1KW2-88F002 |  | Variant of CCA-CORDS | CommScope® Category 6A, F/UTP Cord, Shielded, Plenum , RJ45 to Ceiling connector, 2 ft, White | CommScope® |  |  | Twisted pair patch cord
FHD-HJ1R-0010F |  | Variant of FHD-TEST-CORD | Fiber Optic Drop Cable, hardened full-size to SC/APC, 3mm Test Cord , 10 ft |  |  | FHD | Test patch cord ¦ single fiber
FHD-HN1R-0025F |  | Variant of FHD-TEST-CORD | Fiber Optic Drop Cable, hardened full-size to SC/UPC, 3mm Test Cord , 25 ft |  |  | FHD | Test patch cord ¦ single fiber
FHD-HN1R-0050F |  | Variant of FHD-TEST-CORD | Fiber Optic Drop Cable, hardened full-size to SC/UPC, 3mm Test Cord , 50 ft |  |  | FHD | Test patch cord ¦ single fiber
FHD-XJ1R-0010F |  | Variant of FHD-TEST-CORD | Fiber Optic Drop Cable, Hardened mini-size DLX to SC/APC, 3mm Test Cord , 10 ft |  |  | FHD | Test patch cord ¦ single fiber |  | Discontinued
FHD-XJ1R-0040F |  | Variant of FHD-TEST-CORD | Fiber Optic Drop Cable, Hardened mini-size DLX to SC/APC, 3mm Test Cord , 40 ft |  |  | FHD | Test patch cord ¦ single fiber |  | Discontinued
DLX-OPT-CONV-25 |  | Variant of DLX-CONV | DLX to hardened full-size Converter |  | DLX® | FHD | Fiber converter
DLX-SC-CONV-25 |  | Variant of DLX-CONV | DLX to SC/UPC Converter |  | DLX® | FHD | Fiber converter
760244298 | FD-N012A-0225F | Variant of FD | Fiber Optic Cable Assembly, 12 SC/UPC to Stub, 12-fiber, 225 Feet |  |  | FD | Fiber drop cable assembly
760244299 | FD-N012A-0250F | Variant of FD | Fiber Optic Cable Assembly, 12 SC/UPC to Stub, 12-fiber, 250 Feet |  |  | FD | Fiber drop cable assembly
760244301 | FD-N012A-0325F | Variant of FD | Fiber Optic Cable Assembly, 12 SC/UPC to Stub, 12-fiber, 325 Feet |  |  | FD | Fiber drop cable assembly
760244302 | FD-N012A-0350F | Variant of FD | Fiber Optic Cable Assembly, 12 SC/UPC to Stub, 12-fiber, 350 Feet |  |  | FD | Fiber drop cable assembly
760244303 | FD-N012A-0375F | Variant of FD | Fiber Optic Cable Assembly, 12 SC/UPC to Stub, 12-fiber, 375 Feet |  |  | FD | Fiber drop cable assembly
760244305 | FD-N012A-0450F | Variant of FD | Fiber Optic Cable Assembly, 12 SC/UPC to Stub, 12-fiber, 450 Feet |  |  | FD | Fiber drop cable assembly
760244308 | FD-N012A-0650F | Variant of FD | Fiber Optic Cable Assembly, 12 SC/UPC to Stub, 12-fiber, 650 Feet |  |  | FD | Fiber drop cable assembly
760244311 | FD-N012A-0850F | Variant of FD | Fiber Optic Cable Assembly, 12 SC/UPC to Stub, 12-fiber, 850 Feet |  |  | FD | Fiber drop cable assembly
760244312 | FD-N012A-1000F | Variant of FD | Fiber Optic Cable Assembly, 12 SC/UPC to Stub, 12-fiber, 1000 Feet |  |  | FD | Fiber drop cable assembly
760244315 | FD-N012A-1550F | Variant of FD | Fiber Optic Cable Assembly, 12 SC/UPC to Stub, 12-fiber, 1550 Feet |  |  | FD | Fiber drop cable assembly
MDC-NN1H |  | Variant of MDC | RealFlex® 3 Fiber Optic Drop Cable Assembly, SC/UPC to SC/UPC, RBR Riser, Ivory |  | RealFlex® | MDC | Fiber drop cable assembly | Build America Buy America (BABA) compliant*
FHD-H01A |  | Variant of FHD | Fiber Optic Drop Cable Assembly, hardened full-size to stub, dielectric flat |  |  | FHD | Fiber drop cable assembly | Build America Buy America (BABA) compliant* | Discontinued
FHD-H01B |  | Variant of FHD | Fiber Optic Drop Cable Assembly, hardened full-size to stub, locatable flat |  |  | FHD | Fiber drop cable assembly | Build America Buy America (BABA) compliant* | Discontinued
FHD-H01C |  | Variant of FHD | Fiber Optic Drop Cable Assembly, hardened full-size to stub, universal flat dielectric |  |  | FHD | Fiber drop cable assembly | Build America Buy America (BABA) compliant* | Discontinued
FHD-HH1D |  | Variant of FHD | Fiber Optic Drop Cable Assembly, hardened full-size to hardened full-size, universal flat locatable/tonable |  |  | FHD | Fiber drop cable assembly | Build America Buy America (BABA) compliant* | Discontinued
FHD-HH1K |  | Variant of FHD | Fiber Optic Drop Cable Assembly, hardened full-size to hardened full-size, 5 mm diameter |  |  | FHD | Fiber drop cable assembly | Build America Buy America (BABA) compliant* | Discontinued
FHD-HJ1A |  | Variant of FHD | Fiber Optic Drop Cable Assembly, hardened full-size to SC/APC, dielectric flat |  |  | FHD | Fiber drop cable assembly | Build America Buy America (BABA) compliant* | Discontinued
FHD-HJ1B |  | Variant of FHD | Fiber Optic Drop Cable Assembly, hardened full-size to SC/APC, locatable flat |  |  | FHD | Fiber drop cable assembly | Build America Buy America (BABA) compliant* | Discontinued
FHD-HJ1C |  | Variant of FHD | Fiber Optic Drop Cable Assembly, hardened full-size to SC/APC, universal flat dielectric |  |  | FHD | Fiber drop cable assembly | Build America Buy America (BABA) compliant* | Discontinued
FHD-HK1A |  | Variant of FHD | Fiber Optic Drop Cable Assembly, hardened full-size to LC/UPC, dielectric flat |  |  | FHD | Fiber drop cable assembly | Build America Buy America (BABA) compliant* | Discontinued
FHD-HK1B |  | Variant of FHD | Fiber Optic Drop Cable Assembly, hardened full-size to LC/UPC, locatable flat |  |  | FHD | Fiber drop cable assembly | Build America Buy America (BABA) compliant* | Discontinued
FHD-HK1C |  | Variant of FHD | Fiber Optic Drop Cable Assembly, hardened full-size to LC/UPC, universal flat dielectric |  |  | FHD | Fiber drop cable assembly | Build America Buy America (BABA) compliant* | Discontinued
FHD-HN1C |  | Variant of FHD | Fiber Optic Drop Cable Assembly, hardened full-size to SC/UPC, universal flat dielectric |  |  | FHD | Fiber drop cable assembly | Build America Buy America (BABA) compliant* | Discontinued
FHD-HV1A |  | Variant of FHD | Fiber Optic Drop Cable Assembly, Hardened Full-Size to LC/APC, Dielectric Flat |  |  | FHD | Fiber drop cable assembly | Build America Buy America (BABA) compliant* | Discontinued
FHD-HV1B |  | Variant of FHD | Fiber Optic Drop Cable Assembly, hardened full-size to LC/APC, locatable flat |  |  | FHD | Fiber drop cable assembly | Build America Buy America (BABA) compliant* | Discontinued
FHD-HV1C |  | Variant of FHD | Fiber Optic Drop Cable Assembly, hardened full-size to LC/APC, universal flat dielectric |  |  | FHD | Fiber drop cable assembly | Build America Buy America (BABA) compliant* | Discontinued
FHD-HV1D |  | Variant of FHD | Fiber Optic Drop Cable Assembly, hardened full-size to LC/APC, universal flat locatable/tonable |  |  | FHD | Fiber drop cable assembly | Build America Buy America (BABA) compliant* | Discontinued
FHD-J01B |  | Variant of FHD | Fiber Optic Drop Cable Assembly, SC/APC to stub, locatable flat |  |  | FHD | Fiber drop cable assembly | Build America Buy America (BABA) compliant* | Discontinued
FHD-J01C |  | Variant of FHD | Fiber Optic Drop Cable Assembly, SC/APC to stub, universal flat dielectric |  |  | FHD | Fiber drop cable assembly | Build America Buy America (BABA) compliant* | Discontinued
FHD-JJ1C |  | Variant of FHD | Fiber Optic Drop Cable Assembly, SC/APC to SC/APC, universal flat dielectric |  |  | FHD | Fiber drop cable assembly | Build America Buy America (BABA) compliant* | Discontinued
FHD-JJ1D |  | Variant of FHD | Fiber Optic Drop Cable Assembly, SC/APC to SC/APC, universal flat locatable/tonable |  |  | FHD | Fiber drop cable assembly | Build America Buy America (BABA) compliant* | Discontinued
FHD-JJ1B |  | Variant of FHD | Fiber Optic Drop Cable Assembly, SC/APC to SC/APC, locatable flat |  |  | FHD | Fiber drop cable assembly | Build America Buy America (BABA) compliant* | Discontinued
FHD-X01B |  | Variant of FHD | DLX® Fiber Optic Hardened Drop Cable Assembly, DLX-stub, locatable flat |  | DLX® | FHD | Fiber drop cable assembly |  | Discontinued
FHD-X01D |  | Variant of FHD | DLX® Fiber Optic Hardened Drop Cable Assembly, DLX-stub, universal flat locatable/toneable |  | DLX® | FHD | Fiber drop cable assembly |  | Discontinued
FHD-X01K |  | Variant of FHD | DLX® Fiber Optic Drop Cable Assembly, DLX to stub, 5 mm cable |  |  | FHD | Fiber drop cable assembly |  | Discontinued
FHD-XX1K |  | Variant of FHD | DLX® Fiber Optic Drop Cable Assembly, DLX to DLX, 5 mm cable |  |  | FHD | Fiber drop cable assembly |  | Discontinued
FHD-XX1A |  | Variant of FHD | DLX® Fiber Optic Hardened Drop Cable Assembly, DLX-DLX, dielectric flat |  | DLX® | FHD | Fiber drop cable assembly |  | Discontinued
FHD-XX1D |  | Variant of FHD | DLX® Fiber Optic Hardened Drop Cable Assembly, DLX-DLX, universal flat locatable/tonable |  | DLX® | FHD | Fiber drop cable assembly |  | Discontinued
FHD-XK1C |  | Variant of FHD | DLX® Fiber Optic Drop Cable Assembly, DLX to LC/UPC, universal flat dielectric |  |  | FHD | Fiber drop cable assembly |  | Discontinued
FHD-XN1B |  | Variant of FHD | DLX® Fiber Optic Hardened Drop Cable Assembly, DLX-SC/UPC, locatable flat |  | DLX® | FHD | Fiber drop cable assembly |  | Discontinued
FHD-XN1C |  | Variant of FHD | DLX® Fiber Optic Drop Cable Assembly, DLX to SC/UPC, universal flat dielectric |  |  | FHD | Fiber drop cable assembly |  | Discontinued
FHD-XV1B |  | Variant of FHD | DLX® Fiber Optic Drop Cable Assembly, DLX to LC/APC, locatable flat |  |  | FHD | Fiber drop cable assembly |  | Discontinued
FHD-XV1C |  | Variant of FHD | DLX® Fiber Optic Drop Cable Assembly, DLX to LC/APC, universal flat dielectric |  |  | FHD | Fiber drop cable assembly |  | Discontinued
FHD-XV1D |  | Variant of FHD | DLX® Fiber Optic Drop Cable Assembly, DLX to LC/APC, universal flat locatable/tonable |  |  | FHD | Fiber drop cable assembly |  | Discontinued
760244092 | FT-ASC-L.AL-50 | Variant of FT-ASC | Field Term Anti-Snag Clip, Light Almond (50 ea/pkg) | CommScope® |  |  | Modular plug boot clip
760244093 | FT-ASC-BK-50 | Variant of FT-ASC | Field Term Anti-Snag Clip, Black (50 ea/pkg) | CommScope® |  |  | Modular plug boot clip
760244094 | FT-ASC-P.WH-50 | Variant of FT-ASC | Field Term Anti-Snag Clip, ProWhite (50 ea/pkg) | CommScope® |  |  | Modular plug boot clip
760244096 | FT-ASC-OR-50 | Variant of FT-ASC | Field Term Anti-Snag Clip, Orange (50 ea/pkg) | CommScope® |  |  | Modular plug boot clip |  | Discontinued
760244101 | FT-ASC-VI-50 | Variant of FT-ASC | Field Term Anti-Snag Clip, Violet (50 ea/pkg) | CommScope® |  |  | Modular plug boot clip |  | Discontinued
CO13JX2-88F002 | CCA-CAT6-WH-2FT | Variant of CCA-CORDS | CommScope® Category 6 U/UTP Cord, Plenum, RJ45 to Ceiling connector, 2 ft, white | CommScope® |  |  | Twisted pair patch cord
CO13JX2-88F003 | CCA-CAT6-WH-3FT | Variant of CCA-CORDS | CommScope® Category 6 U/UTP Cord, Plenum, RJ45 to Ceiling connector, 3 ft, white | CommScope® |  |  | Twisted pair patch cord
CO13JX2-88F007 | CCA-CAT6-WH-7FT | Variant of CCA-CORDS | CommScope® Category 6 U/UTP Cord, Plenum, RJ45 to Ceiling connector, 7 ft, white | CommScope® |  |  | Twisted pair patch cord
CO13JX2-88F011 | CCA-CAT6-WH-11FT | Variant of CCA-CORDS | CommScope® Category 6 U/UTP Cord, Plenum, RJ45 to Ceiling connector, 11 ft, white | CommScope® |  |  | Twisted pair patch cord
CO13JX2-88F025 | CCA-CAT6-WH-25FT | Variant of CCA-CORDS | CommScope® Category 6 U/UTP Cord, Plenum, RJ45 to Ceiling connector, 25 ft, white | CommScope® |  |  | Twisted pair patch cord
CO13JX2-88F030 | CCA-CAT6-WH-30FT | Variant of CCA-CORDS | CommScope® Category 6 U/UTP Cord, Plenum, RJ45 to Ceiling connector, 30 ft, white | CommScope® |  |  | Twisted pair patch cord
CO1SJO2-88F002 | CCA-CAT6A-WH-2FT | Variant of CCA-CORDS | CommScope® Category 6A U/UTP Cord, Plenum, RJ45 to Ceiling connector, 2 ft, white | CommScope® |  |  | Twisted pair patch cord
CO1SJO2-88F011 | CCA-CAT6A-WH-11FT | Variant of CCA-CORDS | CommScope® Category 6A U/UTP Cord, Plenum , RJ45 to Ceiling connector, 11 ft, white | CommScope® |  |  | Twisted pair patch cord
CO1SJO2-88F040 | CCA-CAT6A-WH-40FT | Variant of CCA-CORDS | CommScope® Category 6A U/UTP Cord, Plenum , RJ45 to Ceiling connector, 40 ft, white | CommScope® |  |  | Twisted pair patch cord
CO13JX2-11F020 | CCA-CAT6-BK-20FT | Variant of CCA-CORDS | CommScope® Category 6 U/UTP Cord, Plenum, RJ45 to Ceiling connector, 20 ft, black | CommScope® |  |  | Twisted pair patch cord
CO1SJO2-11N018 | CCA-CAT6A-BK-18IN | Variant of CCA-CORDS | CommScope® Category 6A U/UTP Cord, Plenum, RJ45 to Ceiling connector, 18 in, black | CommScope® |  |  | Twisted pair patch cord
CO1SJO2-11F002 | CCA-CAT6A-BK-2FT | Variant of CCA-CORDS | CommScope® Category 6A U/UTP Cord, Plenum, RJ45 to Ceiling connector, 2 ft, black | CommScope® |  |  | Twisted pair patch cord
CO1SJO2-11F003 | CCA-CAT6A-BK-3FT | Variant of CCA-CORDS | CommScope® Category 6A U/UTP Cord, Plenum, RJ45 to Ceiling connector, 3 ft, black | CommScope® |  |  | Twisted pair patch cord
CO1SJO2-11F007 | CCA-CAT6A-BK-7FT | Variant of CCA-CORDS | CommScope® Category 6A U/UTP Cord, Plenum, RJ45 to Ceiling connector, 7 ft, black | CommScope® |  |  | Twisted pair patch cord
CO1SJO2-11F015 | CCA-CAT6A-BK-15FT | Variant of CCA-CORDS | CommScope® Category 6A U/UTP Cord, Plenum, RJ45 to Ceiling connector, 15 ft, black | CommScope® |  |  | Twisted pair patch cord
CO1SJO2-11F025 | CCA-CAT6A-BK-25FT | Variant of CCA-CORDS | CommScope® Category 6A U/UTP Cord, Plenum, RJ45 to Ceiling connector, 25 ft, black | CommScope® |  |  | Twisted pair patch cord
CO1SJO2-11F040 | CCA-CAT6A-BK-40FT | Variant of CCA-CORDS | CommScope® Category 6A U/UTP Cord, Plenum, RJ45 to Ceiling connector, 40 ft, black | CommScope® |  |  | Twisted pair patch cord
IFC-7/0JA020-NG |  | Variant | Fiber Optic Intra Facility Fiber Cable, OS2, SC/UPC to Stub, 20 m |  |  | IFC | Fiber distribution cable assembly
760099424 | SM-CL | Variant | SecureMAX™ Patch Cord Lock | SYSTIMAX® |  |  | Tool
760099432 | SM-CL-KEY | Variant | SecureMAX™ Patch Cord Lock Key with key chain | SYSTIMAX® |  |  | Tool
64512072-04 | 6451 2 072-04 | Variant | LSA-PLUS® Patch Cord, 4 pole, 2 plugs, 4 m |  | LSA-PLUS® | LSA-PLUS | Copper patch cord
64512074-00 | 6451 2 074-00 | Variant | LSA-PLUS® Patch Cord, 2 pole, 2 plugs, 1 m |  | LSA-PLUS® | LSA-PLUS | Copper patch cord
64512075-02 | 6451 2 075-02 | Variant | LSA-PLUS® Patch Cord, 4 pole, open ended, 2 m |  | LSA-PLUS® | LSA-PLUS | Copper patch cord
66242061-02 | 6624 2 061-02 | Variant | LSA-PLUS® Patch Cord, 2/2-2S plugs, 2 m |  | LSA-PLUS® | LSA-PLUS | Copper patch cord
66242081-03 | 6624 2 081-03 | Variant | LSA-PLUS® Patch Cord, 2/2, 2 pole, 3 m |  | LSA-PLUS® | LSA-PLUS | Copper patch cord
760248381 | MPA-NCLCJ50003M-NS | Variant | MPO Fanout Cable, polarity A, 12 fiber MPO (unpinned) to LC duplex, Plenum 3mm SM, 3m, with 36" breakout | CommScope® | MPOptimate® | MPA | Fiber fanout cable assembly
760248385 | MPA-NCLCJ50008M-NS | Variant | MPO Fanout Cable, polarity A, 12 fiber MPO (unpinned) to LC duplex, Plenum 3mm SM, 8m, with 36" breakout | CommScope® | MPOptimate® | MPA | Fiber fanout cable assembly
760248386 | MPA-NCLCJ50010M-NS | Variant | MPO Fanout Cable, polarity A, 12 fiber MPO (unpinned) to LC duplex, Plenum 3mm SM, 10m, with 36" breakout | CommScope® | MPOptimate® | MPA | Fiber fanout cable assembly
760248387 | MPA-NCLCJ50015M-NS | Variant | MPO Fanout Cable, polarity A, 12 fiber MPO (unpinned) to LC duplex, Plenum 3mm SM, 15m, with 36" breakout | CommScope® | MPOptimate® | MPA | Fiber fanout cable assembly
760248389 | MPA-NCLCJ50025M-NS | Variant | MPO Fanout Cable, polarity A, 12 fiber MPO (unpinned) to LC duplex, Plenum 3mm SM, 25m, with 36" breakout | CommScope® | MPOptimate® | MPA | Fiber fanout cable assembly
1430079 | FPM-07/7-AN018M-VE/45 | Variant | Fiber Optic Patch Cord, Multi-fiber, Singlemode, 4 fibers, SC/UPC to SC/UPC, yellow, 18 m |  |  | FPM | Fiber distribution cable assembly
1432781 | FPM-07/7-AN025M-39/25 | Variant | Fiber Optic Patch Cord, Multi-fiber, Singlemode, 4 fibers, SC/UPC to SC/UPC, yellow, 25 m |  |  | FPM | Fiber distribution cable assembly
1435215 | FPM-07/7-AC020M-39/60 | Variant | Fiber Optic Patch Cord, Multi-fiber, Singlemode, 2 fibers, SC/UPC to SC/UPC, yellow, 20 m |  |  | FPM | Fiber distribution cable assembly
1439800 | FPM-07/7-AC022M-39/25 | Variant | Fiber Optic Patch Cord, Multi-fiber, Singlemode, 2 fibers, SC/UPC to SC/UPC, yellow, 22 m |  |  | FPM | Fiber distribution cable assembly
1437970 | FPM-0K/7-AN028M-VF/60 | Variant | Fiber Optic Patch Cord, Multi-fiber, Singlemode, 4 fibers, LC/UPC to LC/UPC, yellow, 28 m |  |  | FPM | Fiber distribution cable assembly
1435216 | FPM-07/K-AC020M-60/39 | Variant | Fiber Optic Patch Cord, Multi-fiber, Singlemode, 2 fibers, SC/UPC to LC/UPC, yellow, 20 m |  |  | FPM | Fiber distribution cable assembly
1440314 | FPM-07/K-AN024M-60/39 | Variant | Fiber Optic Patch Cord, Multi-fiber, Singlemode, 4 fibers, SC/UPC to LC/UPC, yellow, 24 m |  |  | FPM | Fiber distribution cable assembly
1435980 | FPM-0K/7-AN026M-VF/30 | Variant | Fiber Optic Patch Cord, Multi-fiber, Singlemode, 4 fibers, LC/UPC to LC/UPC, yellow, 26 m |  |  | FPM | Fiber distribution cable assembly
1442857 | FPM-0M/E-AT010M-VB/60 | Variant | Fiber Optic Patch Cord, Multi-fiber, Singlemode, 24 fibers, LC/APC to SC/APC, yellow, 10 m |  |  | FPM | Fiber distribution cable assembly
1442668 | FPM-0M/E-AT016M-VB/60 | Variant | Fiber Optic Patch Cord, Multi-fiber, Singlemode, 24 fibers, LC/APC to SC/APC, yellow, 16 m |  |  | FPM | Fiber distribution cable assembly
1442669 | FPM-0M/E-AT017M-VB/60 | Variant | Fiber Optic Patch Cord, Multi-fiber, Singlemode, 24 fibers, LC/APC to SC/APC, yellow, 17 m |  |  | FPM | Fiber distribution cable assembly
1444959 | FPM-07/7-AC038M-39/25 | Variant | Fiber Optic Patch Cord, Multi-fiber, Singlemode, 2 fibers, SC/UPC to SC/UPC, yellow, 38 m |  |  | FPM | Fiber distribution cable assembly
1437478 | FPM-07/7-AN024M-VC/45 | Variant | Fiber Optic Patch Cord, Multi-fiber, Singlemode, 4 fibers, SC/UPC to SC/UPC, yellow, 24 m |  |  | FPM | Fiber distribution cable assembly
1445706 | FPM-07/7-AN017M-39/25 | Variant | Fiber Optic Patch Cord, Multi-fiber, Singlemode, 4 fibers, SC/UPC to SC/UPC, yellow, 17 m |  |  | FPM | Fiber distribution cable assembly
1455097 | FPM-07/K-AN022M-25/39 | Variant | Fiber Optic Patch Cord, Multi-fiber, Singlemode, 4 fibers, SC/UPC to LC/UPC, yellow, 22 m |  |  | FPM | Fiber distribution cable assembly
1455098 | FPM-07/K-AN020M-25/39 | Variant | Fiber Optic Patch Cord, Multi-fiber, Singlemode, 4 fibers, SC/UPC to LC/UPC, yellow, 20 m |  |  | FPM | Fiber distribution cable assembly
1457261 | FPM-07/K-AN016M-25/39 | Variant | Fiber Optic Patch Cord, Multi-fiber, Singlemode, 4 fibers, SC/UPC to LC/UPC, yellow, 16 m |  |  | FPM | Fiber distribution cable assembly
1461643 | FPM-07/K-AN012M-60/39 | Variant | Fiber Optic Patch Cord, Multi-fiber, Singlemode, 4 fibers, SC/UPC to LC/UPC, yellow, 12 m |  |  | FPM | Fiber distribution cable assembly
1464093 | FPM-07/K-AN023M-25/39 | Variant | Fiber Optic Patch Cord, Multi-fiber, Singlemode, 4 fibers, SC/UPC to LC/UPC, yellow, 23 m |  |  | FPM | Fiber distribution cable assembly
1463880 | FPM-07/7-AT023M-25/25 | Variant | Fiber Optic Patch Cord, Multi-fiber, Singlemode, 24 fibers, SC/UPC to SC/UPC, yellow, 23 m |  |  | FPM | Fiber distribution cable assembly
1464096-ZZ | FPM-0M/E-AN014M-VB/60 | Variant | Fiber Optic Patch Cord, Multi-fiber, Singlemode, 4 fibers, LC/APC to SC/APC, yellow, 14 m |  |  | FPM | Fiber distribution cable assembly
1464117 | FPM-0M/E-AN010M-VB/60 | Variant | Fiber Optic Patch Cord, Multi-fiber, Singlemode, 4 fibers, LC/APC to SC/APC, yellow, 10 m |  |  | FPM | Fiber distribution cable assembly
1460405 | FPM-0M/E-AT030M-VB/60 | Variant | Fiber Optic Patch Cord, Multi-fiber, Singlemode, 24 fibers, LC/APC to SC/APC, yellow, 30 m |  |  | FPM | Fiber distribution cable assembly
1465097 | FPM-07/7-AC031M-39/25 | Variant | Fiber Optic Patch Cord, Multi-fiber, Singlemode, 2 fibers, SC/UPC to SC/UPC, 31 m |  |  | FPM | Fiber distribution cable assembly
1464154 | FPM-07/7-AT050M-25/25 | Variant | Fiber Optic Patch Cord, Multi-fiber, Singlemode, 24 fibers, SC/UPC to SC/UPC, yellow, 50 m |  |  | FPM | Fiber distribution cable assembly
1464631 | FPM-07/K-AN034M-25/39 | Variant | Fiber Optic Patch Cord, Multi-fiber, Singlemode, 4 fibers, SC/UPC to LC/UPC, yellow, 34 m |  |  | FPM | Fiber distribution cable assembly
1466611 | FPM-07/K-AN028M-25/39 | Variant | Fiber Optic Patch Cord, Multi-fiber, Singlemode, 4 fibers, SC/UPC to LC/UPC, yellow, 28 m |  |  | FPM | Fiber distribution cable assembly
1465516 | FPM-07/K-AN012M-25/39 | Variant | Fiber Optic Patch Cord, Multi-fiber, Singlemode, 4 fibers, SC/UPC to LC/UPC, yellow, 12 m |  |  | FPM | Fiber distribution cable assembly
1464664 | FPM-07/7-AN040M-39/25 | Variant | Fiber Optic Patch Cord, Multi-fiber, Singlemode, 4 fibers, SC/UPC to SC/UPC, yellow, 40 m |  |  | FPM | Fiber distribution cable assembly
1466015 | FPM-07/K-AC018M-25/39 | Variant | Fiber Optic Patch Cord, Multi-fiber, Singlemode, 2 fibers, SC/UPC to LC/UPC, yellow, 18 m |  |  | FPM | Fiber distribution cable assembly
1465973 | FPM-07/7-AC034M-39/25 | Variant | Fiber Optic Patch Cord, Multi-fiber, Singlemode, 2 fibers, SC/UPC to SC/UPC, yellow, 34 m |  |  | FPM | Fiber distribution cable assembly
1466425 | FPM-07/K-AN042M-25/39 | Variant | Fiber Optic Patch Cord, Multi-fiber, Singlemode, 4 fibers, SC/UPC to LC/UPC, 42 m |  |  | FPM | Fiber distribution cable assembly
1467926 | FPM-07/K-AC022M-25/39 | Variant | Fiber Optic Patch Cord, Multi-fiber, Singlemode, 2 fibers, SC/UPC to LC/UPC, yellow, 22 m |  |  | FPM | Fiber distribution cable assembly
1468913 | FPM-07/K-AC015M-25/39 | Variant | Fiber Optic Patch Cord, Multi-fiber, Singlemode, 2 fibers, SC/UPC to LC/UPC, yellow, 15 m |  |  | FPM | Fiber distribution cable assembly
1467132 | FPM-0M/E-AT038M-VB/60 | Variant | Fiber Optic Patch Cord, Multi-fiber, Singlemode, 24 fibers, LC/APC to SC/APC, yellow, 38 m |  |  | FPM | Fiber distribution cable assembly
1467000 | FPM-07/K-AC012M-25/39 | Variant | Fiber Optic Patch Cord, Multi-fiber, Singlemode, 2 fibers, SC/UPC to LC/UPC, yellow, 12 m |  |  | FPM | Fiber distribution cable assembly
1468131 | FPM-07/K-AN036M-25/39 | Variant | Fiber Optic Patch Cord, Multi-fiber, Singlemode, 4 fibers, SC/UPC to LC/UPC, yellow, 36 m |  |  | FPM | Fiber distribution cable assembly
1469249 | FPM-0M/E-AN012M-VB/25 | Variant | Fiber Optic Patch Cord, Multi-fiber, Singlemode, 4 fibers, LC/APC to SC/APC, yellow, 12 m |  |  | FPM | Fiber distribution cable assembly
1467849 | FPM-07/K-AC016M-25/39 | Variant | Fiber Optic Patch Cord, Multi-fiber, Singlemode, 2 fibers, SC/UPC to LC/UPC, yellow, 16 m |  |  | FPM | Fiber distribution cable assembly
1468792 | FPM-0M/E-AN017M-VB/60 | Variant | Fiber Optic Patch Cord, Multi-fiber, Singlemode, 4 fibers, LC/APC to SC/APC, yellow, 17 m |  |  | FPM | Fiber distribution cable assembly
1467866 | FPM-07/K-AT024M-25/39 | Variant | Fiber Optic Patch Cord, Multi-fiber, Singlemode, 24 fibers, SC/UPC to LC/UPC, yellow, 24 m |  |  | FPM | Fiber distribution cable assembly
1468885 | FPM-07/K-AC025M-25/39 | Variant | Fiber Optic Patch Cord, Multi-fiber, Singlemode, 2 fibers, SC/UPC to LC/UPC, yellow, 25 m |  |  | FPM | Fiber distribution cable assembly
1470266 | FPM-07/K-AC038M-25/39 | Variant | Fiber Optic Patch Cord, Multi-fiber, Singlemode, 2 fibers, SC/UPC to LC/UPC, yellow, 38 m |  |  | FPM | Fiber distribution cable assembly
1468909 | FPM-07/K-AC040M-25/39 | Variant | Fiber Optic Patch Cord, Multi-fiber, Singlemode, 2 fibers, SC/UPC to LC/UPC, yellow, 40 m |  |  | FPM | Fiber distribution cable assembly
1471811 | FPM-07/K-AN050M-25/39 | Variant | Fiber Optic Patch Cord, Multi-fiber, Singlemode, 4 fibers, SC/UPC to LC/UPC, yellow, 50 m |  |  | FPM | Fiber distribution cable assembly
1474193 | FPM-07/7-AT011M-25/25 | Variant | Fiber Optic Patch Cord, Multi-fiber, Singlemode, 24 fibers, SC/UPC to SC/UPC, yellow, 11 m |  |  | FPM | Fiber distribution cable assembly
1470740 | FPM-07/K-AC021M-25/39 | Variant | Fiber Optic Patch Cord, Multi-fiber, Singlemode, 2 fibers, SC/UPC to LC/UPC, yellow, 21 m |  |  | FPM | Fiber distribution cable assembly
1470390 | FPM-07/K-AN026M-25/39 | Variant | Fiber Optic Patch Cord, Multi-fiber, Singlemode, 4 fibers, SC/UPC to LC/UPC, yellow, 26 m |  |  | FPM | Fiber distribution cable assembly
1470392 | FPM-07/K-AN038M-25/39 | Variant | Fiber Optic Patch Cord, Multi-fiber, Singlemode, 4 fibers, SC/UPC to LC/UPC, yellow, 38 m |  |  | FPM | Fiber distribution cable assembly
1471522 | FPM-07/7-AT034M-39/25 | Variant | Fiber Optic Patch Cord, Multi-fiber, Singlemode, 24 fibers, SC/UPC to SC/UPC, yellow, 34 m |  |  | FPM | Fiber distribution cable assembly
1472862 | FPM-07/K-AN017M-25/39 | Variant | Fiber Optic Patch Cord, Multi-fiber, Singlemode, 4 fibers, SC/UPC to LC/UPC, yellow, 17 m |  |  | FPM | Fiber distribution cable assembly
FPCC-7KYP |  | Variant of FPCC | Fiber Optic Patch Cord, duplex, singlemode, 1.2 mm OFNP jacket, SC/UPC-LC/UPC, yellow |  |  | FPCC | Fiber patch cord ¦ duplex
FPCC-EMYP |  | Variant of FPCC | Fiber Optic Patch Cord, duplex, singlemode, 1.2 mm OFNP jacket, SC/APC-LC/APC, yellow |  |  | FPCC | Fiber patch cord ¦ duplex
FPCC-7EYP |  | Variant of FPCC | Fiber Optic Patch Cord, duplex, singlemode, 1.2 mm OFNP jacket, SC/UPC-SC/APC, yellow |  |  | FPCC | Fiber patch cord ¦ duplex
HCA-HL1V |  | Variant of HCA | Fiber Optic Drop Cable Assembly, PRODIGY™ Connector Core w/Full Size Converter to SC/APC connector, EZ AXS Dielectric Cable |  | PRODIGY™ | HCA | Fiber drop cable assembly
300001778244 | FPM-0K/K-AC013M-39/39 | Variant | Fiber Optic Patch Cord, OS2, LC/UPC-LC/UPC, 2-fiber RBR, 2.0 mm subunits, 13 m, yellow, 39" breakouts |  |  | FPM | Fiber distribution cable assembly
760250369 | FPM-0K/K-AC014M-39/39 | Variant | Fiber Optic Patch Cord, OS2, LC/UPC-LC/UPC, 2-fiber RBR, 2.0 mm subunits, 14 m, yellow, 39" breakouts |  |  | FPM | Fiber distribution cable assembly
760250370 |  | Variant | Fiber Optic Patch Cord, OS2, LC/UPC-LC/UPC, 2-fiber RBR, 2.0 mm subunits, 16 m, yellow, 39" breakouts |  |  | FPM | Fiber distribution cable assembly
HCA-XL1V |  | Variant of HCA | Fiber Optic Drop Cable Assembly, PRODIGY™ Connector Core with DLX converter to SC/APC connector, EZ Axs Dielectric Cable |  | PRODIGY™ | HCA | Fiber drop cable assembly | Build America Buy America (BABA) compliant*
FID-SG-105M-01A-XX |  | Variant of FID | Fiber Optic Indoor/outdoor 3 mm Drop Cable Stub Assembly, SC/APC, 105 M |  |  | FID | Fiber drop cable assembly |  | Discontinued
FID-LG-350M-01A-LG |  | Variant of FID | Fiber Optic Indoor/outdoor 3 mm Drop Cable Assembly, LC/APC-LC/APC, 350 M |  |  | FID | Fiber drop cable assembly |  | Discontinued
FID-LG-070M-01A-XX |  | Variant of FID | Fiber Optic Indoor/outdoor 3 mm Drop Cable Stub Assembly, LC/APC, 70 M |  |  | FID | Fiber drop cable assembly |  | Discontinued
FID-LG-100M-01A-LG |  | Variant of FID | Fiber Optic Indoor/outdoor 3 mm Drop Cable Assembly, LC/APC-LC/APC, 100 M |  |  | FID | Fiber drop cable assembly |  | Discontinued
FID-LG-010M-01A-XX |  | Variant of FID | Fiber Optic Indoor/outdoor 3 mm Drop Cable Stub Assembly, LC/APC, 10 M |  |  | FID | Fiber drop cable assembly |  | Discontinued
FID-SG-120M-01A-SG |  | Variant of FID | Fiber Optic Indoor/outdoor 3 mm Drop Cable Assembly, SC/APC-SC/APC, 120 M |  |  | FID | Fiber drop cable assembly |  | Discontinued
FID-LG-035M-01A-LG |  | Variant of FID | Fiber Optic Indoor/outdoor 3 mm Drop Cable Assembly, LC/APC-LC/APC, 35 M |  |  | FID | Fiber drop cable assembly |  | Discontinued
FID-LG-015M-01A-LG |  | Variant of FID | Fiber Optic Indoor/outdoor 3 mm Drop Cable Assembly, LC/APC-LC/APC, 15 M |  |  | FID | Fiber drop cable assembly |  | Discontinued
FID-SG-120M-01A-XX |  | Variant of FID | Fiber Optic Indoor/outdoor 3 mm Drop Cable Stub Assembly, SC/APC, 120 M |  |  | FID | Fiber drop cable assembly |  | Discontinued
FID-LG-160M-01A-XX |  | Variant of FID | Fiber Optic Indoor/outdoor 3 mm Drop Cable Stub Assembly, LC/APC, 160 M |  |  | FID | Fiber drop cable assembly |  | Discontinued
FID-SG-003M-01A-SG |  | Variant of FID | Fiber Optic Indoor/outdoor 3 mm Drop Cable Assembly, SC/APC-SC/APC, 3 M |  |  | FID | Fiber drop cable assembly |  | Discontinued
FID-SG-020M-01A-XX |  | Variant of FID | Fiber Optic Indoor/outdoor 3 mm Drop Cable Stub Assembly, SC/APC, 20 M |  |  | FID | Fiber drop cable assembly |  | Discontinued
FID-LG-035M-01A-XX |  | Variant of FID | Fiber Optic Indoor/outdoor 3 mm Drop Cable Stub Assembly, LC/APC, 35 M |  |  | FID | Fiber drop cable assembly |  | Discontinued
FID-LG-075M-01A-XX |  | Variant of FID | Fiber Optic Indoor/outdoor 3 mm Drop Cable Stub Assembly, LC/APC, 75 M |  |  | FID | Fiber drop cable assembly |  | Discontinued
FID-LG-015M-01A-XX |  | Variant of FID | Fiber Optic Indoor/outdoor 3 mm Drop Cable Stub Assembly, LC/APC, 15 M |  |  | FID | Fiber drop cable assembly |  | Discontinued
FID-LG-105M-01A-LG |  | Variant of FID | Fiber Optic Indoor/outdoor 3 mm Drop Cable Assembly, LC/APC-LC/APC, 105 M |  |  | FID | Fiber drop cable assembly |  | Discontinued
FID-SG-150M-01A-SG |  | Variant of FID | Fiber Optic Indoor/outdoor 3 mm Drop Cable Assembly, SC/APC-SC/APC, 150 M |  |  | FID | Fiber drop cable assembly |  | Discontinued
FID-SG-050M-01A-XX |  | Variant of FID | Fiber Optic Indoor/outdoor 3 mm Drop Cable Stub Assembly, SC/APC, 50 M |  |  | FID | Fiber drop cable assembly |  | Discontinued
FID-LG-040M-01A-LG |  | Variant of FID | Fiber Optic Indoor/outdoor 3 mm Drop Cable Assembly, LC/APC-LC/APC, 40 M |  |  | FID | Fiber drop cable assembly |  | Discontinued
FID-SG-030M-01A-SG |  | Variant of FID | Fiber Optic Indoor/outdoor 3 mm Drop Cable Assembly, SC/APC-SC/APC, 30 M |  |  | FID | Fiber drop cable assembly |  | Discontinued
FID-LG-060M-01A-XX |  | Variant of FID | Fiber Optic Indoor/outdoor 3 mm Drop Cable Stub Assembly, LC/APC, 60 M |  |  | FID | Fiber drop cable assembly |  | Discontinued
FID-SG-090M-01A-XX |  | Variant of FID | Fiber Optic Indoor/outdoor 3 mm Drop Cable Stub Assembly, SC/APC, 90 M |  |  | FID | Fiber drop cable assembly |  | Discontinued
FID-SG-150M-01A-XX |  | Variant of FID | Fiber Optic Indoor/outdoor 3 mm Drop Cable Stub Assembly, SC/APC, 150 M |  |  | FID | Fiber drop cable assembly |  | Discontinued
FID-SG-010M-01A-XX |  | Variant of FID | Fiber Optic Indoor/outdoor 3 mm Drop Cable Stub Assembly, SC/APC, 10 M |  |  | FID | Fiber drop cable assembly |  | Discontinued
FID-LG-080M-01A-XX |  | Variant of FID | Fiber Optic Indoor/outdoor 3 mm Drop Cable Stub Assembly, LC/APC, 80 M |  |  | FID | Fiber drop cable assembly |  | Discontinued
FID-SG-100M-01A-SG |  | Variant of FID | Fiber Optic Indoor/outdoor 3 mm Drop Cable Assembly, SC/APC-SC/APC, 100 M |  |  | FID | Fiber drop cable assembly |  | Discontinued
FID-LG-120M-01A-LG |  | Variant of FID | Fiber Optic Indoor/outdoor 3 mm Drop Cable Assembly, LC/APC-LC/APC, 120 M |  |  | FID | Fiber drop cable assembly |  | Discontinued
FID-SG-160M-01A-SG |  | Variant of FID | Fiber Optic Indoor/outdoor 3 mm Drop Cable Assembly, SC/APC-SC/APC, 160 M |  |  | FID | Fiber drop cable assembly |  | Discontinued
FID-LG-050M-01A-LG |  | Variant of FID | Fiber Optic Indoor/outdoor 3 mm Drop Cable Assembly, LC/APC-LC/APC, 50 M |  |  | FID | Fiber drop cable assembly |  | Discontinued
FID-LG-250M-01A-LG |  | Variant of FID | Fiber Optic Indoor/outdoor 3 mm Drop Cable Assembly, LC/APC-LC/APC, 250 M |  |  | FID | Fiber drop cable assembly |  | Discontinued
FID-SG-100M-01A-XX |  | Variant of FID | Fiber Optic Indoor/outdoor 3 mm Drop Cable Stub Assembly, SC/APC, 100 M |  |  | FID | Fiber drop cable assembly |  | Discontinued
FID-LG-120M-01A-XX |  | Variant of FID | Fiber Optic Indoor/outdoor 3 mm Drop Cable Stub Assembly, LC/APC, 120 M |  |  | FID | Fiber drop cable assembly |  | Discontinued
FID-SG-160M-01A-XX |  | Variant of FID | Fiber Optic Indoor/outdoor 3 mm Drop Cable Stub Assembly, SC/APC, 160 M |  |  | FID | Fiber drop cable assembly |  | Discontinued
FID-SG-075M-01A-SG |  | Variant of FID | Fiber Optic Indoor/outdoor 3 mm Drop Cable Assembly, SC/APC-SC/APC, 75 M |  |  | FID | Fiber drop cable assembly |  | Discontinued
FID-SG-035M-01A-SG |  | Variant of FID | Fiber Optic Indoor/outdoor 3 mm Drop Cable Assembly, SC/APC-SC/APC, 35 M |  |  | FID | Fiber drop cable assembly |  | Discontinued
FID-SG-200M-01A-XX |  | Variant of FID | Fiber Optic Indoor/outdoor 3 mm Drop Cable Stub Assembly, SC/APC, 200 M |  |  | FID | Fiber drop cable assembly |  | Discontinued
FID-SG-075M-01A-XX |  | Variant of FID | Fiber Optic Indoor/outdoor 3 mm Drop Cable Stub Assembly, SC/APC, 75 M |  |  | FID | Fiber drop cable assembly |  | Discontinued
FID-SG-035M-01A-XX |  | Variant of FID | Fiber Optic Indoor/outdoor 3 mm Drop Cable Stub Assembly, SC/APC, 35 M |  |  | FID | Fiber drop cable assembly |  | Discontinued
FID-SG-350M-01A-SG |  | Variant of FID | Fiber Optic Indoor/outdoor 3 mm Drop Cable Assembly, SC/APC-SC/APC, 350 M |  |  | FID | Fiber drop cable assembly |  | Discontinued
66242081-01 | 6624 2 081-01 | Variant | LSA-PLUS® Patch Cord, 2/2, 2 pole, 1 m |  | LSA-PLUS® | LSA-PLUS | Copper patch cord
66242081-04 | 6624 2 081-04 | Variant | LSA-PLUS® Patch Cord, 2/2, 2 pole, 4 m |  | LSA-PLUS® | LSA-PLUS | Copper patch cord
66242081-11 | 6624 2 081-11 | Variant | LSA-PLUS® Patch Cord, 2/2, 2 pole, 8 m |  | LSA-PLUS® | LSA-PLUS | Copper patch cord
760249505 |  | Variant of OCP | Fiber Optic Pigtail, Simplex, Singlemode, SC/APC to Stub, 0.9 mm diameter, 2 m, loose buffered cable |  |  | OCP | Fiber pigtail ¦ jacketed
HCA-X01D |  | Variant of HCA | Fiber Optic Drop Cable Assembly, PRODIGY™ Connector w/DLX converter factory installed to Stub, USD Toneable Cable |  | PRODIGY™ | HCA | Fiber drop cable assembly
HCA-AL1C |  | Variant of HCA | Fiber Optic Drop Cable Assembly, Prodigy connector core only to SC/APC, USD dielectric cable |  | PRODIGY™ | HCA | Fiber drop cable assembly | Build America Buy America (BABA) compliant*
HCA-A01B |  | Variant of HCA | Fiber Optic Drop Cable Assembly, PRODIGY™ Connector Core only to Stub, SST toneable cable |  | PRODIGY™ | HCA | Fiber drop cable assembly | Build America Buy America (BABA) compliant*
HCA-AL1B |  | Variant of HCA | Fiber Optic Drop Cable Assembly, PRODIGY™ Connector Core only to SC/APC connector, SST toneable cable |  | PRODIGY™ | HCA | Fiber drop cable assembly | Build America Buy America (BABA) compliant*
HCA-XL1C |  | Variant of HCA | Fiber Optic Drop Cable Assembly, PRODIGY™ Connector core with DLX Converter installed to SC/APC connector, USD Dielectric Cable |  | PRODIGY™ | HCA | Fiber drop cable assembly | Build America Buy America (BABA) compliant*
1-1671330-1 |  | Variant | Sigma-Link™ Identifier Lamp, blue LED | NETCONNECT® | Sigma-Link™ | Sigma-Link | Tool |  | Discontinued
1-1920675-0 | OCJ-L1-10MASIA-S3 | Variant of OCJ | Fiber Optic Patch Cord, Simplex, Singlemode, LC/UPC to SC/APC 9°, yellow, 10 m |  |  | OCJ | Fiber patch cord ¦ simplex
1-1920604-0 | OCJ-S1-10MASHA-S1 | Variant of OCJ | Fiber Optic Patch Cord, Duplex, Singlemode, SC/UPC to SC/UPC, yellow, 10 m |  |  | OCJ | Fiber patch cord ¦ duplex
1-1920743-6 |  | Variant of 1920743 | Fiber Optic Patch Cord, Duplex, Multimode, LC/UPC to LC/UPC, aqua, 16 m | CommScope® |  | 192 | Fiber patch cord ¦ duplex
1-1920675-5 | OCJ-L1-15MASIA-S3 | Variant of OCJ | Fiber Optic Patch Cord, Simplex, Singlemode, LC/UPC to SC/APC 9°, yellow, 15 m |  |  | OCJ | Fiber patch cord ¦ simplex
1-1920751-0 | OCJ-S1-10MASIA-S1 | Variant of OCJ | Fiber Optic Patch Cord, Simplex, Singlemode, SC/UPC to SC/UPC, yellow, 10 m |  |  | OCJ | Fiber patch cord ¦ simplex
1-1920779-0 | OCJ-L2-10MASIA-L2 | Variant of OCJ | Fiber Optic Patch Cord, Simplex, Singlemode, LC/APC to LC/APC, yellow, 10 m |  |  | OCJ | Fiber patch cord ¦ simplex
1-1920606-5 | OCJ-L1-15MASHA-L1 | Variant of OCJ | Fiber Optic Patch Cord, Duplex, Singlemode, LC/UPC to LC/UPC, yellow, 15 m |  |  | OCJ | Fiber patch cord ¦ duplex
1-1859794-0 |  | Variant of 1859794 | Fiber Optic Patch Cord, Duplex, Multimode OM3, LC/UPC to LC/UPC, 3 mm, LSZH/OFNR, aqua, 10 m | CommScope® |  | 185 | Fiber patch cord ¦ duplex
1-1920721-5 | OCJ-L2-15MASHA-S2 | Variant of OCJ | Fiber Optic Patch Cord, Duplex, Singlemode, LC/APC to SC/APC, yellow, 15 m |  |  | OCJ | Fiber patch cord ¦ duplex
1-1920743-0 |  | Variant of 1920743 | Fiber Optic Patch Cord, LC to LC, duplex, OM3 XG 10 Gb/s, twin zip, 10 m, aqua | CommScope® |  | 192 | Fiber patch cord ¦ duplex
1-1920838-0 | OCJ-L1-10MASHA-S3 | Variant of OCJ | Fiber Optic Patch Cord, Duplex, Singlemode, LC/UPC to SC/APC 9°, yellow, 10 m |  |  | OCJ | Fiber patch cord ¦ duplex
1-1920743-2 |  | Variant of 1920743 | Fiber Optic Patch Cord, Duplex, Multimode, LC/UPC to LC/UPC, aqua, 12 m | CommScope® |  | 192 | Fiber patch cord ¦ duplex
1-1920533-5 | OCJ-L1-15MASIA-S2 | Variant of OCJ | Fiber Optic Patch Cord, Simplex, Singlemode, LC/UPC to SC/APC, yellow, 15 m |  |  | OCJ | Fiber patch cord ¦ simplex
1-1920743-5 |  | Variant of 1920743 | Fiber Optic Patch Cord, Duplex, Multimode, LC/UPC to LC/UPC, aqua, 15 m | CommScope® |  | 192 | Fiber patch cord ¦ duplex
1-1939121-5 |  | Variant | RJ45 Patch Cord, category 5e, PVC stranded, with security key, gray, 15 m | NETCONNECT® |  |  | Twisted pair patch cord |  | Discontinued
1-1989798-0 |  | Variant of 1989798 | RJ45 Patch Cord, category 6, blue, 10 ft | NETCONNECT® |  |  | Twisted pair patch cord
1-2055108-0 |  | Variant of 2055108 | Fiber Optic Patch Cord, Duplex, Multimode, SC/UPC to SC/UPC, aqua, 10 m | CommScope® |  | 205 | Fiber patch cord ¦ duplex
1-2055108-5 |  | Variant of 2055108 | Fiber Optic Patch Cord, Duplex, Multimode, SC/UPC to SC/UPC, aqua, 15 m | CommScope® |  | 205 | Fiber patch cord ¦ duplex
1-2055109-0 |  | Variant of 2055109 | Fiber Optic Patch Cord, Duplex, Multimode, LC/UPC to SC/UPC, aqua, 10 m | CommScope® |  | 205 | Fiber patch cord ¦ duplex
1-2055109-4 |  | Variant of 2055109 | Fiber Optic Patch Cord, Duplex, Multimode, LC/UPC to SC/UPC, aqua, 14 m | CommScope® |  | 205 | Fiber patch cord ¦ duplex
1-1989797-0 |  | Variant of 1989797 | RJ45 Patch Cord, category 6, red, 10 ft | NETCONNECT® |  |  | Twisted pair patch cord
1-2055554-0 | OCJ-S3-10MASIA-S3 | Variant of OCJ | Fiber Optic Patch Cord, Simplex, Singlemode, SC/APC to SC/APC 9°, yellow, 10 m |  |  | OCJ | Fiber patch cord ¦ simplex
1-2055372-0 | OCJ-L1-10MASIA-L2 | Variant of OCJ | Fiber Optic Patch Cord, Simplex, Singlemode, LC/UPC to LC/APC, yellow, 10 m |  |  | OCJ | Fiber patch cord ¦ simplex
1-2055554-5 | OCJ-S3-15MASIA-S3 | Variant of OCJ | Fiber Optic Patch Cord, Simplex, Singlemode, SC/APC to SC/APC 9°, yellow, 15 m |  |  | OCJ | Fiber patch cord ¦ simplex
1-2055025-5 | OCJ-S2-15MASHA-S2 | Variant of OCJ | Fiber Optic Patch Cord, Simplex, Singlemode, SC/APC to SC/APC, yellow, 15 m |  |  | OCJ | Fiber patch cord ¦ simplex
1-2055253-0 | OCJ-S2-10MASIA-S2 | Variant of OCJ | Fiber Optic Patch Cord, Simplex, Singlemode, SC/APC to SC/APC, yellow, 10 m |  |  | OCJ | Fiber patch cord ¦ simplex
1-2055315-0 | OCJ-L1-10MASHA-L2 | Variant of OCJ | Fiber Optic Patch Cord, Duplex, Singlemode, LC/UPC to LC/APC, yellow, 10 m |  |  | OCJ | Fiber patch cord ¦ duplex
1-2105027-5 |  | Variant of 2105027 | Fiber Optic Patch Cord, OM3, LC/LC duplex, 1.8 mm LSZH & OFNR, 15 m, aqua | CommScope® |  | 210 | Fiber patch cord ¦ duplex
1-2105027-6 |  | Variant of 2105027 | Fiber Optic Patch Cord, OM3, LC/LC duplex, 1.8 mm LSZH & OFNR, 16 m, aqua | CommScope® |  | 210 | Fiber patch cord ¦ duplex
1-2105028-0 |  | Variant of 2105028 | Fiber Optic Patch Cord, OS2, LC/LC duplex, 1.8 mm LSZH & OFNR, 10 m, yellow | CommScope® |  | 210 | Fiber patch cord ¦ duplex
1-2105028-2 |  | Variant of 2105028 | Fiber Optic Patch Cord, Duplex, Singlemode, LC/UPC to LC/UPC, yellow, 12 m | CommScope® |  | 210 | Fiber patch cord ¦ duplex
1-2105027-0 |  | Variant of 2105027 | Fiber Optic Patch Cord, OM3, LC/LC duplex, 1.8 mm LSZH & OFNR, 10 m, aqua | CommScope® |  | 210 | Fiber patch cord ¦ duplex
1-2105061-5 |  | Variant of 2105061 | Fiber Optic Patch Cord, Duplex, Multimode, LC/UPC to LC/UPC, LSZH & OFNR, aqua, 15 m | CommScope® |  | 210 | Fiber patch cord ¦ duplex
1-2105028-5 |  | Variant of 2105028 | Fiber Optic Patch Cord, OS2, LC/LC duplex, 1.8 mm LSZH & OFNR, 15 m, yellow | CommScope® |  | 210 | Fiber patch cord ¦ duplex
1-2105027-2 |  | Variant of 2105027 | Fiber Optic Patch Cord, OM3, LC/LC duplex, 1.8 mm LSZH & OFNR, 12 m, aqua | CommScope® |  | 210 | Fiber patch cord ¦ duplex
1-2105028-8 |  | Variant of 2105028 | Fiber Optic Patch Cord, OS2, LC/LC duplex, 1.8 mm LSZH & OFNR, 18 m, yellow | CommScope® |  | 210 | Fiber patch cord ¦ duplex
1-2105061-0 |  | Variant of 2105061 | Fiber Optic Patch Cord, Duplex, Multimode, LC/UPC to LC/UPC, LSZH & OFNR, aqua, 10 m | CommScope® |  | 210 | Fiber patch cord ¦ duplex
1-2105061-2 |  | Variant of 2105061 | Fiber Optic Patch Cord, Duplex, Multimode, LC/UPC to LC/UPC, LSZH & OFNR, aqua, 12 m | CommScope® |  | 210 | Fiber patch cord ¦ duplex
1-2105093-0 |  | Variant of 2105093 | Fiber Optic Patch Cord, Duplex, OM4, SC/UPC to SC/UPC, LSZH & OFNR, aqua, 10 m | CommScope® |  | 210 | Fiber patch cord ¦ duplex
1-2105093-5 |  | Variant of 2105093 | Fiber Optic Patch Cord, Duplex, OM4, SC/UPC to SC/UPC, LSZH & OFNR, aqua, 15 m | CommScope® |  | 210 | Fiber patch cord ¦ duplex
1-2111225-0 |  | Variant | RJ45 Patch Cord, category 6, UTP, black, 10 ft | NETCONNECT® |  |  | Twisted pair patch cord |  | Discontinued
EH0108-001 | OCP-S1-15DASEN-XX-AP | Variant of OCP | Fiber Optic Pigtail, Single fiber white color, Singlemode, SC/UPC to Stub, 0.9 mm diameter, 1.5 m |  |  | OCP | Fiber pigtail ¦ jacketed
EH0108-002 | OCP-S2-15DASEN-XX-AP | Variant of OCP | Fiber Optic Pigtail, Single fiber white color, Singlemode, SC/APC to Stub, 0.9 mm diameter, 1.5 m |  |  | OCP | Fiber pigtail ¦ jacketed
EH0194-007 | OCP-S5-15DGSEN-XX-(12)-AP | Variant of OCP | Fiber Optic Pigtail, 12 color kit, OM4, SC to Stub, 0.9 mm diameter, 1.5 m |  |  | OCP | Fiber pigtail ¦ jacketed
HCA-HL1D |  | Variant of HCA | Fiber Optic Drop Cable Assembly, PRODIGY™ Connector w/ Full Size Converter to SC/APC connector, USD ToneableCable |  | PRODIGY™ | HCA | Fiber drop cable assembly | Build America Buy America (BABA) compliant*
HCA-HN1D |  | Variant of HCA | Fiber Optic Drop Cable Assembly, PRODIGY™ Connector w/ Full Size Converter to SC/UPC connector, USD ToneableCable |  | PRODIGY™ | HCA | Fiber drop cable assembly | Build America Buy America (BABA) compliant*
760255889 | HCA-ACC-3mm SC/APC Test Lead 10FT, 2x Cvtr | Variant of HCA-ACC | HCA-ACC-3mm SC/APC Test Lead 10FT, Full size and DLX converter included |  | PRODIGY™ | HCA | Fiber test patch cord
760255888 | HCA-ACC-3mm SC/APC Test Lead 20FT, 2x Cvtr | Variant of HCA-ACC | HCA-ACC-3mm SC/APC Test Lead 20FT, Full size and DLX converter included |  | PRODIGY™ | HCA | Fiber test patch cord | Build America Buy America (BABA) compliant*
760258039 | HCA-ACC-3mm SC/APC Test Lead 50FT, 2x Cvtr | Variant of HCA-ACC | HCA-ACC-3mm SC/APC Test Lead 50FT, Full size and DLX converter included |  | PRODIGY™ | HCA | Fiber test patch cord
MDC-0J1H |  | Variant of MDC | RealFlex® 3 Fiber Optic Drop Cable Assembly, Stub to SC/APC , RBR Riser, Ivory, Build America Buy America (BABA) |  | RealFlex® | MDC | Fiber drop cable assembly | Build America Buy America (BABA) compliant*
HCA-AL1D |  | Variant of HCA | Fiber Optic Drop Cable Assembly, Prodigy connector core only to SC/APC, USD toneable cable |  | PRODIGY™ | HCA | Fiber drop cable assembly | Build America Buy America (BABA) compliant*
MDC-0J1G |  | Variant of MDC | RealFlex® 3 Fiber Optic Drop Cable Assembly, Stub to SC/APC , RBR Plenum, Ivory |  | RealFlex® | MDC | Fiber drop cable assembly
MDC-0N1G |  | Variant of MDC | RealFlex® 3 Fiber Optic Drop Cable Assembly, Stub to SC/UPC, Plenum, Ivory |  | RealFlex® | MDC | Fiber drop cable assembly
HCA-MM1C |  | Variant of HCA | PRODIGY™ SC/APC w/ Short Breakout to SC/APC w/ Short Breakout, USD Dielectric Cable |  |  | HCA | Fiber drop cable assembly | Build America Buy America (BABA) compliant*
HCA-M01D |  | Variant of HCA | PRODIGY™ SC/APC w/ Short Breakout to Stub, USD Toneable Cable |  |  | HCA | Fiber drop cable assembly | Build America Buy America (BABA) compliant*
760256099 | OCJ-EC-10MASIA-LF | Variant of OCJ | Fiber Optic Patch Cord, Simplex, Singlemode, LSH/APC to LC/UPC, 1.8 mm diameter, yellow, 10m |  |  | OCJ | Fiber patch cord ¦ simplex
760252457 | OCP-LF-02MALEN-XX-WH | Variant of OCP | Fiber Optic Pigtail, Simplex, Singlemode, LC/UPC to Stub, 0.9 mm diameter, 2 m, loose buffered cable |  |  | OCP | Fiber pigtail ¦ jacketed
760257930 | MP-COLORCLIP-RED-50 | Variant | Modular Plug Color Clip, Red, 50 pcs | CommScope® |  |  | Modular plug boot clip
760257929 | MP-COLORCLIP-YELLOW-50 | Variant | Modular Plug Color Clip, Yellow, 50 pcs | CommScope® |  |  | Modular plug boot clip
760257927 | MP-COLORCLIP-VIOLET-50 | Variant | Modular Plug Color Clip, Violet, 50 pcs | CommScope® |  |  | Modular plug boot clip
760258011 | FIELD TERM ANTI-SNAG CLIP, OR BAG OF 50 | Variant of FT-ASC | FIELD TERM ANTI-SNAG CLIP, OR BAG OF 50 | CommScope® |  |  | Modular plug boot clip
760258013 | FIELD TERM ANTI-SNAG CLIP, RD BAG OF 50 | Variant of FT-ASC | FIELD TERM ANTI-SNAG CLIP, RD BAG OF 50 | CommScope® |  |  | Modular plug boot clip
760258014 | FIELD TERM ANTI-SNAG CLIP, YL BAG OF 50 | Variant of FT-ASC | FIELD TERM ANTI-SNAG CLIP, YL BAG OF 50 | CommScope® |  |  | Modular plug boot clip
760258539 | OCP-SH-02MALEN-XX-WH/D | Variant of OCP | Fiber Optic Pigtail, Simplex, Singlemode, SC/APC to Stub, 0.9 mm diameter, 2 m, loose buffered cable |  |  | OCP | Fiber pigtail ¦ unjacketed
FPCC-7MYP |  | Variant of FPCC | Fiber Optic Patch Cord, duplex, singlemode, 1.2 mm OFNP jacket, SC/UPC-LC/APC, yellow |  |  | FPCC | Fiber patch cord ¦ duplex
HCA-HH1N |  | Variant of HCA | Fiber Optic Drop Cable Assembly, PRODIGY™ to stub, Flat drop with tone wire. |  | PRODIGY™ | HCA | Fiber drop cable assembly
HCA-H01N |  | Variant of HCA | Fiber Optic Drop Cable Assembly, PRODIGY™ to stub, Flat drop with tone wire. |  | PRODIGY™ | HCA | Fiber drop cable assembly
HCA-HH1M |  | Variant of HCA | Fiber Optic Drop Cable Assembly, PRODIGY™ to stub, Flat drop cable. |  | PRODIGY™ | HCA | Fiber drop cable assembly
HCA-AA1M |  | Variant of HCA | Fiber Optic Drop Cable Assembly, PRODIGY™ to stub, Flat drop cable. |  | PRODIGY™ | HCA | Fiber drop cable assembly
1-2056006-1 | OCP-L1-02MALEN-XX-(12COL) | Variant of OCP | Fiber Optic Pigtail, 12 fibers, Singlemode, LC/UPC to Stub, 0.9 mm diameter, multicolor, 2m, loose buffered cable |  |  | OCP | Fiber pigtail ¦ multi-fiber
760263123 | NCA-LC-300-01Y-LC-XXXX | Variant of NCA | Fibre Optic Indoor/outdoor 3 mm Drop Cable Assembly, LC/PC-LC/PC, 300 M |  |  | NCA | Fiber drop cable assembly
760261495 | NCA-SA-050-01Y-XX-XXXX | Variant of NCA | Fibre Optic Indoor/outdoor 3 mm Drop Cable Stub Assembly, SC/APC, 50 M |  |  | NCA | Fiber drop cable assembly
760261494 | NCA-SA-035-01Y-XX-XXXX | Variant of NCA | Fibre Optic Indoor/outdoor 3 mm Drop Cable Stub Assembly, SC/APC, 35 M |  |  | NCA | Fiber drop cable assembly
760261493 | NCA-SA-020-01Y-XX-XXXX | Variant of NCA | Fibre Optic Indoor/outdoor 3 mm Drop Cable Stub Assembly, SC/APC, 20 M |  |  | NCA | Fiber drop cable assembly
760261515 | NCA-SA-100-01Y-SA-XXXX | Variant of NCA | Fibre Optic Indoor/outdoor 3 mm Drop Cable Assembly, SC/APC-SC/APC, 100 M |  |  | NCA | Fiber drop cable assembly
760261499 | NCA-SA-200-01Y-XX-XXXX | Variant of NCA | Fibre Optic Indoor/outdoor 3 mm Drop Cable Stub Assembly, SC/APC, 200 M |  |  | NCA | Fiber drop cable assembly
760261501 | NCA-SA-350-01Y-XX-XXXX | Variant of NCA | Fibre Optic Indoor/outdoor 3 mm Drop Cable Stub Assembly, SC/APC, 350 M |  |  | NCA | Fiber drop cable assembly
760261513 | NCA-SA-050-01Y-SA-XXXX | Variant of NCA | Fibre Optic Indoor/outdoor 3 mm Drop Cable Assembly, SC/APC-SC/APC, 50 M |  |  | NCA | Fiber drop cable assembly
760261529 | NCA-SC-020-01Y-XX-XXXX | Variant of NCA | Fibre Optic Indoor/outdoor 3 mm Drop Cable Stub Assembly, SC/PC, 20 M |  |  | NCA | Fiber drop cable assembly
760261536 | NCA-SC-250-01Y-XX-XXXX | Variant of NCA | Fibre Optic Indoor/outdoor 3 mm Drop Cable Stub Assembly, SC/PC, 250 M |  |  | NCA | Fiber drop cable assembly
760261498 | NCA-SA-150-01Y-XX-XXXX | Variant of NCA | Fibre Optic Indoor/outdoor 3 mm Drop Cable Stub Assembly, SC/APC, 150 M |  |  | NCA | Fiber drop cable assembly
760261530 | NCA-SC-035-01Y-XX-XXXX | Variant of NCA | Fibre Optic Indoor/outdoor 3 mm Drop Cable Stub Assembly, SC/PC, 35 M |  |  | NCA | Fiber drop cable assembly
760261514 | NCA-SA-075-01Y-SA-XXXX | Variant of NCA | Fibre Optic Indoor/outdoor 3 mm Drop Cable Assembly, SC/APC-SC/APC, 75 M |  |  | NCA | Fiber drop cable assembly
760261518 | NCA-SA-250-01Y-SA-XXXX | Variant of NCA | Fibre Optic Indoor/outdoor 3 mm Drop Cable Assembly, SC/APC-SC/APC, 250 M |  |  | NCA | Fiber drop cable assembly
760261534 | NCA-SC-150-01Y-XX-XXXX | Variant of NCA | Fibre Optic Indoor/outdoor 3 mm Drop Cable Stub Assembly, SC/PC, 150 M |  |  | NCA | Fiber drop cable assembly
760261511 | NCA-SA-020-01Y-SA-XXXX | Variant of NCA | Fibre Optic Indoor/outdoor 3 mm Drop Cable Assembly, SC/APC-SC/APC, 20 M |  |  | NCA | Fiber drop cable assembly
760261496 | NCA-SA-075-01Y-XX-XXXX | Variant of NCA | Fibre Optic Indoor/outdoor 3 mm Drop Cable Stub Assembly, SC/APC, 75 M |  |  | NCA | Fiber drop cable assembly
760261551 | NCA-SC-100-01Y-SC-XXXX | Variant of NCA | Fibre Optic Indoor/outdoor 3 mm Drop Cable Assembly, SC/PC-SC/PC, 100 M |  |  | NCA | Fiber drop cable assembly
760261585 | NCA-LA-050-01Y-LA-XXXX | Variant of NCA | Fibre Optic Indoor/outdoor 3 mm Drop Cable Assembly, LC/APC-LC/APC, 50 M |  |  | NCA | Fiber drop cable assembly
760261644 | NCA-SA-250-01G-XX-XXXX | Variant of NCA | Fibre Optic Indoor/outdoor 4.5 mm Drop Cable Stub Assembly, SC/APC, 250 M |  |  | NCA | Fiber drop cable assembly
760262458 | NCA-LA-030-01J-SA-XXXX | Variant of NCA | Fibre Optic Dual Jacket 4.5 mm Drop Cable Assembly, LC/APC to SC/APC, 30 M |  |  | NCA | Fiber drop cable assembly
760263173 | NCA-SA-005-01J-SA-XXXX | Variant of NCA | Fibre Optic Dual Jacket 4.5 mm Drop Cable Assembly, SC/APC to SC/APC, 5 M |  |  | NCA | Fiber drop cable assembly
760263180 | NCA-SA-030-01J-SA-XXXX | Variant of NCA | Fibre Optic Dual Jacket 4.5 mm Drop Cable Assembly, SC/APC to SC/APC, 30 M |  |  | NCA | Fiber drop cable assembly
760263186 | NCA-SA-007-01J-XX-XXXX | Variant of NCA | Fibre Optic Dual Jacket 4.5 mm Drop Cable Assembly, SC/APC to Stub, 7 M |  |  | NCA | Fiber drop cable assembly
760263172 | NCA-SA-003-01J-SA-XXXX | Variant of NCA | Fibre Optic Dual Jacket 4.5 mm Drop Cable Assembly, SC/APC to SC/APC, 3 M |  |  | NCA | Fiber drop cable assembly
760263165 | NCA-LA-020-01J-XX-XXXX | Variant of NCA | Fibre Optic Dual Jacket 4.5 mm Drop Cable Assembly, LC/APC to Stub, 20 M |  |  | NCA | Fiber drop cable assembly
760263128 | NCA-SC-025-01Y-SC-XXXX | Variant of NCA | Fibre Optic Indoor/outdoor 3 mm Drop Cable Assembly, SC/PC-SC/PC, 25 M |  |  | NCA | Fiber drop cable assembly
760263108 | NCA-SC-080-01Y-XX-XXXX | Variant of NCA | Fibre Optic Indoor/outdoor 3 mm Drop Cable Stub Assembly, SC/PC, 80 M |  |  | NCA | Fiber drop cable assembly
760262439 | NCA-LA-080-01Y-LA-XXXX | Variant of NCA | Fibre Optic Indoor/outdoor 3 mm Drop Cable Assembly, LC/APC-LC/APC, 80 M |  |  | NCA | Fiber drop cable assembly
760261607 | NCA-LC-200-01Y-XX-XXXX | Variant of NCA | Fibre Optic Indoor/outdoor 3 mm Drop Cable Stub Assembly, LC/PC, 200 M |  |  | NCA | Fiber drop cable assembly
760263164 | NCA-LA-015-01J-XX-XXXX | Variant of NCA | Fibre Optic Dual Jacket 4.5 mm Drop Cable Assembly, LC/APC to Stub, 15 M |  |  | NCA | Fiber drop cable assembly
760263153 | NCA-LA-020-01J-LA-XXXX | Variant of NCA | Fibre Optic Dual Jacket 4.5 mm Drop Cable Assembly, LC/APC to SC/APC, 20 M |  |  | NCA | Fiber drop cable assembly
760263124 | NCA-SA-015-01Y-SA-XXXX | Variant of NCA | Fibre Optic Indoor/outdoor 3 mm Drop Cable Assembly, SC/APC-SC/APC, 15 M |  |  | NCA | Fiber drop cable assembly
760263104 | NCA-SA-135-01Y-XX-XXXX | Variant of NCA | Fibre Optic Indoor/outdoor 3 mm Drop Cable Stub Assembly, SC/APC, 135 M |  |  | NCA | Fiber drop cable assembly
760261638 | NCA-SA-035-01G-XX-XXXX | Variant of NCA | Fibre Optic Indoor/outdoor 4.5 mm Drop Cable Stub Assembly, SC/APC, 35 M |  |  | NCA | Fiber drop cable assembly
760263177 | NCA-SA-015-01J-SA-XXXX | Variant of NCA | Fibre Optic Dual Jacket 4.5 mm Drop Cable Assembly, SC/APC to SC/APC, 15 M |  |  | NCA | Fiber drop cable assembly
760263170 | NCA-SA-001-01J-SA-XXXX | Variant of NCA | Fibre Optic Dual Jacket 4.5 mm Drop Cable Assembly, SC/APC to SC/APC, 1 M |  |  | NCA | Fiber drop cable assembly
760263163 | NCA-LA-012-01J-XX-XXXX | Variant of NCA | Fibre Optic Dual Jacket 4.5 mm Drop Cable Assembly, LC/APC to Stub, 12 M |  |  | NCA | Fiber drop cable assembly
760263150 | NCA-LA-010-01J-LA-XXXX | Variant of NCA | Fibre Optic Dual Jacket 4.5 mm Drop Cable Assembly, LC/APC to SC/APC, 10 M |  |  | NCA | Fiber drop cable assembly
760263099 | NCA-LC-135-01Y-XX-XXXX | Variant of NCA | Fibre Optic Indoor/outdoor 3 mm Drop Cable Stub Assembly, LC/PC, 135 M |  |  | NCA | Fiber drop cable assembly
760262449 | NCA-LA-002-01J-SA-XXXX | Variant of NCA | Fibre Optic Dual Jacket 4.5 mm Drop Cable Assembly, LC/APC to SC/APC, 2 M |  |  | NCA | Fiber drop cable assembly
760262433 | NCA-SA-065-01Y-XX-XXXX | Variant of NCA | Fibre Optic Indoor/outdoor 3 mm Drop Cable Stub Assembly, SC/APC, 65 M |  |  | NCA | Fiber drop cable assembly
760261626 | NCA-LC-250-01Y-LC-XXXX | Variant of NCA | Fibre Optic Indoor/outdoor 3 mm Drop Cable Assembly, LC/PC-LC/PC, 250 M |  |  | NCA | Fiber drop cable assembly
760261601 | NCA-LC-020-01Y-XX-XXXX | Variant of NCA | Fibre Optic Indoor/outdoor 3 mm Drop Cable Stub Assembly, LC/PC, 20 M |  |  | NCA | Fiber drop cable assembly
760263176 | NCA-SA-012-01J-SA-XXXX | Variant of NCA | Fibre Optic Dual Jacket 4.5 mm Drop Cable Assembly, SC/APC to SC/APC, 12 M |  |  | NCA | Fiber drop cable assembly
760263169 | NCA-LA-050-01J-SA-XXXX | Variant of NCA | Fibre Optic Dual Jacket 4.5 mm Drop Cable Assembly, LC/APC to SC/APC, 50 M |  |  | NCA | Fiber drop cable assembly
760263116 | NCA-LC-015-01Y-LC-XXXX | Variant of NCA | Fibre Optic Indoor/outdoor 3 mm Drop Cable Assembly, LC/PC-LC/PC, 15 M |  |  | NCA | Fiber drop cable assembly
760263095 | NCA-LC-025-01Y-XX-XXXX | Variant of NCA | Fibre Optic Indoor/outdoor 3 mm Drop Cable Stub Assembly, LC/PC, 25 M |  |  | NCA | Fiber drop cable assembly
760261555 | NCA-SC-350-01Y-SC-XXXX | Variant of NCA | Fibre Optic Indoor/outdoor 3 mm Drop Cable Assembly, SC/PC-SC/PC, 350 M |  |  | NCA | Fiber drop cable assembly
760263131 | NCA-SC-105-01Y-SC-XXXX | Variant of NCA | Fibre Optic Indoor/outdoor 3 mm Drop Cable Assembly, SC/PC-SC/PC, 105 M |  |  | NCA | Fiber drop cable assembly
760263122 | NCA-LC-165-01Y-LC-XXXX | Variant of NCA | Fibre Optic Indoor/outdoor 3 mm Drop Cable Assembly, LC/PC-LC/PC, 165 M |  |  | NCA | Fiber drop cable assembly
760263110 | NCA-SC-135-01Y-XX-XXXX | Variant of NCA | Fibre Optic Indoor/outdoor 3 mm Drop Cable Stub Assembly, SC/PC, 135 M |  |  | NCA | Fiber drop cable assembly
760263103 | NCA-SA-025-01Y-XX-XXXX | Variant of NCA | Fibre Optic Indoor/outdoor 3 mm Drop Cable Stub Assembly, SC/APC, 25 M |  |  | NCA | Fiber drop cable assembly
760263098 | NCA-LC-105-01Y-XX-XXXX | Variant of NCA | Fibre Optic Indoor/outdoor 3 mm Drop Cable Stub Assembly, LC/PC, 105 M |  |  | NCA | Fiber drop cable assembly
760262451 | NCA-LA-005-01J-SA-XXXX | Variant of NCA | Fibre Optic Dual Jacket 4.5 mm Drop Cable Assembly, LC/APC to SC/APC, 5 M |  |  | NCA | Fiber drop cable assembly
760262441 | NCA-LA-165-01Y-LA-XXXX | Variant of NCA | Fibre Optic Indoor/outdoor 3 mm Drop Cable Assembly, LC/APC-LC/APC, 165 M |  |  | NCA | Fiber drop cable assembly
760262438 | NCA-LA-065-01Y-LA-XXXX | Variant of NCA | Fibre Optic Indoor/outdoor 3 mm Drop Cable Assembly, LC/APC-LC/APC, 65 M |  |  | NCA | Fiber drop cable assembly
760262435 | NCA-SA-105-01Y-XX-XXXX | Variant of NCA | Fibre Optic Indoor/outdoor 3 mm Drop Cable Stub Assembly, SC/APC, 105 M |  |  | NCA | Fiber drop cable assembly
760261609 | NCA-LC-350-01Y-XX-XXXX | Variant of NCA | Fibre Optic Indoor/outdoor 3 mm Drop Cable Stub Assembly, LC/PC, 350 M |  |  | NCA | Fiber drop cable assembly
760261606 | NCA-LC-150-01Y-XX-XXXX | Variant of NCA | Fibre Optic Indoor/outdoor 3 mm Drop Cable Stub Assembly, LC/PC, 150 M |  |  | NCA | Fiber drop cable assembly
760261584 | NCA-LA-035-01Y-LA-XXXX | Variant of NCA | Fibre Optic Indoor/outdoor 3 mm Drop Cable Assembly, LC/APC-LC/APC, 35 M |  |  | NCA | Fiber drop cable assembly
760261572 | NCA-LA-250-01Y-XX-XXXX | Variant of NCA | Fibre Optic Indoor/outdoor 3 mm Drop Cable Stub Assembly, LC/APC, 250 M |  |  | NCA | Fiber drop cable assembly
760261569 | NCA-LA-100-01Y-XX-XXXX | Variant of NCA | Fibre Optic Indoor/outdoor 3 mm Drop Cable Stub Assembly, LC/APC, 100 M |  |  | NCA | Fiber drop cable assembly
760261566 | NCA-LA-035-01Y-XX-XXXX | Variant of NCA | Fibre Optic Indoor/outdoor 3 mm Drop Cable Stub Assembly, LC/APC, 35 M |  |  | NCA | Fiber drop cable assembly
760263189 | NCA-SA-015-01J-XX-XXXX | Variant of NCA | Fibre Optic Dual Jacket 4.5 mm Drop Cable Assembly, SC/APC to Stub, 15 M |  |  | NCA | Fiber drop cable assembly
760263175 | NCA-SA-010-01J-SA-XXXX | Variant of NCA | Fibre Optic Dual Jacket 4.5 mm Drop Cable Assembly, SC/APC to SC/APC, 10 M |  |  | NCA | Fiber drop cable assembly
760263161 | NCA-LA-007-01J-XX-XXXX | Variant of NCA | Fibre Optic Dual Jacket 4.5 mm Drop Cable Assembly, LC/APC to Stub, 7 M |  |  | NCA | Fiber drop cable assembly
760263134 | NCA-SC-300-01Y-SC-XXXX | Variant of NCA | Fibre Optic Indoor/outdoor 3 mm Drop Cable Assembly, SC/PC-SC/PC, 300 M |  |  | NCA | Fiber drop cable assembly
760263113 | NCA-LA-015-01Y-LA-XXXX | Variant of NCA | Fiber Optic Indoor/outdoor 3 mm Drop Cable Assembly, LC/APC-LC/APC, 15 M |  |  | NCA | Fiber drop cable assembly
760262428 | NCA-LA-065-01Y-XX-XXXX | Variant of NCA | Fibre Optic Indoor/outdoor 3 mm Drop Cable Stub Assembly, LC/APC, 65 M |  |  | NCA | Fiber drop cable assembly
760261587 | NCA-LA-100-01Y-LA-XXXX | Variant of NCA | Fibre Optic Indoor/outdoor 3 mm Drop Cable Assembly, LC/APC-LC/APC, 100 M |  |  | NCA | Fiber drop cable assembly
760261553 | NCA-SC-200-01Y-SC-XXXX | Variant of NCA | Fibre Optic Indoor/outdoor 3 mm Drop Cable Assembly, SC/PC-SC/PC, 200 M |  |  | NCA | Fiber drop cable assembly
760263155 | NCA-LA-030-01J-LA-XXXX | Variant of NCA | Fibre Optic Dual Jacket 4.5 mm Drop Cable Assembly, LC/APC to SC/APC, 30 M |  |  | NCA | Fiber drop cable assembly
760263152 | NCA-LA-015-01J-LA-XXXX | Variant of NCA | Fibre Optic Dual Jacket 4.5 mm Drop Cable Assembly, LC/APC to SC/APC, 15 M |  |  | NCA | Fiber drop cable assembly
760263149 | NCA-LA-007-01J-LA-XXXX | Variant of NCA | Fibre Optic Dual Jacket 4.5 mm Drop Cable Assembly, LC/APC to SC/APC, 7 M |  |  | NCA | Fiber drop cable assembly
760263146 | NCA-LA-002-01J-LA-XXXX | Variant of NCA | Fibre Optic Dual Jacket 4.5 mm Drop Cable Assembly, LC/APC to SC/APC, 2 M |  |  | NCA | Fiber drop cable assembly
760263121 | NCA-LC-135-01Y-LC-XXXX | Variant of NCA | Fibre Optic Indoor/outdoor 3 mm Drop Cable Assembly, LC/PC-LC/PC, 135 M |  |  | NCA | Fiber drop cable assembly
760263115 | NCA-LA-135-01Y-LA-XXXX | Variant of NCA | Fibre Optic Indoor/outdoor 3 mm Drop Cable Assembly, LC/APC-LC/APC, 135 M |  |  | NCA | Fiber drop cable assembly
760263094 | NCA-LC-015-01Y-XX-XXXX | Variant of NCA | Fibre Optic Indoor/outdoor 3 mm Drop Cable Stub Assembly, LC/PC, 15 M |  |  | NCA | Fiber drop cable assembly
760262456 | NCA-LA-020-01J-SA-XXXX | Variant of NCA | Fibre Optic Dual Jacket 4.5 mm Drop Cable Assembly, LC/APC to SC/APC, 20 M |  |  | NCA | Fiber drop cable assembly
760262453 | NCA-LA-010-01J-SA-XXXX | Variant of NCA | Fibre Optic Dual Jacket 4.5 mm Drop Cable Assembly, LC/APC to SC/APC, 10 M |  |  | NCA | Fiber drop cable assembly
760262440 | NCA-LA-105-01Y-LA-XXXX | Variant of NCA | Fibre Optic Indoor/outdoor 3 mm Drop Cable Assembly, LC/APC-LC/APC, 105 M |  |  | NCA | Fiber drop cable assembly
760262437 | NCA-SA-300-01Y-XX-XXXX | Variant of NCA | Fibre Optic Indoor/outdoor 3 mm Drop Cable Stub Assembly, SC/APC, 300 M |  |  | NCA | Fiber drop cable assembly
760262434 | NCA-SA-080-01Y-XX-XXXX | Variant of NCA | Fibre Optic Indoor/outdoor 3 mm Drop Cable Stub Assembly, SC/APC, 80 M |  |  | NCA | Fiber drop cable assembly
760262429 | NCA-LA-080-01Y-XX-XXXX | Variant of NCA | Fibre Optic Indoor/outdoor 3 mm Drop Cable Stub Assembly, LC/APC, 80 M |  |  | NCA | Fiber drop cable assembly
760261605 | NCA-LC-100-01Y-XX-XXXX | Variant of NCA | Fibre Optic Indoor/outdoor 3 mm Drop Cable Stub Assembly, LC/PC, 100 M |  |  | NCA | Fiber drop cable assembly
760261602 | NCA-LC-035-01Y-XX-XXXX | Variant of NCA | Fibre Optic Indoor/outdoor 3 mm Drop Cable Stub Assembly, LC/PC, 35 M |  |  | NCA | Fiber drop cable assembly
760261590 | NCA-LA-250-01Y-LA-XXXX | Variant of NCA | Fibre Optic Indoor/outdoor 3 mm Drop Cable Assembly, LC/APC-LC/APC, 250 M |  |  | NCA | Fiber drop cable assembly
760261583 | NCA-LA-020-01Y-LA-XXXX | Variant of NCA | Fibre Optic Indoor/outdoor 3 mm Drop Cable Assembly, LC/APC-LC/APC, 20 M |  |  | NCA | Fiber drop cable assembly
760261571 | NCA-LA-200-01Y-XX-XXXX | Variant of NCA | Fibre Optic Indoor/outdoor 3 mm Drop Cable Stub Assembly, LC/APC, 200 M |  |  | NCA | Fiber drop cable assembly
760261568 | NCA-LA-075-01Y-XX-XXXX | Variant of NCA | Fibre Optic Indoor/outdoor 3 mm Drop Cable Stub Assembly, LC/APC, 75 M |  |  | NCA | Fiber drop cable assembly
760261565 | NCA-LA-020-01Y-XX-XXXX | Variant of NCA | Fibre Optic Indoor/outdoor 3 mm Drop Cable Stub Assembly, LC/APC, 20 M |  |  | NCA | Fiber drop cable assembly
760261554 | NCA-SC-250-01Y-SC-XXXX | Variant of NCA | Fibre Optic Indoor/outdoor 3 mm Drop Cable Assembly, SC/PC-SC/PC, 250 M |  |  | NCA | Fiber drop cable assembly
760263188 | NCA-SA-012-01J-XX-XXXX | Variant of NCA | Fibre Optic Dual Jacket 4.5 mm Drop Cable Assembly, SC/APC to Stub, 12 M |  |  | NCA | Fiber drop cable assembly
760263181 | NCA-SA-050-01J-SA-XXXX | Variant of NCA | Fibre Optic Dual Jacket 4.5 mm Drop Cable Assembly, SC/APC to SC/APC, 50 M |  |  | NCA | Fiber drop cable assembly
760263174 | NCA-SA-007-01J-SA-XXXX | Variant of NCA | Fibre Optic Dual Jacket 4.5 mm Drop Cable Assembly, SC/APC to SC/APC, 7 M |  |  | NCA | Fiber drop cable assembly
760263167 | NCA-LA-030-01J-XX-XXXX | Variant of NCA | Fibre Optic Dual Jacket 4.5 mm Drop Cable Assembly, LC/APC to Stub, 30 M |  |  | NCA | Fiber drop cable assembly
760263133 | NCA-SC-165-01Y-SC-XXXX | Variant of NCA | Fibre Optic Indoor/outdoor 3 mm Drop Cable Assembly, SC/PC-SC/PC, 165 M |  |  | NCA | Fiber drop cable assembly
760263112 | NCA-SC-300-01Y-XX-XXXX | Variant of NCA | Fibre Optic Indoor/outdoor 3 mm Drop Cable Stub Assembly, SC/PC, 300 M |  |  | NCA | Fiber drop cable assembly
760263157 | NCA-LA-001-01J-XX-XXXX | Variant of NCA | Fibre Optic Dual Jacket 4.5 mm Drop Cable Assembly, LC/APC to Stub, 1 M |  |  | NCA | Fiber drop cable assembly
760263151 | NCA-LA-012-01J-LA-XXXX | Variant of NCA | Fibre Optic Dual Jacket 4.5 mm Drop Cable Assembly, LC/APC to SC/APC, 12 M |  |  | NCA | Fiber drop cable assembly
760263145 | NCA-LA-001-01J-LA-XXXX | Variant of NCA | Fibre Optic Dual Jacket 4.5 mm Drop Cable Assembly, LC/APC to SC/APC, 1 M |  |  | NCA | Fiber drop cable assembly
760263129 | NCA-SC-065-01Y-SC-XXXX | Variant of NCA | Fibre Optic Indoor/outdoor 3 mm Drop Cable Assembly, SC/PC-SC/PC, 65 M |  |  | NCA | Fiber drop cable assembly
760263120 | NCA-LC-105-01Y-LC-XXXX | Variant of NCA | Fibre Optic Indoor/outdoor 3 mm Drop Cable Assembly, LC/PC-LC/PC, 105 M |  |  | NCA | Fiber drop cable assembly
760263117 | NCA-LC-025-01Y-LC-XXXX | Variant of NCA | Fibre Optic Indoor/outdoor 3 mm Drop Cable Assembly, LC/PC-LC/PC, 25 M |  |  | NCA | Fiber drop cable assembly
760263114 | NCA-LA-025-01Y-LA-XXXX | Variant of NCA | Fibre Optic Indoor/outdoor 3 mm Drop Cable Assembly, LC/APC-LC/APC, 25 M |  |  | NCA | Fiber drop cable assembly
760263105 | NCA-SC-015-01Y-XX-XXXX | Variant of NCA | Fibre Optic Indoor/outdoor 3 mm Drop Cable Stub Assembly, SC/PC, 15 M |  |  | NCA | Fiber drop cable assembly
760263100 | NCA-LC-165-01Y-XX-XXXX | Variant of NCA | Fibre Optic Indoor/outdoor 3 mm Drop Cable Stub Assembly, LC/PC, 165 M |  |  | NCA | Fiber drop cable assembly
760263096 | NCA-LC-065-01Y-XX-XXXX | Variant of NCA | Fibre Optic Indoor/outdoor 3 mm Drop Cable Stub Assembly, LC/PC, 65 M |  |  | NCA | Fiber drop cable assembly
760262465 | FID-SA-002-01E-SA-XXXX | Variant of FID | Fibre Optic Indoor Cable Assembly, Round 2.8mm, White, B2Ca, G.657.B3, SC/APC to SC/APC, 2 M |  |  | FID | Fiber drop cable assembly
760263072 | FID-LA-020-01E-LA-XXXX | Variant of FID | Fibre Optic Indoor Cable Assembly, Round 2.8mm, White, B2Ca, G.657.B3, LC/APC to LC/APC, 20 M |  |  | FID | Fiber drop cable assembly
760263068 | FID-LA-003-01E-LA-XXXX | Variant of FID | Fibre Optic Indoor Cable Assembly, Round 2.8mm, White, B2Ca, G.657.B3, LC/APC to LC/APC, 3 M |  |  | FID | Fiber drop cable assembly
760262469 | FID-SA-010-01E-SA-XXXX | Variant of FID | Fibre Optic Indoor Cable Assembly, Round 2.8mm, White, B2Ca, G.657.B3, SC/APC to SC/APC, 10 M |  |  | FID | Fiber drop cable assembly
760262559 | FID-LA-025-01E-XX-XXXX | Variant of FID | Fibre Optic Indoor Cable Assembly, Round 2.8mm, White, B2Ca, G.657.B3, LC/APC to Stub, 25 M |  |  | FID | Fiber drop cable assembly
760263070 | FID-LA-012-01E-LA-XXXX | Variant of FID | Fibre Optic Indoor Cable Assembly, Round 2.8mm, White, B2Ca, G.657.B3, LC/APC to LC/APC, 12 M |  |  | FID | Fiber drop cable assembly
760262546 | FID-SA-010-01E-XX-XXXX | Variant of FID | Fibre Optic Indoor Cable Assembly, Round 2.8mm, White, B2Ca, G.657.B3, SC/APC to Stub, 10 M |  |  | FID | Fiber drop cable assembly
760262467 | FID-SA-005-01E-SA-XXXX | Variant of FID | Fibre Optic Indoor Cable Assembly, Round 2.8mm, White, B2Ca, G.657.B3, SC/APC to SC/APC, 5 M |  |  | FID | Fiber drop cable assembly
760263071 | FID-LA-015-01E-LA-XXXX | Variant of FID | Fibre Optic Indoor Cable Assembly, Round 2.8mm, White, B2Ca, G.657.B3, LC/APC to LC/APC, 15 M |  |  | FID | Fiber drop cable assembly
760263075 | FID-LA-002-01E-XX-XXXX | Variant of FID | Fibre Optic Indoor Cable Assembly, Round 2.8mm, White, B2Ca, G.657.B3, LC/APC to Stub, 2 M |  |  | FID | Fiber drop cable assembly
760262547 | FID-SA-025-01E-XX-XXXX | Variant of FID | Fibre Optic Indoor Cable Assembly, Round 2.8mm, White, B2Ca, G.657.B3, SC/APC to Stub, 25 M |  |  | FID | Fiber drop cable assembly
760262468 | FID-SA-007-01E-SA-XXXX | Variant of FID | Fibre Optic Indoor Cable Assembly, Round 2.8mm, White, B2Ca, G.657.B3, SC/APC to SC/APC, 7 M |  |  | FID | Fiber drop cable assembly
760263088 | FID-SA-020-01E-XX-XXXX | Variant of FID | Fibre Optic Indoor Cable Assembly, Round 2.8mm, White, B2Ca, G.657.B3, SC/APC to Stub, 20 M |  |  | FID | Fiber drop cable assembly
760262578 | FID-LA-005-01E-LA-XXXX | Variant of FID | Fibre Optic Indoor Cable Assembly, Round 2.8mm, White, B2Ca, G.657.B3, LC/APC to LC/APC, 5 M |  |  | FID | Fiber drop cable assembly
760262470 | FID-SA-012-01E-SA-XXXX | Variant of FID | Fibre Optic Indoor Cable Assembly, Round 2.8mm, White, B2Ca, G.657.B3, SC/APC to SC/APC, 12 M |  |  | FID | Fiber drop cable assembly
760263086 | FID-SA-012-01E-XX-XXXX | Variant of FID | Fibre Optic Indoor Cable Assembly, Round 2.8mm, White, B2Ca, G.657.B3, SC/APC to Stub, 12 M |  |  | FID | Fiber drop cable assembly
760262558 | FID-LA-010-01E-XX-XXXX | Variant of FID | Fibre Optic Indoor Cable Assembly, Round 2.8mm, White, B2Ca, G.657.B3, LC/APC to Stub, 10 M |  |  | FID | Fiber drop cable assembly
760263069 | FID-LA-007-01E-LA-XXXX | Variant of FID | Fibre Optic Indoor Cable Assembly, Round 2.8mm, White, B2Ca, G.657.B3, LC/APC to LC/APC, 7 M |  |  | FID | Fiber drop cable assembly
760262545 | FID-SA-005-01E-XX-XXXX | Variant of FID | Fibre Optic Indoor Cable Assembly, Round 2.8mm, White, B2Ca, G.657.B3, SC/APC to Stub, 5 M |  |  | FID | Fiber drop cable assembly
760262472 | FID-SA-020-01E-SA-XXXX | Variant of FID | Fibre Optic Indoor Cable Assembly, Round 2.8mm, White, B2Ca, G.657.B3, SC/APC to SC/APC, 20 M |  |  | FID | Fiber drop cable assembly
760263085 | FID-SA-007-01E-XX-XXXX | Variant of FID | Fibre Optic Indoor Cable Assembly, Round 2.8mm, White, B2Ca, G.657.B3, SC/APC to Stub, 7 M |  |  | FID | Fiber drop cable assembly
760263084 | FID-SA-003-01E-XX-XXXX | Variant of FID | Fibre Optic Indoor Cable Assembly, Round 2.8mm, White, B2Ca, G.657.B3, SC/APC to Stub, 3 M |  |  | FID | Fiber drop cable assembly
760263081 | FID-LA-030-01E-XX-XXXX | Variant of FID | Fibre Optic Indoor Cable Assembly, Round 2.8mm, White, B2Ca, G.657.B3, LC/APC to Stub, 30 M |  |  | FID | Fiber drop cable assembly
760263079 | FID-LA-015-01E-XX-XXXX | Variant of FID | Fibre Optic Indoor Cable Assembly, Round 2.8mm, White, B2Ca, G.657.B3, LC/APC to Stub, 15 M |  |  | FID | Fiber drop cable assembly
760263078 | FID-LA-012-01E-XX-XXXX | Variant of FID | Fibre Optic Indoor Cable Assembly, Round 2.8mm, White, B2Ca, G.657.B3, LC/APC to Stub, 12 M |  |  | FID | Fiber drop cable assembly
1859916-1 |  | Variant of 1859916 | RJ45 Patch Cord, category 6A, white, 1 m | NETCONNECT® |  |  | Twisted pair patch cord
1859916-3 |  | Variant of 1859916 | RJ45 Patch Cord, category 6A, white, 3 m | NETCONNECT® |  |  | Twisted pair patch cord
1-1859916-0 |  | Variant of 1859916 | RJ45 Patch Cord, category 6A, white, 10 m | NETCONNECT® |  |  | Twisted pair patch cord
760260570 | HCA-ACC-Prodigy-to-Prodigy-Cvtr-Kit | Variant of HCA-ACC | HCA Prodigy to Prodigy Adapter |  | PRODIGY™ | HCA | Fiber drop cable assembly
HCA-LL1C |  | Variant of HCA | Fiber Optic Drop Cable Assembly, SC/APC to SC/APC, USD dielectric cable |  | PRODIGY™ | HCA | Fiber drop cable assembly | Build America Buy America (BABA) compliant*
760102145 | SM-CL-KIT | Variant | SecureMAX™ Patch Cord Lock Kit (25 ea/pkg) | SYSTIMAX® |  |  | Tool
66912058-02 | 6691 2 058-02 | Variant | LSA-PLUS® Patch Cord, LSA-PLUS 2/2 to RJ45, 1.5 m |  | LSA-PLUS® | LSA-PLUS | Copper patch cord
7-2160046-5 |  | Variant of 2160046 | Fiber Optic Patch Cord, Duplex, Multimode, LC/UPC to LC/UPC, aqua, 75 m | CommScope® |  | 216 | Fiber patch cord ¦ duplex
7-2105027-0 |  | Variant of 2105027 | Fiber Optic Patch Cord, OM3, LC/LC duplex, 1.8 mm LSZH & OFNR, 70 m, aqua | CommScope® |  | 210 | Fiber patch cord ¦ duplex
7-2105028-2 |  | Variant of 2105028 | Fiber Optic Patch Cord, Duplex, Singlemode, LC/UPC to LC/UPC, yellow, 72 m | CommScope® |  | 210 | Fiber patch cord ¦ duplex
7-2105028-5 |  | Variant of 2105028 | Fiber Optic Patch Cord, Duplex, Singlemode, LC/UPC to LC/UPC, yellow, 75 m | CommScope® |  | 210 | Fiber patch cord ¦ duplex
8-2105028-5 |  | Variant of 2105028 | Fiber Optic Patch Cord, OS2, LC/LC duplex, 1.8 mm LSZH & OFNR, 85 m | CommScope® |  | 210 | Fiber patch cord ¦ duplex
2-2105028-2 |  | Variant of 2105028 | Fiber Optic Patch Cord, Duplex, Singlemode, LC/UPC to LC/UPC, yellow, 22 m | CommScope® |  | 210 | Fiber patch cord ¦ duplex
9-2105027-4 |  | Variant of 2105027 | Fiber Optic Patch Cord, OM3, LC/LC duplex, 1.8 mm LSZH & OFNR, 100 m, aqua | CommScope® |  | 210 | Fiber patch cord ¦ duplex
9-2105027-7 |  | Variant of 2105027 | Fiber Optic Patch Cord, OM3, LC/LC duplex, 1.8 mm LSZH & OFNR, 110 m, aqua | CommScope® |  | 210 | Fiber patch cord ¦ duplex
9-2105027-9 |  | Variant of 2105027 | Fiber Optic Patch Cord, OM3, LC/LC duplex, 1.8 mm LSZH & OFNR, 120 m, aqua | CommScope® |  | 210 | Fiber patch cord ¦ duplex
1-2105027-1 |  | Variant of 2105027 | Fiber Optic Patch Cord, OM3, LC to LC duplex, 1.8 mm LSZH & OFNR, 11 m, aqua | CommScope® |  | 210 | Fiber patch cord ¦ duplex
1-2105027-3 |  | Variant of 2105027 | Fiber Optic Patch Cord, OM3, LC to LC duplex, 1.8 mm LSZH & OFNR, 13 m, aqua | CommScope® |  | 210 | Fiber patch cord ¦ duplex
1-2105027-7 |  | Variant of 2105027 | Fiber Optic Patch Cord, OM3, LC to LC duplex, 1.8 mm LSZH & OFNR, 13 m, aqua | CommScope® |  | 210 | Fiber patch cord ¦ duplex
1-2105027-9 |  | Variant of 2105027 | Fiber Optic Patch Cord, OM3, LC to LC duplex, 1.8 mm LSZH & OFNR, 19 m, aqua | CommScope® |  | 210 | Fiber patch cord ¦ duplex
7-2105027-8 |  | Variant of 2105027 | Fiber Optic Patch Cord, OM3, LC/LC duplex, 1.8 mm LSZH & OFNR, 78 m, aqua | CommScope® |  | 210 | Fiber patch cord ¦ duplex
4-2105027-4 |  | Variant of 2105027 | Fiber Optic Patch Cord, OM3, LC/LC duplex, 1.8 mm LSZH & OFNR, 44 m, aqua | CommScope® |  | 210 | Fiber patch cord ¦ duplex
5-2105027-2 |  | Variant of 2105027 | Fiber Optic Patch Cord, OM3, LC/LC duplex, 1.8 mm LSZH & OFNR, 52 m, aqua | CommScope® |  | 210 | Fiber patch cord ¦ duplex
2-2105027-9 |  | Variant of 2105027 | Fiber Optic Patch Cord, Duplex, Multimode, LC/UPC to LC/UPC, aqua, 29 m | CommScope® |  | 210 | Fiber patch cord ¦ duplex
3-2105027-4 |  | Variant of 2105027 | Fiber Optic Patch Cord, OM3, LC/LC duplex, 1.8 mm LSZH & OFNR, 34 m, aqua | CommScope® |  | 210 | Fiber patch cord ¦ duplex
9-2055109-1 |  | Variant of 2055109 | Fiber Optic Patch Cord, Duplex, Multimode, LC/UPC to SC/UPC, aqua, 93 m | CommScope® |  | 205 | Fiber patch cord ¦ duplex
3-2055109-5 |  | Variant of 2055109 | Fiber Optic Patch Cord, Duplex, Multimode, LC/UPC to SC/UPC, aqua, 35 m | CommScope® |  | 205 | Fiber patch cord ¦ duplex
2055109-1 |  | Variant of 2055109 | Fiber Optic Patch Cord, LC to SC, OM3 XG 10 Gb/s, twin zip, 1 m, aqua | CommScope® |  | 205 | Fiber patch cord ¦ duplex
3-2055108-0 |  | Variant of 2055108 | Fiber Optic Patch Cord, Duplex, Multimode, SC/UPC to SC/UPC, aqua, 30 m | CommScope® |  | 205 | Fiber patch cord ¦ duplex
2055108-2 |  | Variant of 2055108 | Fiber Optic Patch Cord, Duplex, Multimode, SC/UPC to SC/UPC, aqua, 2 m | CommScope® |  | 205 | Fiber patch cord ¦ duplex
1-2055108-2 |  | Variant of 2055108 | Fiber Optic Patch Cord, Duplex, Multimode, SC/UPC to SC/UPC, aqua, 12 m | CommScope® |  | 205 | Fiber patch cord ¦ duplex
2055108-7 |  | Variant of 2055108 | Fiber Optic Patch Cord, Duplex, Multimode, SC/UPC to SC/UPC, aqua, 7 m | CommScope® |  | 205 | Fiber patch cord ¦ duplex
1-1920743-8 |  | Variant of 1920743 | Fiber Optic Patch Cord, LC to LC, duplex, OM3 XG 10 Gb/s, twin zip, 18 m, aqua | CommScope® |  | 192 | Fiber patch cord ¦ duplex
2-1920743-2 |  | Variant of 1920743 | Fiber Optic Patch Cord, Duplex, Multimode, LC/UPC to LC/UPC, aqua, 22 m | CommScope® |  | 192 | Fiber patch cord ¦ duplex
2-1920743-3 |  | Variant of 1920743 | Fiber Optic Patch Cord, Duplex, Multimode, LC/UPC to LC/UPC, aqua, 23 m | CommScope® |  | 192 | Fiber patch cord ¦ duplex
2-1920743-5 |  | Variant of 1920743 | Fiber Optic Patch Cord, Duplex, Multimode, LC/UPC to LC/UPC, aqua, 25 m | CommScope® |  | 192 | Fiber patch cord ¦ duplex
2-1920743-8 |  | Variant of 1920743 | Fiber Optic Patch Cord, Duplex, Multimode, LC/UPC to LC/UPC, aqua, 28 m | CommScope® |  | 192 | Fiber patch cord ¦ duplex
3-1920743-2 |  | Variant of 1920743 | Fiber Optic Patch Cord, Duplex, Multimode, LC/UPC to LC/UPC, 32 m | CommScope® |  | 192 | Fiber patch cord ¦ duplex
3-1920743-8 |  | Variant of 1920743 | Fiber Optic Patch Cord, Duplex, Multimode, LC/UPC to LC/UPC, 38 m | CommScope® |  | 192 | Fiber patch cord ¦ duplex
4-1920743-2 |  | Variant of 1920743 | Fiber Optic Patch Cord, Duplex, Multimode, LC/UPC to LC/UPC, aqua, 42 m | CommScope® |  | 192 | Fiber patch cord ¦ duplex
6-1920743-0 |  | Variant of 1920743 | Fiber Optic Patch Cord, Duplex, Multimode, LC/UPC to LC/UPC, aqua, 60 m | CommScope® |  | 192 | Fiber patch cord ¦ duplex
7-1920743-0 |  | Variant of 1920743 | Fiber Optic Patch Cord, Duplex, Multimode, LC/UPC to LC/UPC, aqua, 70 m | CommScope® |  | 192 | Fiber patch cord ¦ duplex
8-1920743-9 |  | Variant of 1920743 | Fiber Optic Patch Cord, Duplex, Multimode, LC/UPC to LC/UPC, aqua, 89 m | CommScope® |  | 192 | Fiber patch cord ¦ duplex
1859794-7 |  | Variant of 1859794 | Fiber Optic Patch Cord, Duplex, Multimode OM3, LC/UPC to LC/UPC, 3 mm, LSZH/OFNR, aqua, 7 m | CommScope® |  | 185 | Fiber patch cord ¦ duplex
3-1859794-5 |  | Variant of 1859794 | Fiber Optic Patch Cord, Duplex, Multimode OM3, LC/UPC to LC/UPC, 3 mm, LSZH/OFNR, aqua, 35 m | CommScope® |  | 185 | Fiber patch cord ¦ duplex
B-1859794-0 |  | Variant of 1859794 | Fiber Optic Patch Cord, Duplex, Multimode OM3, LC/UPC to LC/UPC, 3 mm, LSZH/OFNR, aqua, 110 m | CommScope® |  | 185 | Fiber patch cord ¦ duplex
D-1859794-0 |  | Variant of 1859794 | Fiber Optic Patch Cord, Duplex, Multimode OM3, LC/UPC to LC/UPC, 3 mm, LSZH/OFNR, aqua, 130 m | CommScope® |  | 185 | Fiber patch cord ¦ duplex
E-1859794-0 |  | Variant of 1859794 | Fiber Optic Patch Cord, Duplex, Multimode OM3, LC/UPC to LC/UPC, 3 mm, LSZH/OFNR, aqua, 140 m | CommScope® |  | 185 | Fiber patch cord ¦ duplex
F-1859794-0 |  | Variant of 1859794 | Fiber Optic Patch Cord, Duplex, Multimode OM3, LC/UPC to LC/UPC, 3 mm, LSZH/OFNR, aqua, 150 m | CommScope® |  | 185 | Fiber patch cord ¦ duplex
1-1859793-5 |  | Variant of 1859793 | Fiber Optic Patch Cord, Duplex, Multimode OM4, LC/UPC to LC/UPC, 3 mm, LSZH/OFNR, aqua, 15 m | CommScope® |  | 185 | Fiber patch cord ¦ duplex
1859793-2 |  | Variant of 1859793 | Fiber Optic Patch Cord, Duplex, Multimode OM4, LC/UPC to LC/UPC, 3 mm, LSZH/OFNR, aqua, 2 m | CommScope® |  | 185 | Fiber patch cord ¦ duplex
1859793-5 |  | Variant of 1859793 | Fiber Optic Patch Cord, Duplex, Multimode OM4, LC/UPC to LC/UPC, 3 mm, LSZH/OFNR, aqua, 5 m | CommScope® |  | 185 | Fiber patch cord ¦ duplex
1859793-8 |  | Variant of 1859793 | Fiber Optic Patch Cord, Duplex, Multimode OM4, LC/UPC to LC/UPC, 3 mm, LSZH/OFNR, aqua, 8 m | CommScope® |  | 185 | Fiber patch cord ¦ duplex
2-1859793-0 |  | Variant of 1859793 | Fiber Optic Patch Cord, Duplex, Multimode OM4, LC/UPC to LC/UPC, 3 mm, LSZH/OFNR, aqua, 20 m | CommScope® |  | 185 | Fiber patch cord ¦ duplex
4-1859793-0 |  | Variant of 1859793 | Fiber Optic Patch Cord, Duplex, Multimode OM4, LC/UPC to LC/UPC, 3 mm, LSZH/OFNR, aqua, 40 m | CommScope® |  | 185 | Fiber patch cord ¦ duplex
B-1859793-0 |  | Variant of 1859793 | Fiber Optic Patch Cord, Duplex, Multimode OM4, LC/UPC to LC/UPC, 3 mm, LSZH/OFNR, aqua, 110 m | CommScope® |  | 185 | Fiber patch cord ¦ duplex
C-1859793-0 |  | Variant of 1859793 | Fiber Optic Patch Cord, Duplex, Multimode OM4, LC/UPC to LC/UPC, 3 mm, LSZH/OFNR, aqua, 120 m | CommScope® |  | 185 | Fiber patch cord ¦ duplex
D-1859793-0 |  | Variant of 1859793 | Fiber Optic Patch Cord, Duplex, Multimode OM4, LC/UPC to LC/UPC, 3 mm, LSZH/OFNR, aqua, 130 m | CommScope® |  | 185 | Fiber patch cord ¦ duplex
F-1859793-0 |  | Variant of 1859793 | Fiber Optic Patch Cord, Duplex, Multimode OM4, LC/UPC to LC/UPC, 3 mm, LSZH/OFNR, aqua, 150 m | CommScope® |  | 185 | Fiber patch cord ¦ duplex
2105083-2 |  | Variant of 2105083 | Fiber Optic Patch Cord, Simplex, 0.9mm, LSZH, Multimode OM3, LC/UPC to LC/UPC, Aqua, 2 m | CommScope® |  | 210 | Fiber patch cord ¦ simplex
2105083-3 |  | Variant of 2105083 | Fiber Optic Patch Cord, Simplex, 0.9mm, LSZH, Multimode OM3, LC/UPC to LC/UPC, Aqua, 3 m | CommScope® |  | 210 | Fiber patch cord ¦ simplex
2105084-1 |  | Variant of 2105084 | Fiber Optic Patch Cord, Simplex, 0.9mm, LSZH, Multimode OM4, LC/UPC to LC/UPC, Aqua, 1 m | CommScope® |  | 210 | Fiber patch cord ¦ simplex
2105084-2 |  | Variant of 2105084 | Fiber Optic Patch Cord, Simplex, 0.9mm, LSZH, Multimode OM4, LC/UPC to LC/UPC, Aqua, 2 m | CommScope® |  | 210 | Fiber patch cord ¦ simplex
2105084-3 |  | Variant of 2105084 | Fiber Optic Patch Cord, Simplex, 0.9mm, LSZH, Multimode OM4, LC/UPC to LC/UPC, Aqua, 3 m | CommScope® |  | 210 | Fiber patch cord ¦ simplex
2105084-4 |  | Variant of 2105084 | Fiber Optic Patch Cord, Simplex, 0.9mm, LSZH, Multimode OM4, LC/UPC to LC/UPC, Aqua, 4 m | CommScope® |  | 210 | Fiber patch cord ¦ simplex
2105085-2 |  | Variant of 2105085 | Fiber Optic Patch Cord, Simplex, 0.9mm, LSZH, Multimode OM3, SC/UPC to SC/UPC, Aqua, 2 m | CommScope® |  | 210 | Fiber patch cord ¦ simplex
2105085-3 |  | Variant of 2105085 | Fiber Optic Patch Cord, Simplex, 0.9mm, LSZH, Multimode OM3, SC/UPC to SC/UPC, Aqua, 3 m | CommScope® |  | 210 | Fiber patch cord ¦ simplex
2105085-1 |  | Variant of 2105085 | Fiber Optic Patch Cord, Simplex, 0.9mm, LSZH, Multimode OM3, SC/UPC to SC/UPC, Aqua, 1 m | CommScope® |  | 210 | Fiber patch cord ¦ simplex
2105086-3 |  | Variant of 2105086 | Fiber Optic Patch Cord, Simplex, 0.9mm, LSZH, Multimode OM4, SC/UPC to SC/UPC, Aqua, 3 m | CommScope® |  | 210 | Fiber patch cord ¦ simplex
1-2105081-0 |  | Variant of 2105081 | Fiber Optic Patch Cord, Simplex, 0.9mm, LSZH, Singlemode, LC/UPC to LC/UPC, Yellow, 10 m | CommScope® |  | 210 | Fiber patch cord ¦ simplex
2105081-4 |  | Variant of 2105081 | Fiber Optic Patch Cord, Simplex, 0.9mm, LSZH, Singlemode, LC/UPC to LC/UPC, Yellow, 4 m | CommScope® |  | 210 | Fiber patch cord ¦ simplex
2105081-6 |  | Variant of 2105081 | Fiber Optic Patch Cord, Simplex, 0.9mm, LSZH, Singlemode, LC/UPC to LC/UPC, Yellow, 6 m | CommScope® |  | 210 | Fiber patch cord ¦ simplex
2105081-7 |  | Variant of 2105081 | Fiber Optic Patch Cord, Simplex, 0.9mm, LSZH, Singlemode, LC/UPC to LC/UPC, Yellow, 7 m | CommScope® |  | 210 | Fiber patch cord ¦ simplex
1-2105082-0 |  | Variant of 2105082 | Fiber Optic Patch Cord, Simplex, 0.9mm, LSZH, Singlemode, SC/UPC to SC/UPC, Yellow, 10 m | CommScope® |  | 210 | Fiber patch cord ¦ simplex
2105082-2 |  | Variant of 2105082 | Fiber Optic Patch Cord, Simplex, 0.9mm, LSZH, Singlemode, SC/UPC to SC/UPC, Yellow, 2 m | CommScope® |  | 210 | Fiber patch cord ¦ simplex
2105082-3 |  | Variant of 2105082 | Fiber Optic Patch Cord, Simplex, 0.9mm, LSZH, Singlemode, SC/UPC to SC/UPC, Yellow, 3 m | CommScope® |  | 210 | Fiber patch cord ¦ simplex
2105082-4 |  | Variant of 2105082 | Fiber Optic Patch Cord, Simplex, 0.9mm, LSZH, Singlemode, SC/UPC to SC/UPC, Yellow, 4 m | CommScope® |  | 210 | Fiber patch cord ¦ simplex
2105082-5 |  | Variant of 2105082 | Fiber Optic Patch Cord, Simplex, 0.9mm, LSZH, Singlemode, SC/UPC to SC/UPC, Yellow, 5 m | CommScope® |  | 210 | Fiber patch cord ¦ simplex
2105082-6 |  | Variant of 2105082 | Fiber Optic Patch Cord, Simplex, 0.9mm, LSZH, Singlemode, SC/UPC to SC/UPC, Yellow, 6 m | CommScope® |  | 210 | Fiber patch cord ¦ simplex
760255765 | HCA-ACC-FLEXCONNECT-CVTR | Variant of HCA-ACC | Prodigy™ Flex Connect Converter |  | PRODIGY™ | HCA | Fiber converter
2160544-8 |  | Variant of 2160544 | Fiber Optic Patch Cord, Duplex, Multimode, LC/UPC to LC/UPC, aqua, 0.8 m | CommScope® |  | 216 | Fiber patch cord ¦ duplex
2-2160544-1 |  | Variant of 2160544 | Fiber Optic Patch Cord, Duplex, Multimode, LC/UPC to LC/UPC, aqua, 2.1 m | CommScope® |  | 216 | Fiber patch cord ¦ duplex
2-2160544-3 |  | Variant of 2160544 | Fiber Optic Patch Cord, Duplex, Multimode, LC/UPC to LC/UPC, aqua, 2.3 m | CommScope® |  | 216 | Fiber patch cord ¦ duplex
2-2160544-6 |  | Variant of 2160544 | Fiber Optic Patch Cord, Duplex, Multimode, LC/UPC to LC/UPC, aqua, 2.6 m | CommScope® |  | 216 | Fiber patch cord ¦ duplex
2-2160544-7 |  | Variant of 2160544 | Fiber Optic Patch Cord, Duplex, Multimode, LC/UPC to LC/UPC, aqua, 2.7 m | CommScope® |  | 216 | Fiber patch cord ¦ duplex
2-2160544-8 |  | Variant of 2160544 | Fiber Optic Patch Cord, Duplex, Multimode, LC/UPC to LC/UPC, aqua, 2.8 m | CommScope® |  | 216 | Fiber patch cord ¦ duplex
2-2160544-9 |  | Variant of 2160544 | Fiber Optic Patch Cord, Duplex, Multimode, LC/UPC to LC/UPC, aqua, 2.9 m | CommScope® |  | 216 | Fiber patch cord ¦ duplex
3-2160544-1 |  | Variant of 2160544 | Fiber Optic Patch Cord, Duplex, Multimode, LC/UPC to LC/UPC, aqua, 3.1 m | CommScope® |  | 216 | Fiber patch cord ¦ duplex
3-2160544-3 |  | Variant of 2160544 | Fiber Optic Patch Cord, Duplex, Multimode, LC/UPC to LC/UPC, aqua, 3.3 m | CommScope® |  | 216 | Fiber patch cord ¦ duplex
3-2160544-4 |  | Variant of 2160544 | Fiber Optic Patch Cord, Duplex, Multimode, LC/UPC to LC/UPC, aqua, 3.4 m | CommScope® |  | 216 | Fiber patch cord ¦ duplex
3-2160544-6 |  | Variant of 2160544 | Fiber Optic Patch Cord, Duplex, Multimode, LC/UPC to LC/UPC, aqua, 3.6 m | CommScope® |  | 216 | Fiber patch cord ¦ duplex
3-2160544-7 |  | Variant of 2160544 | Fiber Optic Patch Cord, Duplex, Multimode, LC/UPC to LC/UPC, aqua, 3.7 m | CommScope® |  | 216 | Fiber patch cord ¦ duplex
8-2160046-0 |  | Variant of 2160046 | Fiber Optic Patch Cord, OM4, LC duplex to LC duplex, 1.8 mm LSZH, 80 m, aqua | CommScope® |  | 216 | Fiber patch cord ¦ duplex
2-2160046-1 |  | Variant of 2160046 | Fiber Optic Patch Cord, OM4, LC duplex to LC duplex, 1.8 mm LSZH, 21 m, aqua | CommScope® |  | 216 | Fiber patch cord ¦ duplex
2-2160046-2 |  | Variant of 2160046 | Fiber Optic Patch Cord, OM4, LC duplex to LC duplex, 1.8 mm LSZH, 22 m, aqua | CommScope® |  | 216 | Fiber patch cord ¦ duplex
2-2160046-3 |  | Variant of 2160046 | Fiber Optic Patch Cord, OM4, LC duplex to LC duplex, 1.8 mm LSZH, 23 m, aqua | CommScope® |  | 216 | Fiber patch cord ¦ duplex
2-2160046-4 |  | Variant of 2160046 | Fiber Optic Patch Cord, OM4, LC duplex to LC duplex, 1.8 mm LSZH, 24 m, aqua | CommScope® |  | 216 | Fiber patch cord ¦ duplex
2-2160046-7 |  | Variant of 2160046 | Fiber Optic Patch Cord, OM4, LC duplex to LC duplex, 1.8 mm LSZH, 27 m, aqua | CommScope® |  | 216 | Fiber patch cord ¦ duplex
2-2160046-9 |  | Variant of 2160046 | Fiber Optic Patch Cord, OM4, LC duplex to LC duplex, 1.8 mm LSZH, 29 m, aqua | CommScope® |  | 216 | Fiber patch cord ¦ duplex
3-2160046-1 |  | Variant of 2160046 | Fiber Optic Patch Cord, OM4, LC duplex to LC duplex, 1.8 mm LSZH, 31 m, aqua | CommScope® |  | 216 | Fiber patch cord ¦ duplex
3-2160046-2 |  | Variant of 2160046 | Fiber Optic Patch Cord, OM4, LC duplex to LC duplex, 1.8 mm LSZH, 32 m, aqua | CommScope® |  | 216 | Fiber patch cord ¦ duplex
3-2160046-3 |  | Variant of 2160046 | Fiber Optic Patch Cord, OM4, LC duplex to LC duplex, 1.8 mm LSZH, 33 m, aqua | CommScope® |  | 216 | Fiber patch cord ¦ duplex
3-2160046-8 |  | Variant of 2160046 | Fiber Optic Patch Cord, OM4, LC duplex to LC duplex, 1.8 mm LSZH, 38 m, aqua | CommScope® |  | 216 | Fiber patch cord ¦ duplex
4-2160046-3 |  | Variant of 2160046 | Fiber Optic Patch Cord, OM4, LC duplex to LC duplex, 1.8 mm LSZH, 43 m, aqua | CommScope® |  | 216 | Fiber patch cord ¦ duplex
4-2160046-7 |  | Variant of 2160046 | Fiber Optic Patch Cord, OM4, LC duplex to LC duplex, 1.8 mm LSZH, 47 m, aqua | CommScope® |  | 216 | Fiber patch cord ¦ duplex
4-2160046-8 |  | Variant of 2160046 | Fiber Optic Patch Cord, OM4, LC duplex to LC duplex, 1.8 mm LSZH, 48 m, aqua | CommScope® |  | 216 | Fiber patch cord ¦ duplex
5-2160046-1 |  | Variant of 2160046 | Fiber Optic Patch Cord, OM4, LC duplex to LC duplex, 1.8 mm LSZH, 51 m, aqua | CommScope® |  | 216 | Fiber patch cord ¦ duplex
5-2160046-4 |  | Variant of 2160046 | Fiber Optic Patch Cord, OM4, LC duplex to LC duplex, 1.8 mm LSZH, 54 m, aqua | CommScope® |  | 216 | Fiber patch cord ¦ duplex
6-2160046-2 |  | Variant of 2160046 | Fiber Optic Patch Cord, OM4, LC duplex to LC duplex, 1.8 mm LSZH, 62 m, aqua | CommScope® |  | 216 | Fiber patch cord ¦ duplex
9-2160046-5 |  | Variant of 2160046 | Fiber Optic Patch Cord, Duplex, Multimode, LC/UPC to LC/UPC, aqua, 5.5 m | CommScope® |  | 216 | Fiber patch cord ¦ duplex
8-2160046-6 |  | Variant of 2160046 | Fiber Optic Patch Cord, OM4, LC duplex to LC duplex, 1.8 mm LSZH, 2.8 m, aqua | CommScope® |  | 216 | Fiber patch cord ¦ duplex
8-2160046-2 |  | Variant of 2160046 | Fiber Optic Patch Cord, OM4, LC duplex to LC duplex, 1.8 mm LSZH, 1.6 m, aqua | CommScope® |  | 216 | Fiber patch cord ¦ duplex
6-2160046-7 |  | Variant of 2160046 | Fiber Optic Patch Cord, Duplex, Multimode, LC/UPC to LC/UPC, aqua, 67 m | CommScope® |  | 216 | Fiber patch cord ¦ duplex
2105093-8 |  | Variant of 2105093 | Fiber Optic Patch Cord, Duplex, OM4, SC/UPC to SC/UPC, LSZH & OFNR, aqua, 8 m | CommScope® |  | 210 | Fiber patch cord ¦ duplex
1-2105093-2 |  | Variant of 2105093 | Fiber Optic Patch Cord, Duplex, OM4, SC/UPC to SC/UPC, LSZH & OFNR, aqua, 12 m | CommScope® |  | 210 | Fiber patch cord ¦ duplex
2105092-7 |  | Variant of 2105092 | Fiber Optic Patch Cord, Duplex, OS2, SC/UPC to SC/UPC, LSZH & OFNR, yellow, 7 m | CommScope® |  | 210 | Fiber patch cord ¦ duplex
2105092-8 |  | Variant of 2105092 | Fiber Optic Patch Cord, Duplex, OS2, SC/UPC to SC/UPC, LSZH & OFNR, yellow, 8 m | CommScope® |  | 210 | Fiber patch cord ¦ duplex
3-2105092-0 |  | Variant of 2105092 | Fiber Optic Patch Cord, Duplex, OS2, SC/UPC to SC/UPC, LSZH & OFNR, yellow, 30 m | CommScope® |  | 210 | Fiber patch cord ¦ duplex
6-2105092-0 |  | Variant of 2105092 | Fiber Optic Patch Cord, Duplex, OS2, SC/UPC to SC/UPC, LSZH & OFNR, yellow, 60 m | CommScope® |  | 210 | Fiber patch cord ¦ duplex
8-2105092-0 |  | Variant of 2105092 | Fiber Optic Patch Cord, Duplex, OS2, SC/UPC to SC/UPC, LSZH & OFNR, yellow, 80 m | CommScope® |  | 210 | Fiber patch cord ¦ duplex
2105067-4 |  | Variant of 2105067 | Fiber Optic Patch Cord, Duplex, Multimode, LC/UPC to SC/UPC, aqua, 4 m | CommScope® |  | 210 | Fiber patch cord ¦ duplex
2105067-6 |  | Variant of 2105067 | Fiber Optic Patch Cord, Duplex, Multimode, LC/UPC to SC/UPC, aqua, 6 m | CommScope® |  | 210 | Fiber patch cord ¦ duplex
1-2105061-6 |  | Variant of 2105061 | Fiber Optic Patch Cord, Duplex, Multimode, LC/UPC to LC/UPC, LSZH & OFNR, aqua, 16 m | CommScope® |  | 210 | Fiber patch cord ¦ duplex
1-2105061-9 |  | Variant of 2105061 | Fiber Optic Patch Cord, Duplex, Multimode, LC/UPC to LC/UPC, LSZH & OFNR, aqua, 19 m | CommScope® |  | 210 | Fiber patch cord ¦ duplex
9-2105061-4 |  | Variant of 2105061 | Fiber Optic Patch Cord, Duplex, Multimode, LC/UPC to LC/UPC, LSZH & OFNR, aqua, 100 m | CommScope® |  | 210 | Fiber patch cord ¦ duplex
2-2105061-1 |  | Variant of 2105061 | Fiber Optic Patch Cord, Duplex, Multimode, LC/UPC to LC/UPC, LSZH & OFNR, aqua, 21 m | CommScope® |  | 210 | Fiber patch cord ¦ duplex
2-2105061-2 |  | Variant of 2105061 | Fiber Optic Patch Cord, Duplex, Multimode, LC/UPC to LC/UPC, LSZH & OFNR, aqua, 22 m | CommScope® |  | 210 | Fiber patch cord ¦ duplex
3-2105061-2 |  | Variant of 2105061 | Fiber Optic Patch Cord, Duplex, Multimode, LC/UPC to LC/UPC, LSZH & OFNR, aqua, 32 m | CommScope® |  | 210 | Fiber patch cord ¦ duplex
4-2105061-3 |  | Variant of 2105061 | Fiber Optic Patch Cord, Duplex, Multimode, LC/UPC to LC/UPC, LSZH & OFNR, aqua, 43 m | CommScope® |  | 210 | Fiber patch cord ¦ duplex
4-2105061-9 |  | Variant of 2105061 | Fiber Optic Patch Cord, Duplex, Multimode, LC/UPC to LC/UPC, LSZH & OFNR, aqua, 49 m | CommScope® |  | 210 | Fiber patch cord ¦ duplex
6-2105061-3 |  | Variant of 2105061 | Fiber Optic Patch Cord, Duplex, Multimode, LC/UPC to LC/UPC, LSZH & OFNR, aqua, 63 m | CommScope® |  | 210 | Fiber patch cord ¦ duplex
2105032-7 |  | Variant of 2105032 | Fiber Optic Patch Cord, Duplex, Singlemode, LC/UPC to SC/UPC, yellow, 7 m | CommScope® |  | 210 | Fiber patch cord ¦ duplex
3-2105032-5 |  | Variant of 2105032 | Fiber Optic Patch Cord, Duplex, Singlemode, LC/UPC to SC/UPC, yellow, 35 m | CommScope® |  | 210 | Fiber patch cord ¦ duplex
4-2105032-0 |  | Variant of 2105032 | Fiber Optic Patch Cord, OS2, LC/SC duplex, 1.8 mm LSZH & OFNR, 40 m | CommScope® |  | 210 | Fiber patch cord ¦ duplex
8-2105032-0 |  | Variant of 2105032 | Fiber Optic Patch Cord, Duplex, Singlemode, LC/UPC to SC/UPC, yellow, 80 m | CommScope® |  | 210 | Fiber patch cord ¦ duplex
1-2105028-4 |  | Variant of 2105028 | Fiber Optic Patch Cord, OS2, LC/LC duplex, 1.8 mm LSZH & OFNR, 14 m, yellow | CommScope® |  | 210 | Fiber patch cord ¦ duplex
9-2105028-2 |  | Variant of 2105028 | Fiber Optic Patch Cord, Duplex, Singlemode, LC/UPC to LC/UPC, yellow, 95 m | CommScope® |  | 210 | Fiber patch cord ¦ duplex
9-2105028-1 |  | Variant of 2105028 | Fiber Optic Patch Cord, Duplex, Singlemode, LC/UPC to LC/UPC, yellow, 93 m | CommScope® |  | 210 | Fiber patch cord ¦ duplex
2-2105028-6 |  | Variant of 2105028 | Fiber Optic Patch Cord, Duplex, Singlemode, LC/UPC to LC/UPC, yellow, 26 m | CommScope® |  | 210 | Fiber patch cord ¦ duplex
FGWMPUCAL |  | Base Product | Singlemode MPO (Unpinned) to Unconnectorized, InstaPATCH® 360 Pre-terminated Trunk Cable, 96-Fiber, Plenum | CommScope® | SYSTIMAX InstaPATCH® 360 |  | Fiber trunk cable assembly
FGWMPUCAH |  | Base Product | Singlemode MPO (Unpinned) to Unconnectorized, InstaPATCH® 360 Pre-terminated Trunk Cable, 48-Fiber, Plenum | CommScope® | SYSTIMAX InstaPATCH® 360 |  | Fiber trunk cable assembly
UHXMXMXAG |  | Base Product | Ultra Low Loss (ULL) Multimode OM4 MPO12 (Pinned) to MPO12 (Pinned), Armored Pre-terminated Trunk Cable, 36-Fiber, Plenum | CommScope® | SYSTIMAX ULL |  | Fiber trunk cable assembly
UHXMPMXAF |  | Base Product | Ultra Low Loss (ULL) Multimode OM4 MPO12 (Unpinned) to MPO12 (Pinned), Armored Pre-terminated Trunk Cable, 24-Fiber, Plenum | CommScope® | SYSTIMAX ULL |  | Fiber trunk cable assembly
UHXMPMXAK |  | Base Product | Ultra Low Loss (ULL) Multimode OM4 MPO12 (Unpinned) to MPO12 (Pinned), Armored Pre-terminated Trunk Cable, 72-Fiber, Plenum | CommScope® | SYSTIMAX ULL |  | Fiber trunk cable assembly
UHXMPMXAL |  | Base Product | Ultra Low Loss (ULL) Multimode OM4 MPO12 (Unpinned) to MPO12 (Pinned), Armored Pre-terminated Trunk Cable, 96-Fiber, Plenum | CommScope® | SYSTIMAX ULL |  | Fiber trunk cable assembly
UHVMXUCAD |  | Base Product | Ultra Low Loss (ULL) Multimode OM5 MPO12 (Pinned) to Unconnectorized, Armored Pre-terminated Trunk Cable, 12-Fiber, Plenum | CommScope® | SYSTIMAX ULL |  | Fiber trunk cable assembly
UHVMXMXAG |  | Base Product | Ultra Low Loss (ULL) Multimode OM5 MPO12 (Pinned) to MPO12 (Pinned), Armored Pre-terminated Trunk Cable, 36-Fiber, Plenum | CommScope® | SYSTIMAX ULL |  | Fiber trunk cable assembly
UHVMXMXAK |  | Base Product | Ultra Low Loss (ULL) Multimode OM5 MPO12 (Pinned) to MPO12 (Pinned), Armored Pre-terminated Trunk Cable, 72-Fiber, Plenum | CommScope® | SYSTIMAX ULL |  | Fiber trunk cable assembly
UHVMPMXAD |  | Base Product | Ultra Low Loss (ULL) Multimode OM5 MPO12 (Unpinned) to MPO12 (Pinned), Armored Pre-terminated Trunk Cable, 12-Fiber, Plenum | CommScope® | SYSTIMAX ULL |  | Fiber trunk cable assembly |  | Discontinued
UHVMXUCAF |  | Base Product | Ultra Low Loss (ULL) Multimode OM5 MPO12 (Pinned) to Unconnectorized, Armored Pre-terminated Trunk Cable, 24-Fiber, Plenum | CommScope® | SYSTIMAX ULL |  | Fiber trunk cable assembly
UHVMXUCAL |  | Base Product | Ultra Low Loss (ULL) Multimode OM5 MPO12 (Pinned) to Unconnectorized, Armored Pre-terminated Trunk Cable, 96-Fiber, Plenum | CommScope® | SYSTIMAX ULL |  | Fiber trunk cable assembly
UHVMXUCAM |  | Base Product | Ultra Low Loss (ULL) Multimode OM5 MPO12 (Pinned) to Unconnectorized, Armored Pre-terminated Trunk Cable, 144-Fiber, Plenum | CommScope® | SYSTIMAX ULL |  | Fiber trunk cable assembly
UHVMPMXAG |  | Base Product | Ultra Low Loss (ULL) Multimode OM5 MPO12 (Unpinned) to MPO12 (Pinned), Armored Pre-terminated Trunk Cable, 36-Fiber, Plenum | CommScope® | SYSTIMAX ULL |  | Fiber trunk cable assembly
UHVMPMXAH |  | Base Product | Ultra Low Loss (ULL) Multimode OM5 MPO12 (Unpinned) to MPO12 (Pinned), Armored Pre-terminated Trunk Cable, 48-Fiber, Plenum | CommScope® | SYSTIMAX ULL |  | Fiber trunk cable assembly
UHVMPMXAK |  | Base Product | Ultra Low Loss (ULL) Multimode OM5 MPO12 (Unpinned) to MPO12 (Pinned), Armored Pre-terminated Trunk Cable, 72-Fiber, Plenum | CommScope® | SYSTIMAX ULL |  | Fiber trunk cable assembly
UHVMPMXAM |  | Base Product | Ultra Low Loss (ULL) Multimode OM5 MPO12 (Unpinned) to MPO12 (Pinned), Armored Pre-terminated Trunk Cable, 144-Fiber, Plenum | CommScope® | SYSTIMAX ULL |  | Fiber trunk cable assembly
UHGMXMXAG |  | Base Product | Ultra Low Loss (ULL) Singlemode MPO12 (Pinned) to MPO12 (Pinned), Armored Pre-terminated Trunk Cable, 36-Fiber, Plenum | CommScope® | SYSTIMAX InstaPATCH® 360 |  | Fiber trunk cable assembly
UHGMXMXAM |  | Base Product | Ultra Low Loss (ULL) Singlemode MPO12 (Pinned) to MPO12 (Pinned), Armored Pre-terminated Trunk Cable, 144-Fiber, Plenum | CommScope® | SYSTIMAX InstaPATCH® 360 |  | Fiber trunk cable assembly |  | Discontinued
UHGMXUCAG |  | Base Product | Ultra Low Loss (ULL) Singlemode MPO12 (Pinned) to Unconnectorized, Armored Pre-terminated Trunk Cable, 36-Fiber, Plenum | CommScope® | SYSTIMAX InstaPATCH® 360 |  | Fiber trunk cable assembly
UHGMXUCAK |  | Base Product | Ultra Low Loss (ULL) Singlemode MPO12 (Pinned) to Unconnectorized, Armored Pre-terminated Trunk Cable, 72-Fiber, Plenum | CommScope® | SYSTIMAX InstaPATCH® 360 |  | Fiber trunk cable assembly
UHGMPMXAD |  | Base Product | Ultra Low Loss (ULL) Singlemode MPO12 (Unpinned) to MPO12 (Pinned), Armored Pre-terminated Trunk Cable, 12-Fiber, Plenum | CommScope® | SYSTIMAX InstaPATCH® 360 |  | Fiber trunk cable assembly
UHGMPMXAK |  | Base Product | Ultra Low Loss (ULL) Singlemode MPO12 (Unpinned) to MPO12 (Pinned), Armored Pre-terminated Trunk Cable, 72-Fiber, Plenum | CommScope® | SYSTIMAX InstaPATCH® 360 |  | Fiber trunk cable assembly
UHGMPMXAL |  | Base Product | Ultra Low Loss (ULL) Singlemode MPO12 (Unpinned) to MPO12 (Pinned), Armored Pre-terminated Trunk Cable, 96-Fiber, Plenum | CommScope® | SYSTIMAX InstaPATCH® 360 |  | Fiber trunk cable assembly
UKXMXMXAD |  | Base Product | Ultra Low Loss (ULL) Multimode OM4 MPO12 (Pinned) to MPO12 (Pinned), Armored Pre-terminated Trunk Cable, 12-Fiber, Low Smoke Zero Halogen (LSZH) | CommScope® | SYSTIMAX ULL |  | Fiber trunk cable assembly |  | Discontinued
UKXMXMXAF |  | Base Product | Ultra Low Loss (ULL) Multimode OM4 MPO12 (Pinned) to MPO12 (Pinned), Armored Pre-terminated Trunk Cable, 24-Fiber, Low Smoke Zero Halogen (LSZH) | CommScope® | SYSTIMAX ULL |  | Fiber trunk cable assembly |  | Discontinued
UKXMXMXAM |  | Base Product | Ultra Low Loss (ULL) Multimode OM4 MPO12 (Pinned) to MPO12 (Pinned), Armored Pre-terminated Trunk Cable, 144-Fiber, Low Smoke Zero Halogen (LSZH) | CommScope® | SYSTIMAX ULL |  | Fiber trunk cable assembly |  | Discontinued
UKXMXUCAG |  | Base Product | Ultra Low Loss (ULL) Multimode OM4 MPO12 (Pinned) to Unconnectorized, Armored Pre-terminated Trunk Cable, 36-Fiber, Low Smoke Zero Halogen (LSZH) | CommScope® | SYSTIMAX ULL |  | Fiber trunk cable assembly
UKXMPMXAG |  | Base Product | Ultra Low Loss (ULL) Multimode OM4 MPO12 (Unpinned) to MPO12 (Pinned), Armored Pre-terminated Trunk Cable, 36-Fiber, Low Smoke Zero Halogen (LSZH) | CommScope® | SYSTIMAX ULL |  | Fiber trunk cable assembly |  | Discontinued
UKXMPMXAH |  | Base Product | Ultra Low Loss (ULL) Multimode OM4 MPO12 (Unpinned) to MPO12 (Pinned), Armored Pre-terminated Trunk Cable, 48-Fiber, Low Smoke Zero Halogen (LSZH) | CommScope® | SYSTIMAX ULL |  | Fiber trunk cable assembly |  | Discontinued
UKXMPMXAK |  | Base Product | Ultra Low Loss (ULL) Multimode OM4 MPO12 (Unpinned) to MPO12 (Pinned), Armored Pre-terminated Trunk Cable, 72-Fiber, Low Smoke Zero Halogen (LSZH) | CommScope® | SYSTIMAX ULL |  | Fiber trunk cable assembly |  | Discontinued
UKVMXUCAD |  | Base Product | Ultra Low Loss (ULL) Multimode OM5 MPO12 (Pinned) to Unconnectorized, Armored Pre-terminated Trunk Cable, 12-Fiber, Low Smoke Zero Halogen (LSZH) | CommScope® | SYSTIMAX ULL |  | Fiber trunk cable assembly
UKVMXUCAH |  | Base Product | Ultra Low Loss (ULL) Multimode OM5 MPO12 (Pinned) to Unconnectorized, Armored Pre-terminated Trunk Cable, 48-Fiber, Low Smoke Zero Halogen (LSZH) | CommScope® | SYSTIMAX ULL |  | Fiber trunk cable assembly
UKVMXUCAK |  | Base Product | Ultra Low Loss (ULL) Multimode OM5 MPO12 (Pinned) to Unconnectorized, Armored Pre-terminated Trunk Cable, 72-Fiber, Low Smoke Zero Halogen (LSZH) | CommScope® | SYSTIMAX ULL |  | Fiber trunk cable assembly
UKVMXUCAM |  | Base Product | Ultra Low Loss (ULL) Multimode OM5 MPO12 (Pinned) to Unconnectorized, Armored Pre-terminated Trunk Cable, 144-Fiber, Low Smoke Zero Halogen (LSZH) | CommScope® | SYSTIMAX ULL |  | Fiber trunk cable assembly
UKVMPMXAD |  | Base Product | Ultra Low Loss (ULL) Multimode OM5 MPO12 (Unpinned) to MPO12 (Pinned), Armored Pre-terminated Trunk Cable, 12-Fiber, Low Smoke Zero Halogen (LSZH) | CommScope® | SYSTIMAX ULL |  | Fiber trunk cable assembly
UKVMPMXAF |  | Base Product | Ultra Low Loss (ULL) Multimode OM5 MPO12 (Unpinned) to MPO12 (Pinned), Armored Pre-terminated Trunk Cable, 24-Fiber, Low Smoke Zero Halogen (LSZH) | CommScope® | SYSTIMAX ULL |  | Fiber trunk cable assembly
UKVMPMXAH |  | Base Product | Ultra Low Loss (ULL) Multimode OM5 MPO12 (Unpinned) to MPO12 (Pinned), Armored Pre-terminated Trunk Cable, 48-Fiber, Low Smoke Zero Halogen (LSZH) | CommScope® | SYSTIMAX ULL |  | Fiber trunk cable assembly
UKVMPMXAK |  | Base Product | Ultra Low Loss (ULL) Multimode OM5 MPO12 (Unpinned) to MPO12 (Pinned), Armored Pre-terminated Trunk Cable, 72-Fiber, Low Smoke Zero Halogen (LSZH) | CommScope® | SYSTIMAX ULL |  | Fiber trunk cable assembly
UKVMPMXAL |  | Base Product | Ultra Low Loss (ULL) Multimode OM5 MPO12 (Unpinned) to MPO12 (Pinned), Armored Pre-terminated Trunk Cable, 96-Fiber, Low Smoke Zero Halogen (LSZH) | CommScope® | SYSTIMAX ULL |  | Fiber trunk cable assembly
UKVMPMXAM |  | Base Product | Ultra Low Loss (ULL) Multimode OM5 MPO12 (Unpinned) to MPO12 (Pinned), Armored Pre-terminated Trunk Cable, 144-Fiber, Low Smoke Zero Halogen (LSZH) | CommScope® | SYSTIMAX ULL |  | Fiber trunk cable assembly
UKGMXMXAD |  | Base Product | Ultra Low Loss (ULL) Singlemode MPO12 (Pinned) to MPO12 (Pinned), Armored Pre-terminated Trunk Cable, 12-Fiber, Low Smoke Zero Halogen (LSZH) | CommScope® | SYSTIMAX ULL |  | Fiber trunk cable assembly |  | Discontinued
UKGMXMXAF |  | Base Product | Ultra Low Loss (ULL) Singlemode MPO12 (Pinned) to MPO12 (Pinned), Armored Pre-terminated Trunk Cable, 24-Fiber, Low Smoke Zero Halogen (LSZH) | CommScope® | SYSTIMAX ULL |  | Fiber trunk cable assembly |  | Discontinued
UKGMXMXAL |  | Base Product | Ultra Low Loss (ULL) Singlemode MPO12 (Pinned) to MPO12 (Pinned), Armored Pre-terminated Trunk Cable, 96-Fiber, Low Smoke Zero Halogen (LSZH) | CommScope® | SYSTIMAX ULL |  | Fiber trunk cable assembly |  | Discontinued
UKGMXUCAF |  | Base Product | Ultra Low Loss (ULL) Singlemode MPO12 (Pinned) to Unconnectorized, Armored Pre-terminated Trunk Cable, 24-Fiber, Low Smoke Zero Halogen (LSZH) | CommScope® | SYSTIMAX ULL |  | Fiber trunk cable assembly |  | Discontinued
UKGMXUCAG |  | Base Product | Ultra Low Loss (ULL) Singlemode MPO12 (Pinned) to Unconnectorized, Armored Pre-terminated Trunk Cable, 36-Fiber, Low Smoke Zero Halogen (LSZH) | CommScope® | SYSTIMAX ULL |  | Fiber trunk cable assembly
UKGMXUCAH |  | Base Product | Ultra Low Loss (ULL) Singlemode MPO12 (Pinned) to Unconnectorized, Armored Pre-terminated Trunk Cable, 48-Fiber, Low Smoke Zero Halogen (LSZH) | CommScope® | SYSTIMAX ULL |  | Fiber trunk cable assembly
UKGMPMXAD |  | Base Product | Ultra Low Loss (ULL) Singlemode MPO12 (Unpinned) to MPO12 (Pinned), Armored Pre-terminated Trunk Cable, 12-Fiber, Low Smoke Zero Halogen (LSZH) | CommScope® | SYSTIMAX ULL |  | Fiber trunk cable assembly |  | Discontinued
UKGMPMXAF |  | Base Product | Ultra Low Loss (ULL) Singlemode MPO12 (Unpinned) to MPO12 (Pinned), Armored Pre-terminated Trunk Cable, 24-Fiber, Low Smoke Zero Halogen (LSZH) | CommScope® | SYSTIMAX ULL |  | Fiber trunk cable assembly |  | Discontinued
FDWLCSA42 |  | Base Product | Singlemode LC/UPC to SC/APC, Fiber Patch Cord, 1.6 mm Duplex, Plenum | CommScope® | SYSTIMAX InstaPATCH® 360 | FDW | Fiber patch cord ¦ duplex
FGGMPUCRP |  | Base Product | Singlemode, MPO12 Unpinned to Unconnectorized, Fiber Trunk Cable Assembly, 288-Fiber, Rollable Ribbon Central Tube, Plenum | CommScope® | InstaPATCH® 360 |  | Fiber trunk cable assembly
URXRVQP7R |  | Base Product | Ultra Low Loss OM4, 16F MM APC MPO (Unpinned) to 8F MPO (Unpinned), Fiber Extension Cable Assembly, 16-Fiber, Dual rate (LSZH/RISER) | CommScope® | Propel |  | Fiber array cable assembly
ULXQXLUTU |  | Base Product | Ultra Low Loss ULL OM4 MPO8 UPC pinned to LC/UPC Uniboot Ruggedized fanout Cable, 64-Fiber, Plenum, 8 fiber PmP 2.0 mm | CommScope® | Propel ¦ SYSTIMAX ULL |  | Ruggedized fanout
UNXQZLUTS |  | Base Product | Ultra Low Loss ULL OM4 MPO8 APC pinned to LC/UPC Uniboot Ruggedized fanout Cable, 32-Fiber, Dual Rated (OFNR/LSZH), 8 fiber PmP 2.0 mm | CommScope® | Propel ¦ SYSTIMAX ULL |  | Ruggedized fanout
ULXQPLUT8 |  | Base Product | Ultra Low Loss ULL OM4 MPO8 UPC non-pinned to LC/UPC Uniboot Ruggedized fanout Cable, 8-Fiber, Plenum, 8 fiber PmP 2.0 mm | CommScope® | Propel ¦ SYSTIMAX ULL |  | Ruggedized fanout
ULXQZLUT8 |  | Base Product | Ultra Low Loss ULL OM4 MPO8 APC pinned to LC/UPC Uniboot Ruggedized fanout Cable, 8-Fiber, Plenum, 8 fiber PmP 2.0 mm | CommScope® | Propel ¦ SYSTIMAX ULL |  | Ruggedized fanout
UNXQZLUTU |  | Base Product | Ultra Low Loss ULL OM4 MPO8 APC pinned to LC/UPC Uniboot Ruggedized fanout Cable, 64-Fiber, Dual Rated (OFNR/LSZH), 8 fiber PmP 2.0 mm | CommScope® | Propel ¦ SYSTIMAX ULL |  | Ruggedized fanout
ULXQZLUTF |  | Base Product | Ultra Low Loss ULL OM4 MPO8 APC pinned to LC/UPC Uniboot Ruggedized fanout Cable, 24-Fiber, Plenum, 8 fiber PmP 2.0 mm | CommScope® | Propel ¦ SYSTIMAX ULL |  | Ruggedized fanout
ULXQPLUTF |  | Base Product | Ultra Low Loss ULL OM4 MPO8 UPC non-pinned to LC/UPC Uniboot Ruggedized fanout Cable, 24-Fiber, Plenum, 8 fiber PmP 2.0 mm | CommScope® | Propel ¦ SYSTIMAX ULL |  | Ruggedized fanout
ULVQXLUTN |  | Base Product | Ultra Low Loss ULL OM5 MPO8 UPC pinned to LC/UPC Uniboot Ruggedized fanout Cable, 192-Fiber, Plenum, 8 fiber PmP 2.0 mm | CommScope® | Propel ¦ SYSTIMAX ULL |  | Ruggedized fanout
ULXQZLUTH |  | Base Product | Ultra Low Loss ULL OM4 MPO8 APC pinned to LC/UPC Uniboot Ruggedized fanout Cable, 48-Fiber, Plenum, 8 fiber PmP 2.0 mm | CommScope® | Propel ¦ SYSTIMAX ULL |  | Ruggedized fanout
ULXQZLUTK |  | Base Product | Ultra Low Loss ULL OM4 MPO8 APC pinned to LC/UPC Uniboot Ruggedized fanout Cable, 72-Fiber, Plenum, 8 fiber PmP 2.0 mm | CommScope® | Propel ¦ SYSTIMAX ULL |  | Ruggedized fanout
UNXQXLUTU |  | Base Product | Ultra Low Loss ULL OM4 MPO8 UPC pinned to LC/UPC Uniboot Ruggedized fanout Cable, 64-Fiber, Dual Rated (OFNR/LSZH), 8 fiber PmP 2.0 mm | CommScope® | Propel ¦ SYSTIMAX ULL |  | Ruggedized fanout
UNXQZLUT8 |  | Base Product | Ultra Low Loss ULL OM4 MPO8 APC pinned to LC/UPC Uniboot Ruggedized fanout Cable, 8-Fiber, Dual Rated (OFNR/LSZH), 8 fiber PmP 2.0 mm | CommScope® | Propel ¦ SYSTIMAX ULL |  | Ruggedized fanout
UNXQZLUTF |  | Base Product | Ultra Low Loss ULL OM4 MPO8 APC pinned to LC/UPC Uniboot Ruggedized fanout Cable, 24-Fiber, Dual Rated (OFNR/LSZH), 8 fiber PmP 2.0 mm | CommScope® | Propel ¦ SYSTIMAX ULL |  | Ruggedized fanout
UNXQZLUTK |  | Base Product | Ultra Low Loss ULL OM4 MPO8 APC pinned to LC/UPC Uniboot Ruggedized fanout Cable, 72-Fiber, Dual Rated (OFNR/LSZH), 8 fiber PmP 2.0 mm | CommScope® | Propel ¦ SYSTIMAX ULL |  | Ruggedized fanout
FQWMPMPHF |  | Base Product | Singlemode, MPO/12(Unpinned) to MPO/12(Unpinned), InstaPATCH® 360 Array Cord, 24-Fiber, Plenum | CommScope® | SYSTIMAX ULL |  | Fiber array cable assembly
URG2X2XHF |  | Base Product | Ultra Low Loss (ULL) Singlemode MPO24 (Pinned) to MPO24 (Pinned), Fiber Extension Cable Assembly, 24-Fiber, LSZH | CommScope® |  |  | Fiber array cable assembly
URXRVQX7R |  | Base Product | Ultra Low Loss OM4, 16F MM APC MPO (Unpinned) to 8F MPO (pinned), Fiber Extension Cable Assembly, 16-Fiber, Dual rate (LSZH/RISER) | CommScope® | Propel |  | Fiber array cable assembly
FHD-TEST-CORD |  | Base Product | Fiber Optic Drop Test Lead, Singlemode with hardened connectivity, single fiber |  |  | FHD | Test patch cord ¦ single fiber
ARGQPLUJ8 |  | Base Product | Ultra Low Loss (ULL) Singlemode, MPO8 Unpinned to LC/UPC Uniboot, 8-Fiber Array Cord, Low Smoke Zero Halogen (LSZH)/Riser | CommScope® | SYSTIMAX ULL |  | Fiber array cable assembly
AQGQPQPF8 |  | Base Product | Ultra Low Loss (ULL) Singlemode MPO8 (Non-Pinned) to MPO8 (Non-Pinned), Fiber Array Cable Assembly, 8-Fiber, Plenum | CommScope® | Propel ¦ SYSTIMAX ULL |  | Fiber array cable assembly
ULXQXQXBF |  | Base Product | Ultra Low Loss (ULL) OM4 MPO8 (Pinned) to MPO8 (Pinned), Ruggedized fanout Cable, 24-Fiber, Plenum | CommScope® | SYSTIMAX ULL |  | Ruggedized fanout
UNGQXQXBF |  | Base Product | Ultra Low Loss (ULL) Singlemode, MPO8 (Pinned) to MPO8 (Pinned), Ruggedized fanout Cable, 24-Fiber, Low Smoke Zero Halogen (LSZH) | CommScope® | SYSTIMAX ULL |  | Ruggedized fanout
CYRRB | IP6ASD-06RUTP-1100E-1100E | Base Product | InstaPATCH® Cu GigaSPEED X10D® U/UTP SD Riser Preterminated Copper Cable, 360 1100 Evolve module to 360 1100 Evolve module, 6 links | CommScope® | GigaSPEED X10D® ¦ InstaPATCH® Cu |  | Copper trunk cable assembly
CYAAD | IP6ASD-12RUTP-O1S-O1S | Base Product | InstaPATCH® Cu GigaSPEED X10D® U/UTP SD Riser Preterminated Copper Cable, single row standard density outlet to single row standard density outlet, 12 links | CommScope® | GigaSPEED X10D® ¦ InstaPATCH® Cu |  | Copper trunk cable assembly
UJG2XMESX |  | Base Product | Ultra Low Loss (ULL) Singlemode MPO24 (pinned) to MPO12 (Unpinned) Pre-terminated Trunk Cable, 864-Fiber, 12-Fiber Rollable Ribbon Indoor/Outdoor Central Tube, Low Smoke Zero Halogen (LSZH)/Riser | CommScope® | SYSTIMAX ULL |  | Fiber trunk cable assembly
UJGMPMPSY |  | Base Product | Ultra Low Loss Singlemode MPO12 (Unpinned) to MPO12 (Unpinned) Pre-terminated Trunk Cable, 1728-Fiber, 12-Fiber Rollable Ribbon Indoor/Outdoor Central Tube, Low Smoke Zero Halogen/Riser | CommScope® | SYSTIMAX ULL |  | Fiber trunk cable assembly
ULGMXLUCP |  | Base Product | Ultra Low Loss ULL , TeraSPEED® MPO(Pinned) to LC/UPC Uniboot Ruggedized fanout Cable, 288-Fiber, Plenum, 12 fiber PmP 2.0 mm Dca | CommScope® | SYSTIMAX ULL |  | Ruggedized fanout
UNGMPLUCP |  | Base Product | Ultra Low Loss ULL TeraSPEED® MPO(Unpinned) to LC/UPC Uniboot Ruggedized fanout Cable, 288-Fiber, LSZH, 12 fiber PmP 2.0 mm Dca | CommScope® | SYSTIMAX ULL |  | Ruggedized fanout
U4GMPLUCP |  | Base Product | Ultra Low Loss ULL TeraSPEED® MPO(Unpinned) to LC/UPC Uniboot Ruggedized fanout Cable, 288-Fiber, LSZH, 12 fiber PmP 2.0 mm /B2ca | CommScope® | SYSTIMAX ULL |  | Ruggedized fanout
U4GMXLUCP |  | Base Product | Ultra Low Loss ULL TeraSPEED® MPO(Pinned) to LC/UPC Uniboot Ruggedized fanout Cable, 288-Fiber, LSZH, 12 fiber PmP 2.0 mm /B2ca | CommScope® | SYSTIMAX ULL |  | Ruggedized fanout
UJGMXUCRF |  | Base Product | Ultra Low Loss (ULL) Singlemode MPO12 (Pinned) to Unconnectorized Pre-terminated Trunk Cable, 24-Fiber, Rollable Ribbon, Low Smoke Zero Halogen (LSZH), 12 fiber | CommScope® | SYSTIMAX ULL |  | Fiber trunk cable assembly
UJGMXUCRH |  | Base Product | Ultra Low Loss (ULL) Singlemode MPO12 (Pinned) to Unconnectorized Pre-terminated Trunk Cable, 48-Fiber, Rollable Ribbon, Low Smoke Zero Halogen (LSZH) 12 fiber | CommScope® | SYSTIMAX ULL |  | Fiber trunk cable assembly
UJGMXUCRK |  | Base Product | Ultra Low Loss ULL Singlemode MPO12 (Pinned) to Unconnectorized Pre-terminated Trunk Cable, 72-Fiber, Rollable Ribbon, Low Smoke Zero Halogen (LSZH, 12 fiber | CommScope® |  |  | Fiber trunk cable assembly
ALGLCLCCH |  | Base Product | Ultra Low Loss ULL TeraSPEED® LC/UPC to LC/UPC Ruggedized fanout Cable, 48-Fiber, Plenum, 12 fiber PmP 2.0 mm Dca, Method A | CommScope® | SYSTIMAX ULL |  | Ruggedized fanout
ALGLCLCCK |  | Base Product | Ultra Low Loss ULL TeraSPEED® LC/UPC to LC/UPC Ruggedized fanout Cable, 72-Fiber, Plenum, 12 fiber PmP 2.0 mm Dca, Method A | CommScope® | SYSTIMAX ULL |  | Ruggedized fanout
UJGQXQXRY |  | Base Product | Ultra Low Loss Singlemode MPO8 Pinned to MPO8 Pinned 1728-Fiber Pre-terminated Trunk Cable, Low Smoke Zero Halogen/Riser | CommScope® | SYSTIMAX ULL |  | Fiber trunk cable assembly
UGXQZQZVP |  | Base Product | Ultra Low Loss (ULL) OM4 MPO8 APC (Pinned) to MPO8 APC (Pinned), Fiber Trunk Cable Assembly, 288-Fiber, OFNR | CommScope® | Propel ¦ SYSTIMAX ULL |  | Fiber trunk cable assembly
UJXQZQZBP |  | Base Product | Ultra Low Loss (ULL) OM4 MPO8 APC (Pinned) to MPO8 APC (Pinned), Fiber Trunk Cable Assembly, 288-Fiber, OFNR | CommScope® | Propel ¦ SYSTIMAX ULL |  | Fiber trunk cable assembly
UNGLCLCT4 |  | Base Product | Ultra Low Loss ULL TeraSPEED® LC/UPC to LC/UPC Ruggedized fanout Cable, 4-Fiber, LSZH, 8 fiber PmP 2.0 mm Dca | CommScope® | SYSTIMAX ULL |  | Ruggedized fanout
URGQPSCJ8 |  | Base Product | Ultra Low Loss Singlemode MPO8 Unpinned to SC/UPC 8-Fiber Low Smoke Zero Halogen Array Cord | CommScope® | SYSTIMAX ULL |  | Fiber array cable assembly
UHXMPMPCD |  | Base Product | Ultra Low Loss (ULL), OM4 MPO (Unpinned) to MPO (Unpinned), InstaPATCH® 360 Armored Pre-terminated Trunk Cable, 12-Fiber, Plenum | CommScope® | SYSTIMAX InstaPATCH® 360 |  | Fiber trunk cable assembly
UHXMPMPCM |  | Base Product | Ultra Low Loss (ULL), OM4 MPO (Unpinned) to MPO (Unpinned), InstaPATCH® 360 Armored Pre-terminated Trunk Cable, 144-Fiber, Plenum | CommScope® | SYSTIMAX InstaPATCH® 360 |  | Fiber trunk cable assembly
UHGMPMPCF |  | Base Product | Ultra Low Loss, Singlemode MPO12 APC (unpinned) to MPO12 APC (unpinned) Fiber Trunk Cable Assembly, 24-Fiber, Armored Indoor Plenum | CommScope® | SYSTIMAX ULL |  | Fiber trunk cable assembly
UHGMPMPCH |  | Base Product | Ultra Low Loss, Singlemode MPO12 APC (unpinned) to MPO12 APC (unpinned) Fiber Trunk Cable Assembly, 48-Fiber, Armored Indoor Plenum | CommScope® | SYSTIMAX ULL |  | Fiber trunk cable assembly
UHGMPMPCK |  | Base Product | Ultra Low Loss, Singlemode MPO12 APC (unpinned) to MPO12 APC (unpinned) Fiber Trunk Cable Assembly, 72-Fiber, Armored Indoor Plenum | CommScope® | SYSTIMAX ULL |  | Fiber trunk cable assembly
UHGMPMPCL |  | Base Product | Ultra Low Loss, Singlemode MPO12 APC (unpinned) to MPO12 APC (unpinned) Fiber Trunk Cable Assembly, 96-Fiber, Armored Indoor Plenum | CommScope® | SYSTIMAX ULL |  | Fiber trunk cable assembly
UHGMPMXCM |  | Base Product | Ultra Low Loss (ULL) Singlemode MPO12 (Unpinned) to MPO12 (Pinned), Armored Pre-terminated Trunk Cable, 144-Fiber, Plenum | CommScope® | SYSTIMAX InstaPATCH® 360 |  | Fiber trunk cable assembly
UHVMPMPCL |  | Base Product | Ultra Low Loss (ULL) LazrSPEED® 550 OM5 MPO12(Unpinned) to MPO12(Unpinned), Armored Pre-terminated Trunk Cable, 96-Fiber, Plenum | CommScope® | SYSTIMAX ULL |  | Fiber trunk cable assembly
UHVMPMPCM |  | Base Product | Ultra Low Loss (ULL) LazrSPEED® 550 OM5 MPO12(Unpinned) to MPO12(Unpinned), Armored Pre-terminated Trunk Cable, 144-Fiber, Plenum | CommScope® | SYSTIMAX ULL |  | Fiber trunk cable assembly
UKGMPMPCD |  | Base Product | Ultra Low Loss, Singlemode MPO12 APC (unpinned) to MPO12 APC (unpinned) Fiber Trunk Cable Assembly, 12-Fiber, Armored Indoor Dual Rated (OFNR/LSZH) | CommScope® | SYSTIMAX ULL |  | Fiber trunk cable assembly
UKGMPMPCF |  | Base Product | Ultra Low Loss, Singlemode MPO12 APC (unpinned) to MPO12 APC (unpinned) Fiber Trunk Cable Assembly, 24-Fiber, Armored Indoor Dual Rated (OFNR/LSZH) | CommScope® | SYSTIMAX ULL |  | Fiber trunk cable assembly
UKGMPMPCK |  | Base Product | Ultra Low Loss, Singlemode MPO12 APC (unpinned) to MPO12 APC (unpinned) Fiber Trunk Cable Assembly, 72-Fiber, Armored Indoor Dual Rated (OFNR/LSZH) | CommScope® | SYSTIMAX ULL |  | Fiber trunk cable assembly
UKGMPMPCL |  | Base Product | Ultra Low Loss, Singlemode MPO12 APC (unpinned) to MPO12 APC (unpinned) Fiber Trunk Cable Assembly, 96-Fiber, Armored Indoor Dual Rated (OFNR/LSZH) | CommScope® | SYSTIMAX ULL |  | Fiber trunk cable assembly
UKGMPMXCF |  | Base Product | Ultra Low Loss (ULL) Singlemode MPO12 (Unpinned) to MPO12 (Pinned), Armored Pre-terminated Trunk Cable, 24-Fiber, Low Smoke Zero Halogen (LSZH) | CommScope® | SYSTIMAX ULL |  | Fiber trunk cable assembly
UKGMPMXCH |  | Base Product | Ultra Low Loss (ULL) Singlemode MPO12 (Unpinned) to MPO12 (Pinned), Armored Pre-terminated Trunk Cable, 48-Fiber, Low Smoke Zero Halogen (LSZH) | CommScope® | SYSTIMAX ULL |  | Fiber trunk cable assembly
UKGMPMXCL |  | Base Product | Ultra Low Loss (ULL) Singlemode MPO12 (Unpinned) to MPO12 (Pinned), Armored Pre-terminated Trunk Cable, 96-Fiber, Low Smoke Zero Halogen (LSZH) | CommScope® | SYSTIMAX ULL |  | Fiber trunk cable assembly
UKGMPMXCM |  | Base Product | Ultra Low Loss (ULL) Singlemode MPO12 (Unpinned) to MPO12 (Pinned), Armored Pre-terminated Trunk Cable, 144-Fiber, Low Smoke Zero Halogen (LSZH) | CommScope® | SYSTIMAX ULL |  | Fiber trunk cable assembly
UKXMPMPCG |  | Base Product | Ultra Low Loss (ULL) OM4 MPO12 UPC (unpinned) to MPO12 UPC (unpinned) Fiber Trunk Cable Assembly, 36-Fiber, Armored Indoor Low Smoke Zero Halogen (LSZH) | CommScope® | SYSTIMAX ULL |  | Fiber trunk cable assembly
UKXMPMPCH |  | Base Product | Ultra Low Loss (ULL) OM4 MPO12 UPC (unpinned) to MPO12 UPC (unpinned) Fiber Trunk Cable Assembly, 48-Fiber, Armored Indoor Low Smoke Zero Halogen (LSZH) | CommScope® | SYSTIMAX ULL |  | Fiber trunk cable assembly
UKXMPMPCK |  | Base Product | Ultra Low Loss (ULL) OM4 MPO12 UPC (unpinned) to MPO12 UPC (unpinned) Fiber Trunk Cable Assembly, 72-Fiber, Armored Indoor Low Smoke Zero Halogen (LSZH) | CommScope® | SYSTIMAX ULL |  | Fiber trunk cable assembly
UKXMPMPCM |  | Base Product | Ultra Low Loss (ULL) OM4 MPO12 UPC (unpinned) to MPO12 UPC (unpinned) Fiber Trunk Cable Assembly, 144-Fiber, Armored Indoor Low Smoke Zero Halogen (LSZH) | CommScope® | SYSTIMAX ULL |  | Fiber trunk cable assembly
UKXMPMXCF |  | Base Product | Ultra Low Loss (ULL) Multimode OM4 MPO12 (Unpinned) to MPO12 (Pinned), Armored Pre-terminated Trunk Cable, 24-Fiber, Low Smoke Zero Halogen (LSZH) | CommScope® | SYSTIMAX ULL |  | Fiber trunk cable assembly
UKXMPMXCH |  | Base Product | Ultra Low Loss (ULL) Multimode OM4 MPO12 (Unpinned) to MPO12 (Pinned), Armored Pre-terminated Trunk Cable, 48-Fiber, Low Smoke Zero Halogen (LSZH) | CommScope® | SYSTIMAX ULL |  | Fiber trunk cable assembly
UKXMPMXCL |  | Base Product | Ultra Low Loss (ULL) Multimode OM4 MPO12 (Unpinned) to MPO12 (Pinned), Armored Pre-terminated Trunk Cable, 96-Fiber, Low Smoke Zero Halogen (LSZH) | CommScope® | SYSTIMAX ULL |  | Fiber trunk cable assembly
UKXMPMXCM |  | Base Product | Ultra Low Loss (ULL) Multimode OM4 MPO12 (Unpinned) to MPO12 (Pinned), Armored Pre-terminated Trunk Cable, 144-Fiber, Low Smoke Zero Halogen (LSZH) | CommScope® | SYSTIMAX ULL |  | Fiber trunk cable assembly
UHXMPMPCG |  | Base Product | Ultra Low Loss (ULL), OM4 MPO (Unpinned) to MPO (Unpinned), InstaPATCH® 360 Armored Pre-terminated Trunk Cable, 36-Fiber, Plenum | CommScope® | SYSTIMAX InstaPATCH® 360 |  | Fiber trunk cable assembly
UHXMPMXCF |  | Base Product | Ultra Low Loss (ULL), OM4 MPO (Unpinned) to MPO (Pinned), InstaPATCH® 360 Armored Pre-terminated Trunk Cable, 24-Fiber, Plenum | CommScope® | SYSTIMAX InstaPATCH® 360 |  | Fiber trunk cable assembly
UHXMPMXCK |  | Base Product | Ultra Low Loss (ULL), OM4 MPO (Unpinned) to MPO (Pinned), InstaPATCH® 360 Armored Pre-terminated Trunk Cable, 72-Fiber, Plenum | CommScope® | SYSTIMAX InstaPATCH® 360 |  | Fiber trunk cable assembly
UHXMPMXCM |  | Base Product | Ultra Low Loss (ULL), OM4 MPO (Unpinned) to MPO (Pinned), InstaPATCH® 360 Armored Pre-terminated Trunk Cable, 144-Fiber, Plenum | CommScope® | SYSTIMAX InstaPATCH® 360 |  | Fiber trunk cable assembly
UJGMPMPRY |  | Base Product | Ultra Low Loss Singlemode MPO12 (Unpinned) to MPO12 (Unpinned) Pre-terminated Trunk Cable, 1728-Fiber, 12-Fiber Rollable Ribbon Central Tube, Low Smoke Zero Halogen/Riser | CommScope® | SYSTIMAX ULL |  | Fiber trunk cable assembly
U4GLULUT8 |  | Base Product | Singlemode LC/UPC Uniboot to LC/UPC Uniboot Ruggedized fanout Cable, 8-Fiber, Dual Rated LSZH/Riser, 8 fiber PmP 2.0 mm /B2ca | CommScope® | Propel ¦ SYSTIMAX ULL |  | Ruggedized fanout
FSXLCUCW6 |  | Base Product | LazrSPEED® 550 LC/UPC to Unconnectorized, Distribution Cable, 6-Fiber, Plenum | CommScope® | SYSTIMAX InstaPATCH® 360 |  | Fiber distribution cable assembly
AGGMPUCCM |  | Base Product | Ultra Low Loss ULL TeraSPEED® MPO(unpinned) to Unconnectorized Pre-terminated Trunk Cable, MPO12, 144-Fiber, Plenum, 12 fiber PmP 2.0 mm Dca, Method A | CommScope® |  |  | Fiber trunk cable assembly
1-2111225-2 |  | Variant | RJ45 Patch Cord, category 6, UTP, black, 12 ft | NETCONNECT® |  |  | Twisted pair patch cord |  | Discontinued
1-2111179-0 |  | Variant | RJ45 Patch Cord, category 6A, UTP, with security key, black, 10 ft | NETCONNECT® |  |  | Twisted pair patch cord |  | Discontinued
1-2111225-8 |  | Variant | RJ45 Patch Cord, category 6, UTP, black, 18 ft | NETCONNECT® |  |  | Twisted pair patch cord |  | Discontinued
1-2111179-6 |  | Variant | RJ45 Patch Cord, category 6A, UTP, with security key, black, 16 ft | NETCONNECT® |  |  | Twisted pair patch cord |  | Discontinued
1-2111190-0 |  | Variant | RJ45 Patch Cord, category 6A, UTP, with security key, blue, 10 ft | NETCONNECT® |  |  | Twisted pair patch cord |  | Discontinued
1-2111190-6 |  | Variant | RJ45 Patch Cord, category 6A, UTP, with security key, blue, 16 ft | NETCONNECT® |  |  | Twisted pair patch cord |  | Discontinued
1-2134201-0 |  | Variant | RJ45 Patch Cord, category 6, U/UTP, with security key, white, 10 m | NETCONNECT® |  |  | Twisted pair patch cord |  | Discontinued
1-2160046-2 |  | Variant of 2160046 | Fiber Optic Patch Cord, Duplex, Multimode, LC/UPC to LC/UPC, aqua, 12 m | CommScope® |  | 216 | Fiber patch cord ¦ duplex
1-2160046-3 |  | Variant of 2160046 | Fiber Optic Patch Cord, Duplex, Multimode, LC/UPC to LC/UPC, aqua, 13 m | CommScope® |  | 216 | Fiber patch cord ¦ duplex
1-2160046-4 |  | Variant of 2160046 | Fiber Optic Patch Cord, Duplex, Multimode, LC/UPC to LC/UPC, aqua, 14 m | CommScope® |  | 216 | Fiber patch cord ¦ duplex
1-2160046-5 |  | Variant of 2160046 | Fiber Optic Patch Cord, OM4, LC duplex to LC duplex, 1.8 mm LSZH, 15 m, aqua | CommScope® |  | 216 | Fiber patch cord ¦ duplex
1-2160046-6 |  | Variant of 2160046 | Fiber Optic Patch Cord, Duplex, Multimode, LC/UPC to LC/UPC, aqua, 16 m | CommScope® |  | 216 | Fiber patch cord ¦ duplex
1-2160363-5 | OCJ-S1-15MASIA-S2 | Variant of OCJ | Fiber Optic Patch Cord, Simplex, Singlemode, SC/UPC to SC/APC, yellow, 15 m |  |  | OCJ | Fiber patch cord ¦ simplex
1-2160544-8 |  | Variant of 2160544 | Fiber Optic Patch Cord, Duplex, Multimode, LC/UPC to LC/UPC, aqua, 1.8 m | CommScope® |  | 216 | Fiber patch cord ¦ duplex
1-2160544-9 |  | Variant of 2160544 | Fiber Optic Patch Cord, Duplex, Multimode, LC/UPC to LC/UPC, aqua, 1.9 m | CommScope® |  | 216 | Fiber patch cord ¦ duplex
1-2160544-1 |  | Variant of 2160544 | Fiber Optic Patch Cord, Duplex, Multimode, LC/UPC to LC/UPC, aqua, 1.1 m | CommScope® |  | 216 | Fiber patch cord ¦ duplex
1-2160485-0 | OCJ-LG-10MASIA-SG | Variant of OCJ | Fiber Optic Patch Cord, Simplex, Singlemode, LC/APC to SC/APC, yellow, 10 m |  |  | OCJ | Fiber patch cord ¦ simplex
1-2160544-4 |  | Variant of 2160544 | Fiber Optic Patch Cord, Duplex, Multimode, LC/UPC to LC/UPC, aqua, 1.4 m | CommScope® |  | 216 | Fiber patch cord ¦ duplex
1-2160544-7 |  | Variant of 2160544 | Fiber Optic Patch Cord, Duplex, Multimode, LC/UPC to LC/UPC, aqua, 1.7 m | CommScope® |  | 216 | Fiber patch cord ¦ duplex
1-2160832-0 | OCJ-SG-10MASIA-SG | Variant of OCJ | Fiber Optic Patch Cord, Simplex, Singlemode, SC/APC to SC/APC, yellow, 10 m |  |  | OCJ | Fiber patch cord ¦ simplex
1-2843059-0 | NPC-UNC-PULLTAB-VT | Variant | Copper Patch Cord Pull Tab, Violet | CommScope® |  | NPC ¦ UC1 | Pull kit
ULGMXLCAF |  | Base Product | Ultra Low Loss Singlemode MPO12 Pinned to LC/UPC 24-Fiber InstaPATCH® 360 Ruggedized Fanout Cable, Plenum | CommScope® | SYSTIMAX InstaPATCH® 360 ¦ SYSTIMAX ULL |  | Ruggedized fanout
ULGMXLFCF |  | Base Product | Ultra Low Loss ULL TeraSPEED® MPO(Pinned) to LC/UPC G B Ruggedized fanout Cable, 24-Fiber, Plenum, 12 fiber PmP 2.0 mm Dca | CommScope® | SYSTIMAX ULL |  | Ruggedized fanout
ULGMXLACD |  | Base Product | Ultra Low Loss ULL TeraSPEED® MPO(Pinned) to LC/APC Ruggedized fanout Cable, 12-Fiber, Plenum, 12 fiber PmP 2.0 mm Dca | CommScope® | SYSTIMAX ULL |  | Ruggedized fanout
ULGMPSACL |  | Base Product | Ultra Low Loss ULL TeraSPEED® MPO(Unpinned) to SC/APC Ruggedized fanout Cable, 96-Fiber, Plenum, 12 fiber PmP 2.0 mm Dca | CommScope® | SYSTIMAX ULL |  | Ruggedized fanout
ULGMPLCAM |  | Base Product | Ultra Low Loss Singlemode MPO12 Unpinned to LC/UPC 144-Fiber InstaPATCH® 360 Ruggedized Fanout Cable, Plenum | CommScope® | SYSTIMAX InstaPATCH® 360 |  | Ruggedized fanout
ULGMPSACM |  | Base Product | Ultra Low Loss ULL TeraSPEED® MPO(Unpinned) to SC/APC Ruggedized fanout Cable, 144-Fiber, Plenum, 12 fiber PmP 2.0 mm Dca | CommScope® | SYSTIMAX ULL |  | Ruggedized fanout
ULGMXLFCG |  | Base Product | Ultra Low Loss ULL TeraSPEED® MPO(Pinned) to LC/UPC G B Ruggedized fanout Cable, 36-Fiber, Plenum, 12 fiber PmP 2.0 mm Dca | CommScope® | SYSTIMAX ULL |  | Ruggedized fanout
ULGMXLACF |  | Base Product | Ultra Low Loss ULL TeraSPEED® MPO(Pinned) to LC/APC Ruggedized fanout Cable, 24-Fiber, Plenum, 12 fiber PmP 2.0 mm Dca | CommScope® | SYSTIMAX ULL |  | Ruggedized fanout
ULGMPLUCK |  | Base Product | Ultra Low Loss ULL TeraSPEED® MPO(Unpinned) to LC/UPC Uniboot Ruggedized fanout Cable, 72-Fiber, Plenum, 12 fiber PmP 2.0 mm Dca | CommScope® | SYSTIMAX ULL |  | Ruggedized fanout
ULGMPLGCH |  | Base Product | Ultra Low Loss ULL TeraSPEED® MPO(Unpinned) to LC/APC G B Ruggedized fanout Cable, 48-Fiber, Plenum, 12 fiber PmP 2.0 mm Dca | CommScope® | SYSTIMAX ULL |  | Ruggedized fanout
ULGMPLUCL |  | Base Product | Ultra Low Loss ULL TeraSPEED® MPO(Unpinned) to LC/UPC Uniboot Ruggedized fanout Cable, 96-Fiber, Plenum, 12 fiber PmP 2.0 mm Dca | CommScope® | SYSTIMAX ULL |  | Ruggedized fanout
ULGMPSCCD |  | Base Product | Ultra Low Loss ULL TeraSPEED® MPO(Unpinned) to SC/UPC Ruggedized fanout Cable, 12-Fiber, Plenum, 12 fiber PmP 2.0 mm Dca | CommScope® | SYSTIMAX ULL |  | Ruggedized fanout
ULGMPLGCK |  | Base Product | Ultra Low Loss ULL TeraSPEED® MPO(Unpinned) to LC/APC G B Ruggedized fanout Cable, 72-Fiber, Plenum, 12 fiber PmP 2.0 mm Dca | CommScope® | SYSTIMAX ULL |  | Ruggedized fanout
ULGMPSCCF |  | Base Product | Ultra Low Loss ULL TeraSPEED® MPO(Unpinned) to SC/UPC Ruggedized fanout Cable, 24-Fiber, Plenum, 12 fiber PmP 2.0 mm Dca | CommScope® | SYSTIMAX ULL |  | Ruggedized fanout
ULGMXLFCK |  | Base Product | Ultra Low Loss ULL TeraSPEED® MPO(Pinned) to LC/UPC G B Ruggedized fanout Cable, 72-Fiber, Plenum, 12 fiber PmP 2.0 mm Dca | CommScope® | SYSTIMAX ULL |  | Ruggedized fanout
ULGMXLCCH |  | Base Product | Ultra Low Loss ULL TeraSPEED® MPO(Pinned) to LC/UPC Ruggedized fanout Cable, 48-Fiber, Plenum, 12 fiber PmP 2.0 mm Dca | CommScope® | SYSTIMAX ULL |  | Ruggedized fanout
ULGMXLFCL |  | Base Product | Ultra Low Loss ULL TeraSPEED® MPO(Pinned) to LC/UPC G B Ruggedized fanout Cable, 96-Fiber, Plenum, 12 fiber PmP 2.0 mm Dca | CommScope® | SYSTIMAX ULL |  | Ruggedized fanout
ULGMPSACD |  | Base Product | Ultra Low Loss ULL TeraSPEED® MPO(Unpinned) to SC/APC Ruggedized fanout Cable, 12-Fiber, Plenum, 12 fiber PmP 2.0 mm Dca | CommScope® | SYSTIMAX ULL |  | Ruggedized fanout
ULGMXSACD |  | Base Product | Ultra Low Loss ULL TeraSPEED® MPO(Pinned) to SC/APC Ruggedized fanout Cable, 12-Fiber, Plenum, 12 fiber PmP 2.0 mm Dca | CommScope® | SYSTIMAX ULL |  | Ruggedized fanout
ULGMXSCCH |  | Base Product | Ultra Low Loss ULL TeraSPEED® MPO(Pinned) to SC/UPC Ruggedized fanout Cable, 48-Fiber, Plenum, 12 fiber PmP 2.0 mm Dca | CommScope® | SYSTIMAX ULL |  | Ruggedized fanout
ULGMXLCCK |  | Base Product | Ultra Low Loss ULL TeraSPEED® MPO(Pinned) to LC/UPC Ruggedized fanout Cable, 72-Fiber, Plenum, 12 fiber PmP 2.0 mm Dca | CommScope® | SYSTIMAX ULL |  | Ruggedized fanout
ULGMXLACL |  | Base Product | Ultra Low Loss ULL TeraSPEED® MPO(Pinned) to LC/APC Ruggedized fanout Cable, 96-Fiber, Plenum, 12 fiber PmP 2.0 mm Dca | CommScope® | SYSTIMAX ULL |  | Ruggedized fanout
ULGMXLFCM |  | Base Product | Ultra Low Loss ULL TeraSPEED® MPO(Pinned) to LC/UPC G B Ruggedized fanout Cable, 144-Fiber, Plenum, 12 fiber PmP 2.0 mm Dca | CommScope® | SYSTIMAX ULL |  | Ruggedized fanout
ULGSASACM |  | Base Product | Ultra Low Loss ULL TeraSPEED® SC/APC to SC/APC Ruggedized fanout Cable, 144-Fiber, Plenum, 12 fiber PmP 2.0 mm Dca | CommScope® | SYSTIMAX ULL |  | Ruggedized fanout
ULGMPSCCH |  | Base Product | Ultra Low Loss ULL TeraSPEED® MPO(Unpinned) to SC/UPC Ruggedized fanout Cable, 48-Fiber, Plenum, 12 fiber PmP 2.0 mm Dca | CommScope® | SYSTIMAX ULL |  | Ruggedized fanout
ULGMXLUCF |  | Base Product | Ultra Low Loss ULL TeraSPEED® MPO(Pinned) to LC/UPC Uniboot Ruggedized fanout Cable, 24-Fiber, Plenum, 12 fiber PmP 2.0 mm Dca | CommScope® | SYSTIMAX ULL |  | Ruggedized fanout
ULGMXSACF |  | Base Product | Ultra Low Loss ULL TeraSPEED® MPO(Pinned) to SC/APC Ruggedized fanout Cable, 24-Fiber, Plenum, 12 fiber PmP 2.0 mm Dca | CommScope® | SYSTIMAX ULL |  | Ruggedized fanout
ULGMXLCCL |  | Base Product | Ultra Low Loss ULL TeraSPEED® MPO(Pinned) to LC/UPC Ruggedized fanout Cable, 96-Fiber, Plenum, 12 fiber PmP 2.0 mm Dca | CommScope® | SYSTIMAX ULL |  | Ruggedized fanout
ULGMXSCCK |  | Base Product | Ultra Low Loss ULL TeraSPEED® MPO(Pinned) to SC/UPC Ruggedized fanout Cable, 72-Fiber, Plenum, 12 fiber PmP 2.0 mm Dca | CommScope® | SYSTIMAX ULL |  | Ruggedized fanout
ULGMXLACM |  | Base Product | Ultra Low Loss ULL TeraSPEED® MPO(Pinned) to LC/APC Ruggedized fanout Cable, 144-Fiber, Plenum, 12 fiber PmP 2.0 mm Dca | CommScope® | SYSTIMAX ULL |  | Ruggedized fanout
ULGMXLGCD |  | Base Product | Ultra Low Loss ULL TeraSPEED® MPO(Pinned) to LC/APC G B Ruggedized fanout Cable, 12-Fiber, Plenum, 12 fiber PmP 2.0 mm Dca | CommScope® | SYSTIMAX ULL |  | Ruggedized fanout
ULGSCSCCD |  | Base Product | Ultra Low Loss ULL TeraSPEED® SC/UPC to SC/UPC Ruggedized fanout Cable, 12-Fiber, Plenum, 12 fiber PmP 2.0 mm Dca | CommScope® | SYSTIMAX ULL |  | Ruggedized fanout
ULGMXLCCM |  | Base Product | Ultra Low Loss ULL TeraSPEED® MPO(Pinned) to LC/UPC Ruggedized fanout Cable, 144-Fiber, Plenum, 12 fiber PmP 2.0 mm Dca | CommScope® | SYSTIMAX ULL |  | Ruggedized fanout
ULGSCSCCF |  | Base Product | Ultra Low Loss ULL TeraSPEED® SC/UPC to SC/UPC Ruggedized fanout Cable, 24-Fiber, Plenum, 12 fiber PmP 2.0 mm Dca | CommScope® | SYSTIMAX ULL |  | Ruggedized fanout
ULGMXLGCF |  | Base Product | Ultra Low Loss ULL TeraSPEED® MPO(Pinned) to LC/APC G B Ruggedized fanout Cable, 24-Fiber, Plenum, 12 fiber PmP 2.0 mm Dca | CommScope® | SYSTIMAX ULL |  | Ruggedized fanout
ULVLCLCCH |  | Base Product | Ultra Low Loss ULL LazrSPEED® 550 OM5 LC/UPC to LC/UPC Ruggedized fanout Cable, 48-Fiber, Plenum, 12 fiber PmP 2.0 mm Dca | CommScope® | SYSTIMAX ULL |  | Ruggedized fanout
ULGMXLFCD |  | Base Product | Ultra Low Loss ULL TeraSPEED® MPO(Pinned) to LC/UPC G B Ruggedized fanout Cable, 12-Fiber, Plenum, 12 fiber PmP 2.0 mm Dca | CommScope® | SYSTIMAX ULL |  | Ruggedized fanout
ULGMXSCCM |  | Base Product | Ultra Low Loss ULL TeraSPEED® MPO(Pinned) to SC/UPC Ruggedized fanout Cable, 144-Fiber, Plenum, 12 fiber PmP 2.0 mm Dca | CommScope® | SYSTIMAX ULL |  | Ruggedized fanout
ULGMXSACH |  | Base Product | Ultra Low Loss ULL TeraSPEED® MPO(Pinned) to SC/APC Ruggedized fanout Cable, 48-Fiber, Plenum, 12 fiber PmP 2.0 mm Dca | CommScope® | SYSTIMAX ULL |  | Ruggedized fanout
ULVLULUCM |  | Base Product | Ultra Low Loss ULL LazrSPEED® 550 OM5 LC/UPC Uniboot to LC/UPC Uniboot Ruggedized fanout Cable, 144-Fiber, Plenum, 12 fiber PmP 2.0 mm Dca | CommScope® | SYSTIMAX ULL |  | Ruggedized fanout
ULGSCSCCG |  | Base Product | Ultra Low Loss ULL TeraSPEED® SC/UPC to SC/UPC Ruggedized fanout Cable, 36-Fiber, Plenum, 12 fiber PmP 2.0 mm Dca | CommScope® | SYSTIMAX ULL |  | Ruggedized fanout
ULVLCLCCK |  | Base Product | Ultra Low Loss ULL LazrSPEED® 550 OM5 LC/UPC to LC/UPC Ruggedized fanout Cable, 72-Fiber, Plenum, 12 fiber PmP 2.0 mm Dca | CommScope® | SYSTIMAX ULL |  | Ruggedized fanout
ULGSASACD |  | Base Product | Ultra Low Loss ULL TeraSPEED® SC/APC to SC/APC Ruggedized fanout Cable, 12-Fiber, Plenum, 12 fiber PmP 2.0 mm Dca | CommScope® | SYSTIMAX ULL |  | Ruggedized fanout
ULGMXSACK |  | Base Product | Ultra Low Loss ULL TeraSPEED® MPO(Pinned) to SC/APC Ruggedized fanout Cable, 72-Fiber, Plenum, 12 fiber PmP 2.0 mm Dca | CommScope® | SYSTIMAX ULL |  | Ruggedized fanout
ULVLCLCCM |  | Base Product | Ultra Low Loss ULL LazrSPEED® 550 OM5 LC/UPC to LC/UPC Ruggedized fanout Cable, 144-Fiber, Plenum, 12 fiber PmP 2.0 mm Dca | CommScope® | SYSTIMAX ULL |  | Ruggedized fanout
ULVMPSCCK |  | Base Product | Ultra Low Loss ULL LazrSPEED® 550 OM5 MPO(Unpinned) to SC/UPC Ruggedized fanout Cable, 72-Fiber, Plenum, 12 fiber PmP 2.0 mm Dca | CommScope® | SYSTIMAX ULL |  | Ruggedized fanout
ULVMPLCCG |  | Base Product | Ultra Low Loss ULL LazrSPEED® 550 OM5 MPO(Unpinned) to LC/UPC Ruggedized fanout Cable, 36-Fiber, Plenum, 12 fiber PmP 2.0 mm Dca | CommScope® | SYSTIMAX ULL |  | Ruggedized fanout
ULGSASACG |  | Base Product | Ultra Low Loss ULL TeraSPEED® SC/APC to SC/APC Ruggedized fanout Cable, 36-Fiber, Plenum, 12 fiber PmP 2.0 mm Dca | CommScope® | SYSTIMAX ULL |  | Ruggedized fanout
ULGMXSACM |  | Base Product | Ultra Low Loss ULL TeraSPEED® MPO(Pinned) to SC/APC Ruggedized fanout Cable, 144-Fiber, Plenum, 12 fiber PmP 2.0 mm Dca | CommScope® | SYSTIMAX ULL |  | Ruggedized fanout
ULVMPLUCK |  | Base Product | Ultra Low Loss ULL LazrSPEED® 550 OM5 MPO(Unpinned) to LC/UPC Uniboot Ruggedized fanout Cable, 72-Fiber, Plenum, 12 fiber PmP 2.0 mm Dca | CommScope® | SYSTIMAX ULL |  | Ruggedized fanout
ULVMPSCCL |  | Base Product | Ultra Low Loss ULL LazrSPEED® 550 OM5 MPO(Unpinned) to SC/UPC Ruggedized fanout Cable, 96-Fiber, Plenum, 12 fiber PmP 2.0 mm Dca | CommScope® | SYSTIMAX ULL |  | Ruggedized fanout
ULGSCSCCM |  | Base Product | Ultra Low Loss ULL TeraSPEED® SC/UPC to SC/UPC Ruggedized fanout Cable, 144-Fiber, Plenum, 12 fiber PmP 2.0 mm Dca | CommScope® | SYSTIMAX ULL |  | Ruggedized fanout
ULGSASACH |  | Base Product | Ultra Low Loss ULL TeraSPEED® SC/APC to SC/APC Ruggedized fanout Cable, 48-Fiber, Plenum, 12 fiber PmP 2.0 mm Dca | CommScope® | SYSTIMAX ULL |  | Ruggedized fanout
ULVMXLUCD |  | Base Product | Ultra Low Loss ULL LazrSPEED® 550 OM5 MPO(Pinned) to LC/UPC Uniboot Ruggedized fanout Cable, 12-Fiber, Plenum, 12 fiber PmP 2.0 mm Dca | CommScope® | SYSTIMAX ULL |  | Ruggedized fanout
ULGMXSCCD |  | Base Product | Ultra Low Loss ULL TeraSPEED® MPO(Pinned) to SC/UPC Ruggedized fanout Cable, 12-Fiber, Plenum, 12 fiber PmP 2.0 mm Dca | CommScope® | SYSTIMAX ULL |  | Ruggedized fanout
ULGSASACK |  | Base Product | Ultra Low Loss ULL TeraSPEED® SC/APC to SC/APC Ruggedized fanout Cable, 72-Fiber, Plenum, 12 fiber PmP 2.0 mm Dca | CommScope® | SYSTIMAX ULL |  | Ruggedized fanout
ULVMXLUCF |  | Base Product | Ultra Low Loss ULL LazrSPEED® 550 OM5 MPO(Pinned) to LC/UPC Uniboot Ruggedized fanout Cable, 24-Fiber, Plenum, 12 fiber PmP 2.0 mm Dca | CommScope® | SYSTIMAX ULL |  | Ruggedized fanout
ULVLULUCG |  | Base Product | Ultra Low Loss ULL LazrSPEED® 550 OM5 LC/UPC Uniboot to LC/UPC Uniboot Ruggedized fanout Cable, 36-Fiber, Plenum, 12 fiber PmP 2.0 mm Dca | CommScope® | SYSTIMAX ULL |  | Ruggedized fanout
ULVLCLCCF |  | Base Product | Ultra Low Loss ULL LazrSPEED® 550 OM5 LC/UPC to LC/UPC Ruggedized fanout Cable, 24-Fiber, Plenum, 12 fiber PmP 2.0 mm Dca | CommScope® | SYSTIMAX ULL |  | Ruggedized fanout
ULVMPLCCL |  | Base Product | Ultra Low Loss ULL LazrSPEED® 550 OM5 MPO(Unpinned) to LC/UPC Ruggedized fanout Cable, 96-Fiber, Plenum, 12 fiber PmP 2.0 mm Dca | CommScope® | SYSTIMAX ULL |  | Ruggedized fanout
ULVMXLCCD |  | Base Product | Ultra Low Loss ULL LazrSPEED® 550 OM5 MPO(Pinned) to LC/UPC Ruggedized fanout Cable, 12-Fiber, Plenum, 12 fiber PmP 2.0 mm Dca | CommScope® | SYSTIMAX ULL |  | Ruggedized fanout
ULVMXSCCH |  | Base Product | Ultra Low Loss ULL LazrSPEED® 550 OM5 MPO(Pinned) to SC/UPC Ruggedized fanout Cable, 48-Fiber, Plenum, 12 fiber PmP 2.0 mm Dca | CommScope® | SYSTIMAX ULL |  | Ruggedized fanout
ULVMPLCCM |  | Base Product | Ultra Low Loss ULL LazrSPEED® 550 OM5 MPO(Unpinned) to LC/UPC Ruggedized fanout Cable, 144-Fiber, Plenum, 12 fiber PmP 2.0 mm Dca | CommScope® | SYSTIMAX ULL |  | Ruggedized fanout
ULVMXLUCH |  | Base Product | Ultra Low Loss ULL LazrSPEED® 550 OM5 MPO(Pinned) to LC/UPC Uniboot Ruggedized fanout Cable, 48-Fiber, Plenum, 12 fiber PmP 2.0 mm Dca | CommScope® | SYSTIMAX ULL |  | Ruggedized fanout
ULVLULUCK |  | Base Product | Ultra Low Loss ULL LazrSPEED® 550 OM5 LC/UPC Uniboot to LC/UPC Uniboot Ruggedized fanout Cable, 72-Fiber, Plenum, 12 fiber PmP 2.0 mm Dca | CommScope® | SYSTIMAX ULL |  | Ruggedized fanout
ULVMXLCCF |  | Base Product | Ultra Low Loss ULL LazrSPEED® 550 OM5 MPO(Pinned) to LC/UPC Ruggedized fanout Cable, 24-Fiber, Plenum, 12 fiber PmP 2.0 mm Dca | CommScope® | SYSTIMAX ULL |  | Ruggedized fanout
ULXLULUCF |  | Base Product | Ultra Low Loss ULL LazrSPEED® 550 LC/UPC Uniboot to LC/UPC Uniboot Ruggedized fanout Cable, 24-Fiber, Plenum, 12 fiber PmP 2.0 mm Dca | CommScope® | SYSTIMAX ULL |  | Ruggedized fanout
ULVMXLUCK |  | Base Product | Ultra Low Loss ULL LazrSPEED® 550 OM5 MPO(Pinned) to LC/UPC Uniboot Ruggedized fanout Cable, 72-Fiber, Plenum, 12 fiber PmP 2.0 mm Dca | CommScope® | SYSTIMAX ULL |  | Ruggedized fanout
ULXLCLCCD |  | Base Product | Ultra Low Loss ULL LazrSPEED® 550 LC/UPC to LC/UPC Ruggedized fanout Cable, 12-Fiber, Plenum, 12 fiber PmP 2.0 mm Dca | CommScope® | SYSTIMAX ULL |  | Ruggedized fanout
ULXLULUCG |  | Base Product | Ultra Low Loss ULL LazrSPEED® 550 LC/UPC Uniboot to LC/UPC Uniboot Ruggedized fanout Cable, 36-Fiber, Plenum, 12 fiber PmP 2.0 mm Dca | CommScope® | SYSTIMAX ULL |  | Ruggedized fanout
ULVMXLUCL |  | Base Product | Ultra Low Loss ULL LazrSPEED® 550 OM5 MPO(Pinned) to LC/UPC Uniboot Ruggedized fanout Cable, 96-Fiber, Plenum, 12 fiber PmP 2.0 mm Dca | CommScope® | SYSTIMAX ULL |  | Ruggedized fanout
ULVMPSCCH |  | Base Product | Ultra Low Loss ULL LazrSPEED® 550 OM5 MPO(Unpinned) to SC/UPC Ruggedized fanout Cable, 48-Fiber, Plenum, 12 fiber PmP 2.0 mm Dca | CommScope® | SYSTIMAX ULL |  | Ruggedized fanout
ULXLCLCCF |  | Base Product | Ultra Low Loss ULL LazrSPEED® 550 LC/UPC to LC/UPC Ruggedized fanout Cable, 24-Fiber, Plenum, 12 fiber PmP 2.0 mm Dca | CommScope® | SYSTIMAX ULL |  | Ruggedized fanout
ULXMPSCCF |  | Base Product | Ultra Low Loss ULL LazrSPEED® 550 MPO(Unpinned) to SC/UPC Ruggedized fanout Cable, 24-Fiber, Plenum, 12 fiber PmP 2.0 mm Dca | CommScope® | SYSTIMAX ULL |  | Ruggedized fanout
ULXLULUCH |  | Base Product | Ultra Low Loss ULL LazrSPEED® 550 LC/UPC Uniboot to LC/UPC Uniboot Ruggedized fanout Cable, 48-Fiber, Plenum, 12 fiber PmP 2.0 mm Dca | CommScope® | SYSTIMAX ULL |  | Ruggedized fanout
ULVMXLUCM |  | Base Product | Ultra Low Loss ULL LazrSPEED® 550 OM5 MPO(Pinned) to LC/UPC Uniboot Ruggedized fanout Cable, 144-Fiber, Plenum, 12 fiber PmP 2.0 mm Dca | CommScope® | SYSTIMAX ULL |  | Ruggedized fanout
ULVSCSCCD |  | Base Product | Ultra Low Loss ULL LazrSPEED® 550 OM5 SC/UPC to SC/UPC Ruggedized fanout Cable, 12-Fiber, Plenum, 12 fiber PmP 2.0 mm Dca | CommScope® | SYSTIMAX ULL |  | Ruggedized fanout
ULXLCLCCG |  | Base Product | Ultra Low Loss ULL LazrSPEED® 550 LC/UPC to LC/UPC Ruggedized fanout Cable, 36-Fiber, Plenum, 12 fiber PmP 2.0 mm Dca | CommScope® | SYSTIMAX ULL |  | Ruggedized fanout
ULXMPSCCG |  | Base Product | Ultra Low Loss ULL LazrSPEED® 550 MPO(Unpinned) to SC/UPC Ruggedized fanout Cable, 36-Fiber, Plenum, 12 fiber PmP 2.0 mm Dca | CommScope® | SYSTIMAX ULL |  | Ruggedized fanout
ULVMXLCCK |  | Base Product | Ultra Low Loss ULL LazrSPEED® 550 OM5 MPO(Pinned) to LC/UPC Ruggedized fanout Cable, 72-Fiber, Plenum, 12 fiber PmP 2.0 mm Dca | CommScope® | SYSTIMAX ULL |  | Ruggedized fanout
ULXLULUCK |  | Base Product | Ultra Low Loss ULL LazrSPEED® 550 LC/UPC Uniboot to LC/UPC Uniboot Ruggedized fanout Cable, 72-Fiber, Plenum, 12 fiber PmP 2.0 mm Dca | CommScope® | SYSTIMAX ULL |  | Ruggedized fanout
ULVMXSCCD |  | Base Product | Ultra Low Loss ULL LazrSPEED® 550 OM5 MPO(Pinned) to SC/UPC Ruggedized fanout Cable, 12-Fiber, Plenum, 12 fiber PmP 2.0 mm Dca | CommScope® | SYSTIMAX ULL |  | Ruggedized fanout
ULXLCLCCH |  | Base Product | Ultra Low Loss ULL LazrSPEED® 550 LC/UPC to LC/UPC Ruggedized fanout Cable, 48-Fiber, Plenum, 12 fiber PmP 2.0 mm Dca | CommScope® | SYSTIMAX ULL |  | Ruggedized fanout
ULXMPSCCH |  | Base Product | Ultra Low Loss ULL LazrSPEED® 550 MPO(Unpinned) to SC/UPC Ruggedized fanout Cable, 48-Fiber, Plenum, 12 fiber PmP 2.0 mm Dca | CommScope® | SYSTIMAX ULL |  | Ruggedized fanout
ULVMXLCCL |  | Base Product | Ultra Low Loss ULL LazrSPEED® 550 OM5 MPO(Pinned) to LC/UPC Ruggedized fanout Cable, 96-Fiber, Plenum, 12 fiber PmP 2.0 mm Dca | CommScope® | SYSTIMAX ULL |  | Ruggedized fanout
ULVSCSCCG |  | Base Product | Ultra Low Loss ULL LazrSPEED® 550 OM5 SC/UPC to SC/UPC Ruggedized fanout Cable, 36-Fiber, Plenum, 12 fiber PmP 2.0 mm Dca | CommScope® | SYSTIMAX ULL |  | Ruggedized fanout
ULXMPSCCK |  | Base Product | Ultra Low Loss ULL LazrSPEED® 550 MPO(Unpinned) to SC/UPC Ruggedized fanout Cable, 72-Fiber, Plenum, 12 fiber PmP 2.0 mm Dca | CommScope® | SYSTIMAX ULL |  | Ruggedized fanout
ULVMXLCCM |  | Base Product | Ultra Low Loss ULL LazrSPEED® 550 OM5 MPO(Pinned) to LC/UPC Ruggedized fanout Cable, 144-Fiber, Plenum, 12 fiber PmP 2.0 mm Dca | CommScope® | SYSTIMAX ULL |  | Ruggedized fanout
ULVMXSCCG |  | Base Product | Ultra Low Loss ULL LazrSPEED® 550 OM5 MPO(Pinned) to SC/UPC Ruggedized fanout Cable, 36-Fiber, Plenum, 12 fiber PmP 2.0 mm Dca | CommScope® | SYSTIMAX ULL |  | Ruggedized fanout
ULXLCLCCL |  | Base Product | Ultra Low Loss ULL LazrSPEED® 550 LC/UPC to LC/UPC Ruggedized fanout Cable, 96-Fiber, Plenum, 12 fiber PmP 2.0 mm Dca | CommScope® | SYSTIMAX ULL |  | Ruggedized fanout
ULXMPLUCH |  | Base Product | Ultra Low Loss ULL LazrSPEED® 550 MPO(Unpinned) to LC/UPC Uniboot Ruggedized fanout Cable, 48-Fiber, Plenum, 12 fiber PmP 2.0 mm Dca | CommScope® | SYSTIMAX ULL |  | Ruggedized fanout
ULXMXLUCD |  | Base Product | Ultra Low Loss ULL LazrSPEED® 550 MPO(Pinned) to LC/UPC Uniboot Ruggedized fanout Cable, 12-Fiber, Plenum, 12 fiber PmP 2.0 mm Dca | CommScope® | SYSTIMAX ULL |  | Ruggedized fanout
ULVSCSCCK |  | Base Product | Ultra Low Loss ULL LazrSPEED® 550 OM5 SC/UPC to SC/UPC Ruggedized fanout Cable, 72-Fiber, Plenum, 12 fiber PmP 2.0 mm Dca | CommScope® | SYSTIMAX ULL |  | Ruggedized fanout
ULXMPSCCM |  | Base Product | Ultra Low Loss ULL LazrSPEED® 550 MPO(Unpinned) to SC/UPC Ruggedized fanout Cable, 144-Fiber, Plenum, 12 fiber PmP 2.0 mm Dca | CommScope® | SYSTIMAX ULL |  | Ruggedized fanout
ULXLCLCCM |  | Base Product | Ultra Low Loss ULL LazrSPEED® 550 LC/UPC to LC/UPC Ruggedized fanout Cable, 144-Fiber, Plenum, 12 fiber PmP 2.0 mm Dca | CommScope® | SYSTIMAX ULL |  | Ruggedized fanout
ULXMPLUCK |  | Base Product | Ultra Low Loss ULL LazrSPEED® 550 MPO(Unpinned) to LC/UPC Uniboot Ruggedized fanout Cable, 72-Fiber, Plenum, 12 fiber PmP 2.0 mm Dca | CommScope® | SYSTIMAX ULL |  | Ruggedized fanout
ULXMXLCCD |  | Base Product | Ultra Low Loss ULL LazrSPEED® 550 MPO(Pinned) to LC/UPC Ruggedized fanout Cable, 12-Fiber, Plenum, 12 fiber PmP 2.0 mm Dca | CommScope® | SYSTIMAX ULL |  | Ruggedized fanout
ULXMPLUCL |  | Base Product | Ultra Low Loss ULL LazrSPEED® 550 MPO(Unpinned) to LC/UPC Uniboot Ruggedized fanout Cable, 96-Fiber, Plenum, 12 fiber PmP 2.0 mm Dca | CommScope® | SYSTIMAX ULL |  | Ruggedized fanout
ULXMPLCCF |  | Base Product | Ultra Low Loss ULL LazrSPEED® 550 MPO(Unpinned) to LC/UPC Ruggedized fanout Cable, 24-Fiber, Plenum, 12 fiber PmP 2.0 mm Dca | CommScope® | SYSTIMAX ULL |  | Ruggedized fanout
ULXMXLCCF |  | Base Product | Ultra Low Loss ULL LazrSPEED® 550 MPO(Pinned) to LC/UPC Ruggedized fanout Cable, 24-Fiber, Plenum, 12 fiber PmP 2.0 mm Dca | CommScope® | SYSTIMAX ULL |  | Ruggedized fanout
ULXMPLUCM |  | Base Product | Ultra Low Loss ULL LazrSPEED® 550 MPO(Unpinned) to LC/UPC Uniboot Ruggedized fanout Cable, 144-Fiber, Plenum, 12 fiber PmP 2.0 mm Dca | CommScope® | SYSTIMAX ULL |  | Ruggedized fanout
UNGLFLFCK |  | Base Product | Ultra Low Loss ULL TeraSPEED® LC/UPC G B to LC/UPC G B Ruggedized fanout Cable, 72-Fiber, LSZH, 12 fiber PmP 2.0 mm Dca | CommScope® | SYSTIMAX ULL |  | Ruggedized fanout
ULXMXSCCG |  | Base Product | Ultra Low Loss ULL LazrSPEED® 550 MPO(Pinned) to SC/UPC Ruggedized fanout Cable, 36-Fiber, Plenum, 12 fiber PmP 2.0 mm Dca | CommScope® | SYSTIMAX ULL |  | Ruggedized fanout
UNGLCLCCG |  | Base Product | Ultra Low Loss ULL TeraSPEED® LC/UPC to LC/UPC Ruggedized fanout Cable, 36-Fiber, LSZH, 12 fiber PmP 2.0 mm Dca | CommScope® | SYSTIMAX ULL |  | Ruggedized fanout
ULXMXSCCH |  | Base Product | Ultra Low Loss ULL LazrSPEED® 550 MPO(Pinned) to SC/UPC Ruggedized fanout Cable, 48-Fiber, Plenum, 12 fiber PmP 2.0 mm Dca | CommScope® | SYSTIMAX ULL |  | Ruggedized fanout
UNGLFLFCL |  | Base Product | Ultra Low Loss ULL TeraSPEED® LC/UPC G B to LC/UPC G B Ruggedized fanout Cable, 96-Fiber, LSZH, 12 fiber PmP 2.0 mm Dca | CommScope® | SYSTIMAX ULL |  | Ruggedized fanout
UNGLALACD |  | Base Product | Ultra Low Loss ULL TeraSPEED® LC/APC to LC/APC Ruggedized fanout Cable, 12-Fiber, LSZH, 12 fiber PmP 2.0 mm Dca | CommScope® | SYSTIMAX ULL |  | Ruggedized fanout
ULXSCSCCM |  | Base Product | Ultra Low Loss ULL LazrSPEED® 550 SC/UPC to SC/UPC Ruggedized fanout Cable, 144-Fiber, Plenum, 12 fiber PmP 2.0 mm Dca | CommScope® | SYSTIMAX ULL |  | Ruggedized fanout
UNGLFLFCM |  | Base Product | Ultra Low Loss ULL TeraSPEED® LC/UPC G B to LC/UPC G B Ruggedized fanout Cable, 144-Fiber, LSZH, 12 fiber PmP 2.0 mm Dca | CommScope® | SYSTIMAX ULL |  | Ruggedized fanout
UNGLALACF |  | Base Product | Ultra Low Loss ULL TeraSPEED® LC/APC to LC/APC Ruggedized fanout Cable, 24-Fiber, LSZH, 12 fiber PmP 2.0 mm Dca | CommScope® | SYSTIMAX ULL |  | Ruggedized fanout
UNGMPLACK |  | Base Product | Ultra Low Loss ULL TeraSPEED® MPO(Unpinned) to LC/APC Ruggedized fanout Cable, 72-Fiber, LSZH, 12 fiber PmP 2.0 mm Dca | CommScope® | SYSTIMAX ULL |  | Ruggedized fanout
UNGLCLCCK |  | Base Product | Ultra Low Loss ULL TeraSPEED® LC/UPC to LC/UPC Ruggedized fanout Cable, 72-Fiber, LSZH, 12 fiber PmP 2.0 mm Dca | CommScope® | SYSTIMAX ULL |  | Ruggedized fanout
UNGLULUCG |  | Base Product | Ultra Low Loss ULL TeraSPEED® LC/UPC Uniboot to LC/UPC Uniboot Ruggedized fanout Cable, 36-Fiber, LSZH, 12 fiber PmP 2.0 mm Dca | CommScope® | SYSTIMAX ULL |  | Ruggedized fanout
UNGMPLACL |  | Base Product | Ultra Low Loss ULL TeraSPEED® MPO(Unpinned) to LC/APC Ruggedized fanout Cable, 96-Fiber, LSZH, 12 fiber PmP 2.0 mm Dca | CommScope® | SYSTIMAX ULL |  | Ruggedized fanout
UNGLGLGCF |  | Base Product | Ultra Low Loss ULL TeraSPEED® LC/APC G B to LC/APC G B Ruggedized fanout Cable, 24-Fiber, LSZH, 12 fiber PmP 2.0 mm Dca | CommScope® | SYSTIMAX ULL |  | Ruggedized fanout
UNGLCLCCL |  | Base Product | Ultra Low Loss ULL TeraSPEED® LC/UPC to LC/UPC Ruggedized fanout Cable, 96-Fiber, LSZH, 12 fiber PmP 2.0 mm Dca | CommScope® | SYSTIMAX ULL |  | Ruggedized fanout
ULXMXSCCM |  | Base Product | Ultra Low Loss ULL LazrSPEED® 550 MPO(Pinned) to SC/UPC Ruggedized fanout Cable, 144-Fiber, Plenum, 12 fiber PmP 2.0 mm Dca | CommScope® | SYSTIMAX ULL |  | Ruggedized fanout
UNGLULUCH |  | Base Product | Ultra Low Loss ULL TeraSPEED® LC/UPC Uniboot to LC/UPC Uniboot Ruggedized fanout Cable, 48-Fiber, LSZH, 12 fiber PmP 2.0 mm Dca | CommScope® | SYSTIMAX ULL |  | Ruggedized fanout
UNGMPLACM |  | Base Product | Ultra Low Loss ULL TeraSPEED® MPO(Unpinned) to LC/APC Ruggedized fanout Cable, 144-Fiber, LSZH, 12 fiber PmP 2.0 mm Dca | CommScope® | SYSTIMAX ULL |  | Ruggedized fanout
UNGLULUCL |  | Base Product | Ultra Low Loss ULL TeraSPEED® LC/UPC Uniboot to LC/UPC Uniboot Ruggedized fanout Cable, 96-Fiber, LSZH, 12 fiber PmP 2.0 mm Dca | CommScope® | SYSTIMAX ULL |  | Ruggedized fanout
UNGLALACL |  | Base Product | Ultra Low Loss ULL TeraSPEED® LC/APC to LC/APC Ruggedized fanout Cable, 96-Fiber, LSZH, 12 fiber PmP 2.0 mm Dca | CommScope® | SYSTIMAX ULL |  | Ruggedized fanout
UNGLGLGCK |  | Base Product | Ultra Low Loss ULL TeraSPEED® LC/APC G B to LC/APC G B Ruggedized fanout Cable, 72-Fiber, LSZH, 12 fiber PmP 2.0 mm Dca | CommScope® | SYSTIMAX ULL |  | Ruggedized fanout
UNGMPLCAG |  | Base Product | Ultra Low Loss Singlemode MPO12 Unpinned to LC/UPC 36-Fiber InstaPATCH® 360 Ruggedized Fanout Cable, Low Smoke Zero Halogen | CommScope® | SYSTIMAX InstaPATCH® 360 |  | Ruggedized fanout
UNGLALACM |  | Base Product | Ultra Low Loss ULL TeraSPEED® LC/APC to LC/APC Ruggedized fanout Cable, 144-Fiber, LSZH, 12 fiber PmP 2.0 mm Dca | CommScope® | SYSTIMAX ULL |  | Ruggedized fanout
UNGMPLFCG |  | Base Product | Ultra Low Loss ULL TeraSPEED® MPO(Unpinned) to LC/UPC G B Ruggedized fanout Cable, 36-Fiber, LSZH, 12 fiber PmP 2.0 mm Dca | CommScope® | SYSTIMAX ULL |  | Ruggedized fanout
UNGLULUCM |  | Base Product | Ultra Low Loss ULL TeraSPEED® LC/UPC Uniboot to LC/UPC Uniboot Ruggedized fanout Cable, 144-Fiber, LSZH, 12 fiber PmP 2.0 mm Dca | CommScope® | SYSTIMAX ULL |  | Ruggedized fanout
UNGMPLCAH |  | Base Product | Ultra Low Loss Singlemode MPO12 Unpinned to LC/UPC 48-Fiber InstaPATCH® 360 Ruggedized Fanout Cable, Low Smoke Zero Halogen | CommScope® | SYSTIMAX InstaPATCH® 360 |  | Ruggedized fanout
UNGLFLFCG |  | Base Product | Ultra Low Loss ULL TeraSPEED® LC/UPC G B to LC/UPC G B Ruggedized fanout Cable, 36-Fiber, LSZH, 12 fiber PmP 2.0 mm Dca | CommScope® | SYSTIMAX ULL |  | Ruggedized fanout
UNGLCLCCD |  | Base Product | Ultra Low Loss ULL TeraSPEED® LC/UPC to LC/UPC Ruggedized fanout Cable, 12-Fiber, LSZH, 12 fiber PmP 2.0 mm Dca | CommScope® | SYSTIMAX ULL |  | Ruggedized fanout
UNGMPLFCH |  | Base Product | Ultra Low Loss ULL TeraSPEED® MPO(Unpinned) to LC/UPC G B Ruggedized fanout Cable, 48-Fiber, LSZH, 12 fiber PmP 2.0 mm Dca | CommScope® | SYSTIMAX ULL |  | Ruggedized fanout
UNGMPLCAK |  | Base Product | Ultra Low Loss Singlemode MPO12 Unpinned to LC/UPC 72-Fiber InstaPATCH® 360 Ruggedized Fanout Cable, Low Smoke Zero Halogen | CommScope® | SYSTIMAX InstaPATCH® 360 |  | Ruggedized fanout
UNGMPLCCF |  | Base Product | Ultra Low Loss ULL TeraSPEED® MPO(Unpinned) to LC/UPC Ruggedized fanout Cable, 24-Fiber, LSZH, 12 fiber PmP 2.0 mm Dca | CommScope® | SYSTIMAX ULL |  | Ruggedized fanout
UNGLFLFCH |  | Base Product | Ultra Low Loss ULL TeraSPEED® LC/UPC G B to LC/UPC G B Ruggedized fanout Cable, 48-Fiber, LSZH, 12 fiber PmP 2.0 mm Dca | CommScope® | SYSTIMAX ULL |  | Ruggedized fanout
UNGMPSACF |  | Base Product | Ultra Low Loss ULL TeraSPEED® MPO(Unpinned) to SC/APC Ruggedized fanout Cable, 24-Fiber, LSZH, 12 fiber PmP 2.0 mm Dca | CommScope® | SYSTIMAX ULL |  | Ruggedized fanout
UNGMPSCCK |  | Base Product | Ultra Low Loss ULL TeraSPEED® MPO(Unpinned) to SC/UPC Ruggedized fanout Cable, 72-Fiber, LSZH, 12 fiber PmP 2.0 mm Dca | CommScope® | SYSTIMAX ULL |  | Ruggedized fanout
UNGMPLFCK |  | Base Product | Ultra Low Loss ULL TeraSPEED® MPO(Unpinned) to LC/UPC G B Ruggedized fanout Cable, 72-Fiber, LSZH, 12 fiber PmP 2.0 mm Dca | CommScope® | SYSTIMAX ULL |  | Ruggedized fanout
UNGMXLCCD |  | Base Product | Ultra Low Loss ULL TeraSPEED® MPO(Pinned) to LC/UPC Ruggedized fanout Cable, 12-Fiber, LSZH, 12 fiber PmP 2.0 mm Dca | CommScope® | SYSTIMAX ULL |  | Ruggedized fanout
UNGMPSACG |  | Base Product | Ultra Low Loss ULL TeraSPEED® MPO(Unpinned) to SC/APC Ruggedized fanout Cable, 36-Fiber, LSZH, 12 fiber PmP 2.0 mm Dca | CommScope® | SYSTIMAX ULL |  | Ruggedized fanout
UNGMPLUCF |  | Base Product | Ultra Low Loss ULL TeraSPEED® MPO(Unpinned) to LC/UPC Uniboot Ruggedized fanout Cable, 24-Fiber, LSZH, 12 fiber PmP 2.0 mm Dca | CommScope® | SYSTIMAX ULL |  | Ruggedized fanout
UNGMPSCCL |  | Base Product | Ultra Low Loss ULL TeraSPEED® MPO(Unpinned) to SC/UPC Ruggedized fanout Cable, 96-Fiber, LSZH, 12 fiber PmP 2.0 mm Dca | CommScope® | SYSTIMAX ULL |  | Ruggedized fanout
UNGMPLFCL |  | Base Product | Ultra Low Loss ULL TeraSPEED® MPO(Unpinned) to LC/UPC G B Ruggedized fanout Cable, 96-Fiber, LSZH, 12 fiber PmP 2.0 mm Dca | CommScope® | SYSTIMAX ULL |  | Ruggedized fanout
UNGMPLACG |  | Base Product | Ultra Low Loss ULL TeraSPEED® MPO(Unpinned) to LC/APC Ruggedized fanout Cable, 36-Fiber, LSZH, 12 fiber PmP 2.0 mm Dca | CommScope® | SYSTIMAX ULL |  | Ruggedized fanout
UNGMPSACK |  | Base Product | Ultra Low Loss ULL TeraSPEED® MPO(Unpinned) to SC/APC Ruggedized fanout Cable, 72-Fiber, LSZH, 12 fiber PmP 2.0 mm Dca | CommScope® | SYSTIMAX ULL |  | Ruggedized fanout
UNGMXLCCG |  | Base Product | Ultra Low Loss ULL TeraSPEED® MPO(Pinned) to LC/UPC Ruggedized fanout Cable, 36-Fiber, LSZH, 12 fiber PmP 2.0 mm Dca | CommScope® | SYSTIMAX ULL |  | Ruggedized fanout
UNGMPLFCM |  | Base Product | Ultra Low Loss ULL TeraSPEED® MPO(Unpinned) to LC/UPC G B Ruggedized fanout Cable, 144-Fiber, LSZH, 12 fiber PmP 2.0 mm Dca | CommScope® | SYSTIMAX ULL |  | Ruggedized fanout
UNGMXLGCM |  | Base Product | Ultra Low Loss ULL TeraSPEED® MPO(Pinned) to LC/APC G B Ruggedized fanout Cable, 144-Fiber, LSZH, 12 fiber PmP 2.0 mm Dca | CommScope® | SYSTIMAX ULL |  | Ruggedized fanout
UNGMPLCCK |  | Base Product | Ultra Low Loss ULL TeraSPEED® MPO(Unpinned) to LC/UPC Ruggedized fanout Cable, 72-Fiber, LSZH, 12 fiber PmP 2.0 mm Dca | CommScope® | SYSTIMAX ULL |  | Ruggedized fanout
UNGMXLFCL |  | Base Product | Ultra Low Loss ULL TeraSPEED® MPO(Pinned) to LC/UPC G B Ruggedized fanout Cable, 96-Fiber, LSZH, 12 fiber PmP 2.0 mm Dca | CommScope® | SYSTIMAX ULL |  | Ruggedized fanout
UNGMXLACD |  | Base Product | Ultra Low Loss ULL TeraSPEED® MPO(Pinned) to LC/APC Ruggedized fanout Cable, 12-Fiber, LSZH, 12 fiber PmP 2.0 mm Dca | CommScope® | SYSTIMAX ULL |  | Ruggedized fanout
UNGMXLCCH |  | Base Product | Ultra Low Loss ULL TeraSPEED® MPO(Pinned) to LC/UPC Ruggedized fanout Cable, 48-Fiber, LSZH, 12 fiber PmP 2.0 mm Dca | CommScope® | SYSTIMAX ULL |  | Ruggedized fanout
UNGMPLUCK |  | Base Product | Ultra Low Loss ULL TeraSPEED® MPO(Unpinned) to LC/UPC Uniboot Ruggedized fanout Cable, 72-Fiber, LSZH, 12 fiber PmP 2.0 mm Dca | CommScope® | SYSTIMAX ULL |  | Ruggedized fanout
UNGMPLGCD |  | Base Product | Ultra Low Loss ULL TeraSPEED® MPO(Unpinned) to LC/APC G B Ruggedized fanout Cable, 12-Fiber, LSZH, 12 fiber PmP 2.0 mm Dca | CommScope® | SYSTIMAX ULL |  | Ruggedized fanout
UNGMXLACF |  | Base Product | Ultra Low Loss ULL TeraSPEED® MPO(Pinned) to LC/APC Ruggedized fanout Cable, 24-Fiber, LSZH, 12 fiber PmP 2.0 mm Dca | CommScope® | SYSTIMAX ULL |  | Ruggedized fanout
UNGMPSACM |  | Base Product | Ultra Low Loss ULL TeraSPEED® MPO(Unpinned) to SC/APC Ruggedized fanout Cable, 144-Fiber, LSZH, 12 fiber PmP 2.0 mm Dca | CommScope® | SYSTIMAX ULL |  | Ruggedized fanout
U4GMXSACH |  | Base Product | Ultra Low Loss ULL TeraSPEED® MPO(Pinned) to SC/APC Ruggedized fanout Cable, 48-Fiber, LSZH, 12 fiber PmP 2.0 mm /B2ca | CommScope® | SYSTIMAX ULL |  | Ruggedized fanout
U4GSCSCCH |  | Base Product | Ultra Low Loss ULL TeraSPEED® SC/UPC to SC/UPC Ruggedized fanout Cable, 48-Fiber, LSZH, 12 fiber PmP 2.0 mm /B2ca | CommScope® | SYSTIMAX ULL |  | Ruggedized fanout
U4VMPSCCL |  | Base Product | Ultra Low Loss ULL LazrSPEED® 550 OM5 MPO(Unpinned) to SC/UPC Ruggedized fanout Cable, 96-Fiber, LSZH, 12 fiber PmP 2.0 mm /B2ca | CommScope® | SYSTIMAX ULL |  | Ruggedized fanout
U4GMXSACK |  | Base Product | Ultra Low Loss ULL TeraSPEED® MPO(Pinned) to SC/APC Ruggedized fanout Cable, 72-Fiber, LSZH, 12 fiber PmP 2.0 mm /B2ca | CommScope® | SYSTIMAX ULL |  | Ruggedized fanout
U4VMPLUCL |  | Base Product | Ultra Low Loss ULL LazrSPEED® 550 OM5 MPO(Unpinned) to LC/UPC Uniboot Ruggedized fanout Cable, 96-Fiber, LSZH, 12 fiber PmP 2.0 mm /B2ca | CommScope® | SYSTIMAX ULL |  | Ruggedized fanout
U4GSASACD |  | Base Product | Ultra Low Loss ULL TeraSPEED® SC/APC to SC/APC Ruggedized fanout Cable, 12-Fiber, LSZH, 12 fiber PmP 2.0 mm /B2ca | CommScope® | SYSTIMAX ULL |  | Ruggedized fanout
U4VMXLCAM |  | Base Product | Ultra Low Loss OM5 MPO12 Pinned to LC/UPC 144-Fiber InstaPATCH® 360 Ruggedized Fanout Cable, Low Smoke Zero Halogen | CommScope® | SYSTIMAX InstaPATCH® 360 |  | Ruggedized fanout |  | Discontinued
U4VMPLUCM |  | Base Product | Ultra Low Loss ULL LazrSPEED® 550 OM5 MPO(Unpinned) to LC/UPC Uniboot Ruggedized fanout Cable, 144-Fiber, LSZH, 12 fiber PmP 2.0 mm /B2ca | CommScope® | SYSTIMAX ULL |  | Ruggedized fanout
U4VMXLUCG |  | Base Product | Ultra Low Loss ULL LazrSPEED® 550 OM5 MPO(Pinned) to LC/UPC Uniboot Ruggedized fanout Cable, 36-Fiber, LSZH, 12 fiber PmP 2.0 mm /B2ca | CommScope® | SYSTIMAX ULL |  | Ruggedized fanout
U4VMPLCCK |  | Base Product | Ultra Low Loss ULL LazrSPEED® 550 OM5 MPO(Unpinned) to LC/UPC Ruggedized fanout Cable, 72-Fiber, LSZH, 12 fiber PmP 2.0 mm /B2ca | CommScope® | SYSTIMAX ULL |  | Ruggedized fanout
U4VLCLCCM |  | Base Product | Ultra Low Loss ULL LazrSPEED® 550 OM5 LC/UPC to LC/UPC Ruggedized fanout Cable, 144-Fiber, LSZH, 12 fiber PmP 2.0 mm /B2ca | CommScope® | SYSTIMAX ULL |  | Ruggedized fanout
U4VMXLUCH |  | Base Product | Ultra Low Loss ULL LazrSPEED® 550 OM5 MPO(Pinned) to LC/UPC Uniboot Ruggedized fanout Cable, 48-Fiber, LSZH, 12 fiber PmP 2.0 mm /B2ca | CommScope® | SYSTIMAX ULL |  | Ruggedized fanout
U4XLULUCH |  | Base Product | Ultra Low Loss ULL LazrSPEED® 550 LC/UPC Uniboot to LC/UPC Uniboot Ruggedized fanout Cable, 48-Fiber, LSZH, 12 fiber PmP 2.0 mm /B2ca | CommScope® | SYSTIMAX ULL |  | Ruggedized fanout
U4XMPLCAM |  | Base Product | Ultra Low Loss OM4 MPO12 Unpinned to LC/UPC 144-Fiber InstaPATCH® 360 Ruggedized Fanout Cable, Low Smoke Zero Halogen | CommScope® | SYSTIMAX InstaPATCH® 360 ¦ SYSTIMAX ULL |  | Ruggedized fanout |  | Discontinued
U4VMXSCCM |  | Base Product | Ultra Low Loss ULL LazrSPEED® 550 OM5 MPO(Pinned) to SC/UPC Ruggedized fanout Cable, 144-Fiber, LSZH, 12 fiber PmP 2.0 mm /B2ca | CommScope® | SYSTIMAX ULL |  | Ruggedized fanout
U4XMPLUCG |  | Base Product | Ultra Low Loss ULL LazrSPEED® 550 MPO(Unpinned) to LC/UPC Uniboot Ruggedized fanout Cable, 36-Fiber, LSZH, 12 fiber PmP 2.0 mm /B2ca | CommScope® | SYSTIMAX ULL |  | Ruggedized fanout
U4VMXLCAH |  | Base Product | Ultra Low Loss (ULL) OM5 MPO (Pinned) to LC/UPC, InstaPATCH® 360 Ruggedized Fanout Cable Assembly, 48-Fiber, Low Smoke Zero Halogen (LSZH) | CommScope® | SYSTIMAX InstaPATCH® 360 ¦ SYSTIMAX ULL |  | Ruggedized fanout |  | Discontinued
U4VMXLCCH |  | Base Product | Ultra Low Loss ULL LazrSPEED® 550 OM5 MPO(Pinned) to LC/UPC Ruggedized fanout Cable, 48-Fiber, LSZH, 12 fiber PmP 2.0 mm /B2ca | CommScope® | SYSTIMAX ULL |  | Ruggedized fanout
U4VSCSCCD |  | Base Product | Ultra Low Loss ULL LazrSPEED® 550 OM5 SC/UPC to SC/UPC Ruggedized fanout Cable, 12-Fiber, LSZH, 12 fiber PmP 2.0 mm /B2ca | CommScope® | SYSTIMAX ULL |  | Ruggedized fanout
U4VMXLCAK |  | Base Product | Ultra Low Loss OM5 MPO12 Pinned to LC/UPC 72-Fiber InstaPATCH® 360 Ruggedized Fanout Cable, Low Smoke Zero Halogen | CommScope® | SYSTIMAX InstaPATCH® 360 ¦ SYSTIMAX ULL |  | Ruggedized fanout |  | Discontinued
U4XMPLUCH |  | Base Product | Ultra Low Loss ULL LazrSPEED® 550 MPO(Unpinned) to LC/UPC Uniboot Ruggedized fanout Cable, 48-Fiber, LSZH, 12 fiber PmP 2.0 mm /B2ca | CommScope® | SYSTIMAX ULL |  | Ruggedized fanout
U4XLCLCCG |  | Base Product | Ultra Low Loss ULL LazrSPEED® 550 LC/UPC to LC/UPC Ruggedized fanout Cable, 36-Fiber, LSZH, 12 fiber PmP 2.0 mm /B2ca | CommScope® | SYSTIMAX ULL |  | Ruggedized fanout
U4XMPSCCL |  | Base Product | Ultra Low Loss ULL LazrSPEED® 550 MPO(Unpinned) to SC/UPC Ruggedized fanout Cable, 96-Fiber, LSZH, 12 fiber PmP 2.0 mm /B2ca | CommScope® | SYSTIMAX ULL |  | Ruggedized fanout
U4XLCLCCH |  | Base Product | Ultra Low Loss ULL LazrSPEED® 550 LC/UPC to LC/UPC Ruggedized fanout Cable, 48-Fiber, LSZH, 12 fiber PmP 2.0 mm /B2ca | CommScope® | SYSTIMAX ULL |  | Ruggedized fanout
U4VSCSCCF |  | Base Product | Ultra Low Loss ULL LazrSPEED® 550 OM5 SC/UPC to SC/UPC Ruggedized fanout Cable, 24-Fiber, LSZH, 12 fiber PmP 2.0 mm /B2ca | CommScope® | SYSTIMAX ULL |  | Ruggedized fanout
U4VMXLCCL |  | Base Product | Ultra Low Loss ULL LazrSPEED® 550 OM5 MPO(Pinned) to LC/UPC Ruggedized fanout Cable, 96-Fiber, LSZH, 12 fiber PmP 2.0 mm /B2ca | CommScope® | SYSTIMAX ULL |  | Ruggedized fanout
U4VMXLUCM |  | Base Product | Ultra Low Loss ULL LazrSPEED® 550 OM5 MPO(Pinned) to LC/UPC Uniboot Ruggedized fanout Cable, 144-Fiber, LSZH, 12 fiber PmP 2.0 mm /B2ca | CommScope® | SYSTIMAX ULL |  | Ruggedized fanout
U4XLULUCM |  | Base Product | Ultra Low Loss ULL LazrSPEED® 550 LC/UPC Uniboot to LC/UPC Uniboot Ruggedized fanout Cable, 144-Fiber, LSZH, 12 fiber PmP 2.0 mm /B2ca | CommScope® | SYSTIMAX ULL |  | Ruggedized fanout
U4XLCLCCK |  | Base Product | Ultra Low Loss ULL LazrSPEED® 550 LC/UPC to LC/UPC Ruggedized fanout Cable, 72-Fiber, LSZH, 12 fiber PmP 2.0 mm /B2ca | CommScope® | SYSTIMAX ULL |  | Ruggedized fanout
U4XMPLUCL |  | Base Product | Ultra Low Loss ULL LazrSPEED® 550 MPO(Unpinned) to LC/UPC Uniboot Ruggedized fanout Cable, 96-Fiber, LSZH, 12 fiber PmP 2.0 mm /B2ca | CommScope® | SYSTIMAX ULL |  | Ruggedized fanout
U4XMPSCCM |  | Base Product | Ultra Low Loss ULL LazrSPEED® 550 MPO(Unpinned) to SC/UPC Ruggedized fanout Cable, 144-Fiber, LSZH, 12 fiber PmP 2.0 mm /B2ca | CommScope® | SYSTIMAX ULL |  | Ruggedized fanout
U4VMXLCCM |  | Base Product | Ultra Low Loss ULL LazrSPEED® 550 OM5 MPO(Pinned) to LC/UPC Ruggedized fanout Cable, 144-Fiber, LSZH, 12 fiber PmP 2.0 mm /B2ca | CommScope® | SYSTIMAX ULL |  | Ruggedized fanout
U4XMPLCCH |  | Base Product | Ultra Low Loss ULL LazrSPEED® 550 MPO(Unpinned) to LC/UPC Ruggedized fanout Cable, 48-Fiber, LSZH, 12 fiber PmP 2.0 mm /B2ca | CommScope® | SYSTIMAX ULL |  | Ruggedized fanout
U4VSCSCCG |  | Base Product | Ultra Low Loss ULL LazrSPEED® 550 OM5 SC/UPC to SC/UPC Ruggedized fanout Cable, 36-Fiber, LSZH, 12 fiber PmP 2.0 mm /B2ca | CommScope® | SYSTIMAX ULL |  | Ruggedized fanout
U4VMXSCCD |  | Base Product | Ultra Low Loss ULL LazrSPEED® 550 OM5 MPO(Pinned) to SC/UPC Ruggedized fanout Cable, 12-Fiber, LSZH, 12 fiber PmP 2.0 mm /B2ca | CommScope® | SYSTIMAX ULL |  | Ruggedized fanout
U4XMPLUCM |  | Base Product | Ultra Low Loss ULL LazrSPEED® 550 MPO(Unpinned) to LC/UPC Uniboot Ruggedized fanout Cable, 144-Fiber, LSZH, 12 fiber PmP 2.0 mm /B2ca | CommScope® | SYSTIMAX ULL |  | Ruggedized fanout
U4XMPLCCK |  | Base Product | Ultra Low Loss ULL LazrSPEED® 550 MPO(Unpinned) to LC/UPC Ruggedized fanout Cable, 72-Fiber, LSZH, 12 fiber PmP 2.0 mm /B2ca | CommScope® | SYSTIMAX ULL |  | Ruggedized fanout
U4XLCLCCL |  | Base Product | Ultra Low Loss ULL LazrSPEED® 550 LC/UPC to LC/UPC Ruggedized fanout Cable, 96-Fiber, LSZH, 12 fiber PmP 2.0 mm /B2ca | CommScope® | SYSTIMAX ULL |  | Ruggedized fanout
U4XMXLCAD |  | Base Product | Ultra Low Loss OM4 MPO12 Pinned to LC/UPC 12-Fiber InstaPATCH® 360 Ruggedized Fanout Cable, Low Smoke Zero Halogen | CommScope® | SYSTIMAX InstaPATCH® 360 ¦ SYSTIMAX ULL |  | Ruggedized fanout |  | Discontinued
U4VMXSCCF |  | Base Product | Ultra Low Loss ULL LazrSPEED® 550 OM5 MPO(Pinned) to SC/UPC Ruggedized fanout Cable, 24-Fiber, LSZH, 12 fiber PmP 2.0 mm /B2ca | CommScope® | SYSTIMAX ULL |  | Ruggedized fanout
U4VSCSCCH |  | Base Product | Ultra Low Loss ULL LazrSPEED® 550 OM5 SC/UPC to SC/UPC Ruggedized fanout Cable, 48-Fiber, LSZH, 12 fiber PmP 2.0 mm /B2ca | CommScope® | SYSTIMAX ULL |  | Ruggedized fanout
U4XMXLCAF |  | Base Product | Ultra Low Loss OM4 MPO12 Pinned to LC/UPC, Ruggedized Fanout Cable, Low Smoke Zero Halogen | CommScope® | SYSTIMAX ULL |  | Ruggedized fanout |  | Discontinued
U4XMPSCCD |  | Base Product | Ultra Low Loss ULL LazrSPEED® 550 MPO(Unpinned) to SC/UPC Ruggedized fanout Cable, 12-Fiber, LSZH, 12 fiber PmP 2.0 mm /B2ca | CommScope® | SYSTIMAX ULL |  | Ruggedized fanout
U4XLCLCCM |  | Base Product | Ultra Low Loss ULL LazrSPEED® 550 LC/UPC to LC/UPC Ruggedized fanout Cable, 144-Fiber, LSZH, 12 fiber PmP 2.0 mm /B2ca | CommScope® | SYSTIMAX ULL |  | Ruggedized fanout
U4XMPLCAF |  | Base Product | Ultra Low Loss OM4 MPO12 Unpinned to LC/UPC 24-Fiber InstaPATCH® 360 Ruggedized Fanout Cable, Low Smoke Zero Halogen | CommScope® | SYSTIMAX InstaPATCH® 360 |  | Ruggedized fanout |  | Discontinued
U4VMXSCCG |  | Base Product | Ultra Low Loss ULL LazrSPEED® 550 OM5 MPO(Pinned) to SC/UPC Ruggedized fanout Cable, 36-Fiber, LSZH, 12 fiber PmP 2.0 mm /B2ca | CommScope® | SYSTIMAX ULL |  | Ruggedized fanout
U4VSCSCCK |  | Base Product | Ultra Low Loss ULL LazrSPEED® 550 OM5 SC/UPC to SC/UPC Ruggedized fanout Cable, 72-Fiber, LSZH, 12 fiber PmP 2.0 mm /B2ca | CommScope® | SYSTIMAX ULL |  | Ruggedized fanout
U4XMXLCAG |  | Base Product | Ultra Low Loss OM4 MPO12 Pinned to LC/UPC 36-Fiber InstaPATCH® 360 Ruggedized Fanout Cable, Low Smoke Zero Halogen | CommScope® | SYSTIMAX InstaPATCH® 360 |  | Ruggedized fanout |  | Discontinued
U4XLULUCD |  | Base Product | Ultra Low Loss ULL LazrSPEED® 550 LC/UPC Uniboot to LC/UPC Uniboot Ruggedized fanout Cable, 12-Fiber, LSZH, 12 fiber PmP 2.0 mm /B2ca | CommScope® | SYSTIMAX ULL |  | Ruggedized fanout
U4XMPSCCF |  | Base Product | Ultra Low Loss ULL LazrSPEED® 550 MPO(Unpinned) to SC/UPC Ruggedized fanout Cable, 24-Fiber, LSZH, 12 fiber PmP 2.0 mm /B2ca | CommScope® | SYSTIMAX ULL |  | Ruggedized fanout
U4XMPLUCD |  | Base Product | Ultra Low Loss ULL LazrSPEED® 550 MPO(Unpinned) to LC/UPC Uniboot Ruggedized fanout Cable, 12-Fiber, LSZH, 12 fiber PmP 2.0 mm /B2ca | CommScope® | SYSTIMAX ULL |  | Ruggedized fanout
U4VSCSCCL |  | Base Product | Ultra Low Loss ULL LazrSPEED® 550 OM5 SC/UPC to SC/UPC Ruggedized fanout Cable, 96-Fiber, LSZH, 12 fiber PmP 2.0 mm /B2ca | CommScope® | SYSTIMAX ULL |  | Ruggedized fanout
U4VMXSCCH |  | Base Product | Ultra Low Loss ULL LazrSPEED® 550 OM5 MPO(Pinned) to SC/UPC Ruggedized fanout Cable, 48-Fiber, LSZH, 12 fiber PmP 2.0 mm /B2ca | CommScope® | SYSTIMAX ULL |  | Ruggedized fanout
U4XMXLCAH |  | Base Product | Ultra Low Loss OM4 MPO12 Pinned to LC/UPC 48-Fiber InstaPATCH® 360 Ruggedized Fanout Cable, Low Smoke Zero Halogen | CommScope® | SYSTIMAX InstaPATCH® 360 |  | Ruggedized fanout |  | Discontinued
U4XMPLCAH |  | Base Product | Ultra Low Loss OM4 MPO12 Unpinned to LC/UPC 48-Fiber InstaPATCH® 360 Ruggedized Fanout Cable, Low Smoke Zero Halogen | CommScope® | SYSTIMAX InstaPATCH® 360 |  | Ruggedized fanout |  | Discontinued
U4XMPLUCF |  | Base Product | Ultra Low Loss ULL LazrSPEED® 550 MPO(Unpinned) to LC/UPC Uniboot Ruggedized fanout Cable, 24-Fiber, LSZH, 12 fiber PmP 2.0 mm /B2ca | CommScope® | SYSTIMAX ULL |  | Ruggedized fanout
U4VSCSCCM |  | Base Product | Ultra Low Loss ULL LazrSPEED® 550 OM5 SC/UPC to SC/UPC Ruggedized fanout Cable, 144-Fiber, LSZH, 12 fiber PmP 2.0 mm /B2ca | CommScope® | SYSTIMAX ULL |  | Ruggedized fanout
U4XMXLCAK |  | Base Product | Ultra Low Loss OM4 MPO12 Pinned to LC/UPC 72-Fiber InstaPATCH® 360 Ruggedized Fanout Cable, Low Smoke Zero Halogen | CommScope® | SYSTIMAX InstaPATCH® 360 ¦ SYSTIMAX ULL |  | Ruggedized fanout |  | Discontinued
U4XMXLUCK |  | Base Product | Ultra Low Loss ULL LazrSPEED® 550 MPO(Pinned) to LC/UPC Uniboot Ruggedized fanout Cable, 72-Fiber, LSZH, 12 fiber PmP 2.0 mm /B2ca | CommScope® | SYSTIMAX ULL |  | Ruggedized fanout
U4XMPLCAK |  | Base Product | Ultra Low Loss OM4 MPO12 Unpinned to LC/UPC 72-Fiber InstaPATCH® 360 Ruggedized Fanout Cable, Low Smoke Zero Halogen | CommScope® | SYSTIMAX InstaPATCH® 360 ¦ SYSTIMAX ULL |  | Ruggedized fanout |  | Discontinued
U4XMXLCCK |  | Base Product | Ultra Low Loss ULL LazrSPEED® 550 MPO(Pinned) to LC/UPC Ruggedized fanout Cable, 72-Fiber, LSZH, 12 fiber PmP 2.0 mm /B2ca | CommScope® | SYSTIMAX ULL |  | Ruggedized fanout
U4XMPLCAL |  | Base Product | Ultra Low Loss OM4 MPO12 Unpinned to LC/UPC 96-Fiber InstaPATCH® 360 Ruggedized Fanout Cable, Low Smoke Zero Halogen | CommScope® | SYSTIMAX InstaPATCH® 360 |  | Ruggedized fanout |  | Discontinued
UBVLCUC11 |  | Base Product | Ultra Low Loss (ULL) LazrSPEED® 550 WideBand LC/UPC to Unconnectorized, Fiber Pigtail, 0.9 mm Riser - SBJ | CommScope® | SYSTIMAX ULL | UBV | Fiber pigtail ¦ unjacketed
U4XMXLCCL |  | Base Product | Ultra Low Loss ULL LazrSPEED® 550 MPO(Pinned) to LC/UPC Ruggedized fanout Cable, 96-Fiber, LSZH, 12 fiber PmP 2.0 mm /B2ca | CommScope® | SYSTIMAX ULL |  | Ruggedized fanout
U4XMXLUCL |  | Base Product | Ultra Low Loss ULL LazrSPEED® 550 MPO(Pinned) to LC/UPC Uniboot Ruggedized fanout Cable, 96-Fiber, LSZH, 12 fiber PmP 2.0 mm /B2ca | CommScope® | SYSTIMAX ULL |  | Ruggedized fanout
U4XMXLCCM |  | Base Product | Ultra Low Loss ULL LazrSPEED® 550 MPO(Pinned) to LC/UPC Ruggedized fanout Cable, 144-Fiber, LSZH, 12 fiber PmP 2.0 mm /B2ca | CommScope® | SYSTIMAX ULL |  | Ruggedized fanout
U4XMXLCCD |  | Base Product | Ultra Low Loss ULL LazrSPEED® 550 MPO(Pinned) to LC/UPC Ruggedized fanout Cable, 12-Fiber, LSZH, 12 fiber PmP 2.0 mm /B2ca | CommScope® | SYSTIMAX ULL |  | Ruggedized fanout
U4XMXLUCD |  | Base Product | Ultra Low Loss ULL LazrSPEED® 550 MPO(Pinned) to LC/UPC Uniboot Ruggedized fanout Cable, 12-Fiber, LSZH, 12 fiber PmP 2.0 mm /B2ca | CommScope® | SYSTIMAX ULL |  | Ruggedized fanout
U4XMXSCCD |  | Base Product | Ultra Low Loss ULL LazrSPEED® 550 MPO(Pinned) to SC/UPC Ruggedized fanout Cable, 12-Fiber, LSZH, 12 fiber PmP 2.0 mm /B2ca | CommScope® | SYSTIMAX ULL |  | Ruggedized fanout
U4XSCSCCG |  | Base Product | Ultra Low Loss ULL LazrSPEED® 550 SC/UPC to SC/UPC Ruggedized fanout Cable, 36-Fiber, LSZH, 12 fiber PmP 2.0 mm /B2ca | CommScope® | SYSTIMAX ULL |  | Ruggedized fanout
U4XMXSCCG |  | Base Product | Ultra Low Loss ULL LazrSPEED® 550 MPO(Pinned) to SC/UPC Ruggedized fanout Cable, 36-Fiber, LSZH, 12 fiber PmP 2.0 mm /B2ca | CommScope® | SYSTIMAX ULL |  | Ruggedized fanout
U4XSCSCCH |  | Base Product | Ultra Low Loss ULL LazrSPEED® 550 SC/UPC to SC/UPC Ruggedized fanout Cable, 48-Fiber, LSZH, 12 fiber PmP 2.0 mm /B2ca | CommScope® | SYSTIMAX ULL |  | Ruggedized fanout
U4XSCSCCK |  | Base Product | Ultra Low Loss ULL LazrSPEED® 550 SC/UPC to SC/UPC Ruggedized fanout Cable, 72-Fiber, LSZH, 12 fiber PmP 2.0 mm /B2ca | CommScope® | SYSTIMAX ULL |  | Ruggedized fanout
U4XSCSCCM |  | Base Product | Ultra Low Loss ULL LazrSPEED® 550 SC/UPC to SC/UPC Ruggedized fanout Cable, 144-Fiber, LSZH, 12 fiber PmP 2.0 mm /B2ca | CommScope® | SYSTIMAX ULL |  | Ruggedized fanout
UAVLCUC0C |  | Base Product | Ultra Low Loss (ULL) LazrSPEED® 550 WideBand LC/UPC to Unconnectorized, Fiber Pigtail, 0.9 mm Tight Buffer, 12-fiber Kit, Blue - Aqua (1-12) | CommScope® | SYSTIMAX ULL | UAV | Fiber pigtail ¦ unjacketed
U4XMXSCCM |  | Base Product | Ultra Low Loss ULL LazrSPEED® 550 MPO(Pinned) to SC/UPC Ruggedized fanout Cable, 144-Fiber, LSZH, 12 fiber PmP 2.0 mm /B2ca | CommScope® | SYSTIMAX ULL |  | Ruggedized fanout
UDVLCLC42 |  | Base Product | Ultra Low Loss OM5, LC/UPC to LC/UPC, Fiber Patch Cord, 1.6 mm Duplex, Plenum | CommScope® | SYSTIMAX ULL | UDV | Fiber patch cord ¦ duplex
UDXLULUK2 |  | Base Product | Ultra Low Loss OM4, LC/UPC Uniboot to LC/UPC Uniboot, 1.5 mm Duplex Fiber Patch Cord, Plenum | CommScope® | SYSTIMAX ULL | UDX | Fiber patch cord ¦ duplex
UFVLCUC42 |  | Base Product | Ultra Low Loss (ULL) LazrSPEED® 550 WideBand OM5 LC/UPC to Unconnectorized, Fiber Pigtail, 1.6 mm Duplex, LSZH | CommScope® | SYSTIMAX ULL | UFV | Fiber pigtail ¦ jacketed
UGGMPMPAH |  | Base Product | Ultra Low Loss (ULL) Singlemode MPO12 (Unpinned) to MPO12 (Unpinned), Fiber Trunk Cable Assembly, 48-Fiber, Plenum | CommScope® | SYSTIMAX ULL |  | Fiber trunk cable assembly
UDGLCLC21 |  | Base Product | Ultra Low Loss Singlemode, LC/UPC to LC/UPC, Fiber Patch Cord, 1.6 mm Simplex, Plenum | CommScope® | SYSTIMAX ULL | UDG | Fiber patch cord ¦ simplex
UDVLULU62 |  | Base Product | Ultra Low Loss OM5, LC/UPC Uniboot to LC/UPC Uniboot, 2.0 mm Duplex Fiber Patch Cord, Plenum | CommScope® | SYSTIMAX ULL | UDV | Fiber patch cord ¦ duplex
UGGMPMPAK |  | Base Product | Ultra Low Loss (ULL) Singlemode MPO12 (Unpinned) to MPO12 (Unpinned), Fiber Trunk Cable Assembly, 72-Fiber, Plenum | CommScope® | SYSTIMAX ULL |  | Fiber trunk cable assembly
UDGLCLC42 |  | Base Product | Ultra Low Loss Singlemode, LC/UPC to LC/UPC, Fiber Patch Cord, 1.6 mm Duplex, Plenum | CommScope® | SYSTIMAX ULL | UDG | Fiber patch cord ¦ duplex
UGGMPMPCL |  | Base Product | Ultra Low Loss ULL TeraSPEED® MPO(Unpinned) to MPO(Unpinned) Pre-terminated Trunk Cable, MPO12, 96-Fiber, Plenum, 12 fiber PmP 2.0 mm Dca | CommScope® | SYSTIMAX ULL |  | Fiber trunk cable assembly
UFGLCUC21 |  | Base Product | Ultra Low Loss (ULL) Singlemode LC/UPC to Unconnectorized, 1.6 mm Simplex Fiber Pigtail, Low Smoke Zero Halogen (LSZH) | CommScope® | SYSTIMAX ULL | UFG | Fiber pigtail ¦ jacketed
UGGMPMPAL |  | Base Product | Ultra Low Loss (ULL) Singlemode MPO12 (Unpinned) to MPO12 (Unpinned), Fiber Trunk Cable Assembly, 96-Fiber, Plenum | CommScope® | SYSTIMAX ULL |  | Fiber trunk cable assembly
UGGMPMPCM |  | Base Product | Ultra Low Loss ULL TeraSPEED® MPO(Unpinned) to MPO(Unpinned) Pre-terminated Trunk Cable, MPO12, 144-Fiber, Plenum, 12 fiber PmP 2.0 mm Dca | CommScope® | SYSTIMAX ULL |  | Fiber trunk cable assembly
UDGLCUC21 |  | Base Product | Ultra Low Loss (ULL) Singlemode LC/UPC to Unconnectorized, 1.6 mm Simplex Fiber Pigtail, Plenum | CommScope® | SYSTIMAX ULL | UDG | Fiber pigtail ¦ jacketed
UGGMPMPAM |  | Base Product | Ultra Low Loss (ULL) Singlemode MPO12 (Unpinned) to MPO12 (Unpinned), Fiber Trunk Cable Assembly, 144-Fiber, Plenum | CommScope® | SYSTIMAX ULL |  | Fiber trunk cable assembly
UDXLCLC42 |  | Base Product | Ultra Low Loss OM4, LC/UPC to LC/UPC, Fiber Patch Cord, 1.6 mm Duplex, Plenum | CommScope® | SYSTIMAX ULL | UDX | Fiber patch cord ¦ duplex
UGGMPMXAM |  | Base Product | Ultra Low Loss (ULL) Singlemode MPO12 (Unpinned) to MPO12 (Pinned), Fiber Trunk Cable Assembly, 144-Fiber, Plenum | CommScope® | SYSTIMAX ULL |  | Fiber trunk cable assembly
UGGMPMPCD |  | Base Product | Ultra Low Loss ULL TeraSPEED® MPO(Unpinned) to MPO(Unpinned) Pre-terminated Trunk Cable, MPO12, 12-Fiber, Plenum, 12 fiber PmP 2.0 mm Dca | CommScope® | SYSTIMAX ULL |  | Fiber trunk cable assembly
UDXLCUC21 |  | Base Product | Ultra Low Loss (ULL) OM4 LC/UPC to Unconnectorized, 1.6 mm Simplex Fiber Pigtail, Plenum | CommScope® | SYSTIMAX ULL | UDX | Fiber pigtail ¦ jacketed
UFXLCUC42 |  | Base Product | Ultra Low Loss (ULL) OM4 LC/UPC to Unconnectorized, 1.6 mm Duplex Fiber Pigtail, Low Smoke Zero Halogen (LSZH) | CommScope® | SYSTIMAX ULL | UFX | Fiber pigtail ¦ jacketed
UGGMPMXAD |  | Base Product | Ultra Low Loss (ULL) Singlemode MPO12 (Unpinned) to MPO12 (Pinned), Fiber Trunk Cable Assembly, 12-Fiber, Plenum | CommScope® | SYSTIMAX ULL |  | Fiber trunk cable assembly
UGGMPMXCD |  | Base Product | Ultra Low Loss ULL TeraSPEED® MPO(Unpinned) to MPO(Pinned) Pre-terminated Trunk Cable, MPO12, 12-Fiber, Plenum, 12 fiber PmP 2.0 mm Dca | CommScope® | SYSTIMAX ULL |  | Fiber trunk cable assembly
UGGMPUCAF |  | Base Product | Ultra Low Loss (ULL) Singlemode MPO12 (Unpinned) to Unconnectorized, Fiber Trunk Cable Assembly, 24-Fiber, Plenum | CommScope® | SYSTIMAX ULL |  | Fiber trunk cable assembly
UGGMPUCAH |  | Base Product | Ultra Low Loss (ULL) Singlemode MPO12 (Unpinned) to Unconnectorized, Fiber Trunk Cable Assembly, 48-Fiber, Plenum | CommScope® | SYSTIMAX ULL |  | Fiber trunk cable assembly
UGGMPMXAG |  | Base Product | Ultra Low Loss (ULL) Singlemode MPO12 (Unpinned) to MPO12 (Pinned), Fiber Trunk Cable Assembly, 36-Fiber, Plenum | CommScope® | SYSTIMAX ULL |  | Fiber trunk cable assembly
UFVLCLC42 |  | Base Product | Ultra Low Loss OM5, LC/UPC to LC/UPC, Fiber Patch Cord, 1.6 mm Duplex, Low Smoke Zero Halogen | CommScope® | SYSTIMAX ULL | UFV | Fiber patch cord ¦ duplex
UDVLCLC21 |  | Base Product | Ultra Low Loss OM5, LC/UPC to LC/UPC, Fiber Patch Cord, 1.6 mm Simplex, Plenum | CommScope® | SYSTIMAX ULL | UDV | Fiber patch cord ¦ simplex
UGGMPUCAK |  | Base Product | Ultra Low Loss (ULL) Singlemode MPO12 (Unpinned) to Unconnectorized, Fiber Trunk Cable Assembly, 72-Fiber, Plenum | CommScope® | SYSTIMAX ULL |  | Fiber trunk cable assembly
UGGMPMXAH |  | Base Product | Ultra Low Loss (ULL) Singlemode MPO12 (Unpinned) to MPO12 (Pinned), Fiber Trunk Cable Assembly, 48-Fiber, Plenum | CommScope® | SYSTIMAX ULL |  | Fiber trunk cable assembly
UGGMPMPCH |  | Base Product | Ultra Low Loss ULL TeraSPEED® MPO(Unpinned) to MPO(Unpinned) Pre-terminated Trunk Cable, MPO12, 48-Fiber, Plenum, 12 fiber PmP 2.0 mm Dca | CommScope® | SYSTIMAX ULL |  | Fiber trunk cable assembly
UGGMPMXCH |  | Base Product | Ultra Low Loss ULL TeraSPEED® MPO(Unpinned) to MPO(Pinned) Pre-terminated Trunk Cable, MPO12, 48-Fiber, Plenum, 12 fiber PmP 2.0 mm Dca | CommScope® | SYSTIMAX ULL |  | Fiber trunk cable assembly
UGGMXMXCL |  | Base Product | Ultra Low Loss ULL TeraSPEED® MPO(Pinned) to MPO(Pinned) Pre-terminated Trunk Cable, MPO12, 96-Fiber, Plenum, 12 fiber PmP 2.0 mm | CommScope® | SYSTIMAX ULL |  | Fiber trunk cable assembly
UGGMPUCAL |  | Base Product | Ultra Low Loss (ULL) Singlemode MPO12 (Unpinned) to Unconnectorized, Fiber Trunk Cable Assembly, 96-Fiber, Plenum | CommScope® | SYSTIMAX ULL |  | Fiber trunk cable assembly
UGGMXMXAH |  | Base Product | Ultra Low Loss (ULL) Singlemode MPO12 (Pinned) to MPO12 (Pinned), Fiber Trunk Cable Assembly, 48-Fiber, Plenum | CommScope® | SYSTIMAX ULL |  | Fiber trunk cable assembly
UGGMPMXAK |  | Base Product | Ultra Low Loss (ULL) Singlemode MPO12 (Unpinned) to MPO12 (Pinned), Fiber Trunk Cable Assembly, 72-Fiber, Plenum | CommScope® | SYSTIMAX ULL |  | Fiber trunk cable assembly
UGGMXUCCD |  | Base Product | Ultra Low Loss ULL TeraSPEED® MPO(Pinned) to Unconnectorized Pre-terminated Trunk Cable, MPO12, 12-Fiber, Plenum, 12 fiber PmP 2.0 mm Dca | CommScope® | SYSTIMAX ULL |  | Fiber trunk cable assembly
UGGMPMPCK |  | Base Product | Ultra Low Loss ULL TeraSPEED® MPO(Unpinned) to MPO(Unpinned) Pre-terminated Trunk Cable, MPO12, 72-Fiber, Plenum, 12 fiber PmP 2.0 mm Dca | CommScope® | SYSTIMAX ULL |  | Fiber trunk cable assembly
UGGQPQXQ8 |  | Base Product | Ultra Low Loss (ULL) Singlemode MPO8 QSFP (Unpinned) to MPO8 QSFP (Pinned), Fiber Trunk Cable Assembly, 8-Fiber, Plenum | CommScope® | SYSTIMAX ULL |  | Fiber trunk cable assembly
UGGMPUCAM |  | Base Product | Ultra Low Loss (ULL) Singlemode, MPO12 Unpinned to Unconnectorized, Fiber Trunk Cable Assembly, 144-Fiber, Plenum | CommScope® | SYSTIMAX ULL |  | Fiber trunk cable assembly
UGGMPMXAL |  | Base Product | Ultra Low Loss (ULL) Singlemode MPO12 (Unpinned) to MPO12 (Pinned), Fiber Trunk Cable Assembly, 96-Fiber, Plenum | CommScope® | SYSTIMAX ULL |  | Fiber trunk cable assembly
UGGMPMXCL |  | Base Product | Ultra Low Loss ULL TeraSPEED® MPO(Unpinned) to MPO(Pinned) Pre-terminated Trunk Cable, MPO12, 96-Fiber, Plenum, 12 fiber PmP 2.0 mm Dca | CommScope® | SYSTIMAX ULL |  | Fiber trunk cable assembly
UGGMXUCCF |  | Base Product | Ultra Low Loss ULL TeraSPEED® MPO(Pinned) to Unconnectorized Pre-terminated Trunk Cable, MPO12, 24-Fiber, Plenum, 12 fiber PmP 2.0 mm Dca | CommScope® | SYSTIMAX ULL |  | Fiber trunk cable assembly
UGGQXQXQH |  | Base Product | Ultra Low Loss (ULL) Singlemode MPO8 QSFP (Pinned) to MPO8 QSFP (Pinned), Fiber Trunk Cable Assembly, 48-Fiber, Plenum | CommScope® | SYSTIMAX ULL |  | Fiber trunk cable assembly
UGGMXMXRM |  | Base Product | Ultra Low Loss (ULL) Singlemode MPO12 (Pinned) to MPO12 (Pinned), Fiber Trunk Cable Assembly, 144-Fiber, Rollable Ribbon Central Tube, Plenum | CommScope® | SYSTIMAX ULL |  | Fiber trunk cable assembly
UGGMPMXCM |  | Base Product | Ultra Low Loss ULL TeraSPEED® MPO(Unpinned) to MPO(Pinned) Pre-terminated Trunk Cable, MPO12, 144-Fiber, Plenum, 12 fiber PmP 2.0 mm Dca | CommScope® | SYSTIMAX ULL |  | Fiber trunk cable assembly
UGGMPMXRM |  | Base Product | Ultra Low Loss (ULL) Singlemode MPO12 (Unpinned) to MPO12 (Pinned), Fiber Trunk Cable Assembly, 144-Fiber, Rollable Ribbon Central Tube, Plenum | CommScope® | SYSTIMAX ULL |  | Fiber trunk cable assembly
UGGMPMXRP |  | Base Product | Ultra Low Loss (ULL) Singlemode MPO12 (Unpinned) to MPO12 (Pinned), Fiber Trunk Cable Assembly, 288-Fiber, Rollable Ribbon Central Tube, Plenum | CommScope® | SYSTIMAX ULL |  | Fiber trunk cable assembly
UGGMXUCAD |  | Base Product | Ultra Low Loss (ULL) Singlemode MPO12 (Pinned) to Unconnectorized, Fiber Trunk Cable Assembly, 12-Fiber, Plenum | CommScope® | SYSTIMAX ULL |  | Fiber trunk cable assembly
UGV2X2XBL |  | Base Product | Ultra Low Loss (ULL) OM5 MPO24 (Pinned) to MPO24 (Pinned), Fiber Trunk Cable Assembly, 96-Fiber, Plenum | CommScope® | SYSTIMAX ULL |  | Fiber trunk cable assembly
UGGQXQXQS |  | Base Product | Ultra Low Loss (ULL) Singlemode MPO8 QSFP (Pinned) to MPO8 QSFP (Pinned), Fiber Trunk Cable Assembly, 32-Fiber, Plenum | CommScope® | SYSTIMAX ULL |  | Fiber trunk cable assembly
UGGMXUCAF |  | Base Product | Ultra Low Loss (ULL) Singlemode MPO12 (Pinned) to Unconnectorized, Fiber Trunk Cable Assembly, 24-Fiber, Plenum | CommScope® | SYSTIMAX ULL |  | Fiber trunk cable assembly
UGGQPQXQR |  | Base Product | Ultra Low Loss (ULL) TeraSPEED® MPO QSFP (Unpinned) to MPO QSFP (Pinned), Pre-terminated Trunk Cable, MPO8, 16-Fiber, Plenum | CommScope® | SYSTIMAX ULL |  | Fiber trunk cable assembly
UGVMPMPCM |  | Base Product | Ultra Low Loss ULL LazrSPEED® 550 OM5 MPO(Unpinned) to MPO(Unpinned) Pre-terminated Trunk Cable, MPO12, 144-Fiber, Plenum, 12 fiber PmP 2.0 mm Dca | CommScope® | SYSTIMAX ULL |  | Fiber trunk cable assembly
UGV2X2XBM |  | Base Product | Ultra Low Loss (ULL) OM5 MPO24 (Pinned) to MPO24 (Pinned), Fiber Trunk Cable Assembly, 144-Fiber, Plenum | CommScope® | SYSTIMAX ULL |  | Fiber trunk cable assembly
UGGMXMXCH |  | Base Product | Ultra Low Loss ULL TeraSPEED® MPO(Pinned) to MPO(Pinned) Pre-terminated Trunk Cable, MPO12, 48-Fiber, Plenum, 12 fiber PmP 2.0 mm Dca | CommScope® | SYSTIMAX ULL |  | Fiber trunk cable assembly
UGGQXQXQU |  | Base Product | Ultra Low Loss (ULL) Singlemode MPO8 QSFP (Pinned) to MPO8 QSFP (Pinned), Fiber Trunk Cable Assembly, 64-Fiber, Plenum | CommScope® | SYSTIMAX ULL |  | Fiber trunk cable assembly
UGGMXUCCL |  | Base Product | Ultra Low Loss ULL TeraSPEED® MPO(Pinned) to Unconnectorized Pre-terminated Trunk Cable, MPO12, 96-Fiber, Plenum, 12 fiber PmP 2.0 mm Dca | CommScope® | SYSTIMAX ULL |  | Fiber trunk cable assembly
UGGQPQXQS |  | Base Product | Ultra Low Loss (ULL) Singlemode MPO8 QSFP (Unpinned) to MPO8 QSFP (Pinned), Fiber Trunk Cable Assembly, 32-Fiber, Plenum | CommScope® | SYSTIMAX ULL |  | Fiber trunk cable assembly
UGGMPUCRM |  | Base Product | Ultra Low Loss (ULL) Singlemode, MPO12 Unpinned to Unconnectorized, Fiber Trunk Cable Assembly, 144-Fiber, Rollable Ribbon Central Tube, Plenum | CommScope® | SYSTIMAX ULL |  | Fiber trunk cable assembly
UGVMPMXAD |  | Base Product | Ultra Low Loss (ULL) OM5 MPO12 (Unpinned) to MPO12 (Pinned), Fiber Trunk Cable Assembly, 12-Fiber, Plenum | CommScope® | SYSTIMAX ULL |  | Fiber trunk cable assembly
UGGMXMXCK |  | Base Product | Ultra Low Loss ULL TeraSPEED® MPO(Pinned) to MPO(Pinned) Pre-terminated Trunk Cable, MPO12, 72-Fiber, Plenum, 12 fiber PmP 2.0 mm Dca | CommScope® | SYSTIMAX ULL |  | Fiber trunk cable assembly
UGV2P2XBF |  | Base Product | Ultra Low Loss (ULL) OM5 MPO24 (Unpinned) to MPO24 (Pinned), Fiber Trunk Cable Assembly, 24-Fiber, Plenum | CommScope® | SYSTIMAX ULL |  | Fiber trunk cable assembly
UGGMXUCCM |  | Base Product | Ultra Low Loss ULL TeraSPEED® MPO(Pinned) to Unconnectorized Pre-terminated Trunk Cable, MPO12, 144-Fiber, Plenum, 12 fiber PmP 2.0 mm Dca | CommScope® | SYSTIMAX ULL |  | Fiber trunk cable assembly
UGGQPQXQU |  | Base Product | Ultra Low Loss (ULL) Singlemode MPO8 QSFP (Unpinned) to MPO8 QSFP (Pinned), Fiber Trunk Cable Assembly, 64-Fiber, Plenum | CommScope® | SYSTIMAX ULL |  | Fiber trunk cable assembly
UGGMPUCRP |  | Base Product | Ultra Low Loss (ULL) Singlemode, MPO12 Unpinned to Unconnectorized, Fiber Trunk Cable Assembly, 288-Fiber, Rollable Ribbon Central Tube, Plenum | CommScope® | SYSTIMAX ULL |  | Fiber trunk cable assembly
UGVMPMPCG |  | Base Product | Ultra Low Loss ULL LazrSPEED® 550 OM5 MPO(Unpinned) to MPO(Unpinned) Pre-terminated Trunk Cable, MPO12, 36-Fiber, Plenum, 12 fiber PmP 2.0 mm Dca | CommScope® | SYSTIMAX ULL |  | Fiber trunk cable assembly
UGVMPMPCH |  | Base Product | Ultra Low Loss ULL LazrSPEED® 550 OM5 MPO(Unpinned) to MPO(Unpinned) Pre-terminated Trunk Cable, MPO12, 48-Fiber, Plenum, 12 fiber PmP 2.0 mm Dca | CommScope® | SYSTIMAX ULL |  | Fiber trunk cable assembly
UGV2P2XBK |  | Base Product | Ultra Low Loss (ULL) OM5 MPO24 (Unpinned) to MPO24 (Pinned), Fiber Trunk Cable Assembly, 72-Fiber, Plenum | CommScope® | SYSTIMAX ULL |  | Fiber trunk cable assembly
UGVMPMXCH |  | Base Product | Ultra Low Loss ULL LazrSPEED® 550 OM5 MPO(Unpinned) to MPO(Pinned) Pre-terminated Trunk Cable, MPO12, 48-Fiber, Plenum, 12 fiber PmP 2.0 mm Dca | CommScope® | SYSTIMAX ULL |  | Fiber trunk cable assembly
UGVMPMPCK |  | Base Product | Ultra Low Loss ULL LazrSPEED® 550 OM5 MPO(Unpinned) to MPO(Unpinned) Pre-terminated Trunk Cable, MPO12, 72-Fiber, Plenum, 12 fiber PmP 2.0 mm Dca | CommScope® | SYSTIMAX ULL |  | Fiber trunk cable assembly
UGVMXMXAK |  | Base Product | Ultra Low Loss (ULL) OM5 MPO12 (Pinned) to MPO12 (Pinned), Fiber Trunk Cable Assembly, 72-Fiber, Plenum | CommScope® | SYSTIMAX ULL |  | Fiber trunk cable assembly
UGVMPMXCK |  | Base Product | Ultra Low Loss ULL LazrSPEED® 550 OM5 MPO(Unpinned) to MPO(Pinned) Pre-terminated Trunk Cable, MPO12, 72-Fiber, Plenum, 12 fiber PmP 2.0 mm Dca | CommScope® | SYSTIMAX ULL |  | Fiber trunk cable assembly
UGVMXMXAL |  | Base Product | Ultra Low Loss (ULL) OM5 MPO12 (Pinned) to MPO12 (Pinned), Fiber Trunk Cable Assembly, 96-Fiber, Plenum | CommScope® | SYSTIMAX ULL |  | Fiber trunk cable assembly
UGV2P2XBM |  | Base Product | Ultra Low Loss (ULL) OM5 MPO24 (Unpinned) to MPO24 (Pinned), Fiber Trunk Cable Assembly, 144-Fiber, Plenum | CommScope® | SYSTIMAX ULL |  | Fiber trunk cable assembly
UGX2X2XBK |  | Base Product | Ultra Low Loss (ULL) OM4 MPO/24 (Pinned) to MPO/24 (Pinned), Pre-terminated Cable, MPO24, 72-Fiber, Plenum | CommScope® | SYSTIMAX ULL |  | Fiber trunk cable assembly
UGVMXMXAM |  | Base Product | Ultra Low Loss (ULL) OM5, MPO12 Pinned to MPO12 Pinned, Fiber Trunk Cable Assembly, 144-Fiber, Plenum | CommScope® | SYSTIMAX ULL |  | Fiber trunk cable assembly
UGVQPQXQL |  | Base Product | Ultra Low Loss (ULL) OM5, MPO8 QSFP Unpinned to MPO8 QSFP Pinned, Fiber Trunk Cable Assembly, 96-Fiber, Plenum | CommScope® | SYSTIMAX ULL |  | Fiber trunk cable assembly
UNXSCSCCG |  | Base Product | Ultra Low Loss ULL LazrSPEED® 550 SC/UPC to SC/UPC Ruggedized fanout Cable, 36-Fiber, LSZH, 12 fiber PmP 2.0 mm Dca | CommScope® | SYSTIMAX ULL |  | Ruggedized fanout
UQV2CMPHF |  | Base Product | Ultra Low Loss OM5, MPO24 (Unpinned) to MPO12 (Unpinned), Fiber Extension Cable Assembly, 24-Fiber, Plenum | CommScope® | SYSTIMAX ULL |  | Fiber array cable assembly
UQGQPQXJ8 |  | Base Product | Ultra Low Loss (ULL) Singlemode MPO8 (Unpinned) to MPO8 (Pinned), Fiber Extension Cable Assembly, 8-Fiber, Plenum | CommScope® | SYSTIMAX ULL |  | Fiber array cable assembly
UQV2XLCHF |  | Base Product | Ultra Low Loss (ULL) LazrSPEED® 550 WideBand OM5 MPO/24 (Pinned) to LC/UPC, 24-Fiber, Plenum | CommScope® | SYSTIMAX ULL |  | Fiber array cable assembly
UQGMPMXGD |  | Base Product | Ultra Low Loss (ULL) Singlemode MPO12 (Unpinned) to MPO12 (Pinned), Fiber Extension Cable Assembly, 12-Fiber, Plenum | CommScope® | SYSTIMAX ULL |  | Fiber array cable assembly
UQV2P2PHF |  | Base Product | Ultra Low Loss (ULL) OM5, MPO24 (Unpinned) to MPO24 (Unpinned), 24-Fiber, Plenum Patchcord | CommScope® | SYSTIMAX ULL |  | Fiber array cable assembly
UQV2XLUHF |  | Base Product | Ultra Low Loss OM5 MPO24 Pinned to LC/UPC Uniboot 24-Fiber Plenum Array Cord | CommScope® | SYSTIMAX ULL |  | Fiber array cable assembly
UQVQFQFJ8 |  | Base Product | Ultra Low Loss (ULL) OM5 MPO8 (Unpinned) to MPO8 (Unpinned), Polarity and Gender Changeable, Fiber Extension Cable Assembly, 8-Fiber, Plenum | CommScope® | SYSTIMAX ULL |  | Fiber array cable assembly
UNXMXSCCG |  | Base Product | Ultra Low Loss ULL LazrSPEED® 550 MPO(Pinned) to SC/UPC Ruggedized fanout Cable, 36-Fiber, LSZH, 12 fiber PmP 2.0 mm Dca | CommScope® | SYSTIMAX ULL |  | Ruggedized fanout
UQV2P2XHF |  | Base Product | Ultra Low Loss (ULL) OM5, MPO24 (Unpinned) to MPO24 (Pinned), 24-Fiber, Plenum Patchcord | CommScope® | SYSTIMAX ULL |  | Fiber array cable assembly
UQVQXQXJ8 |  | Base Product | Ultra Low Loss (ULL) OM5 MPO8 (Pinned) to MPO8 (Pinned), Fiber Extension Cable Assembly, 8-Fiber, Plenum | CommScope® | SYSTIMAX ULL |  | Fiber array cable assembly
UQV2XQPHF |  | Base Product | Ultra Low Loss OM5, MPO24 (Pinned) to MPO8 QSFP (Unpinned), Fiber Extension Cable Assembly 24-Fiber, Plenum | CommScope® | SYSTIMAX ULL |  | Fiber array cable assembly
UNXMXSCCH |  | Base Product | Ultra Low Loss ULL LazrSPEED® 550 MPO(Pinned) to SC/UPC Ruggedized Fanout Cable, 48-Fiber, LSZH, 12 fiber PmP 2.0 mm Dca | CommScope® | SYSTIMAX ULL |  | Ruggedized fanout
UQX2XLCHF |  | Base Product | Ultra Low Loss OM4 MPO24 Pinned to LC/UPC 24-Fiber Plenum Array Cord | CommScope® | SYSTIMAX ULL |  | Fiber array cable assembly
UQV2PLCHF |  | Base Product | Ultra Low Loss OM5 MPO24 Unpinned to LC/UPC 24-Fiber Plenum Array Cord | CommScope® | SYSTIMAX ULL |  | Fiber array cable assembly
UQGQXLUJ8 |  | Base Product | Ultra Low Loss (ULL) Singlemode MPO8 (Pinned) to LC/UPC Uniboot, Fiber Extension Cable Assembly, 8-Fiber, Plenum | CommScope® | SYSTIMAX ULL |  | Fiber array cable assembly
UQX2XLUHF |  | Base Product | Ultra Low Loss OM4 MPO24 Pinned to LC/UPC Uniboot 24-Fiber Plenum Array Cord | CommScope® | SYSTIMAX ULL |  | Fiber array cable assembly
UQXQPQPHF |  | Base Product | Ultra Low Loss (ULL) LazrSPEED® 550 OM4, MPO/8 (Unpinned) to MPO/8 (Unpinned), 24-Fiber, Plenum array cord | CommScope® | SYSTIMAX ULL |  | Fiber array cable assembly
UQXMXLCGD |  | Base Product | Ultra Low Loss (ULL) OM4 MPO12 (Pinned) to LC/UPC, Fiber Extension Cable Assembly, 12-Fiber, Plenum | CommScope® | SYSTIMAX ULL |  | Fiber array cable assembly
UQX2CMPHF |  | Base Product | Ultra Low Loss OM4, MPO24 (Unpinned) to MPO12 (Unpinned), Fiber Extension Cable Assembly, 24-Fiber, Plenum | CommScope® | SYSTIMAX ULL |  | Fiber array cable assembly
UQVMPLUGD |  | Base Product | Ultra Low Loss OM5 MPO12 Unpinned to LC/UPC Uniboot 12-Fiber Plenum Array Cord | CommScope® | SYSTIMAX ULL |  | Fiber array cable assembly
URGMPMPGD |  | Base Product | Ultra Low Loss (ULL) Singlemode MPO12 (Unpinned) to MPO12 (Unpinned), Fiber Trunk Cable Assembly, 12-Fiber, Low Smoke Zero Halogen (LSZH) | CommScope® | SYSTIMAX ULL |  | Fiber array cable assembly
UQVQPMXHF |  | Base Product | Ultra Low Loss OM5, MPO8 QSFP (Unpinned) to MPO12 (Pinned), Fiber Extension Cable Assembly, 24-Fiber, Plenum | CommScope® | SYSTIMAX ULL |  | Fiber array cable assembly
UQXMXLUGD |  | Base Product | Ultra Low Loss OM4 MPO12 Pinned to LC/UPC Uniboot 12-Fiber Plenum Array Cord | CommScope® | SYSTIMAX ULL |  | Fiber array cable assembly
UQXQPQXHF |  | Base Product | Ultra Low Loss (ULL) LazrSPEED® 550 OM4, MPO/8 (Unpinned) to MPO/8 (Pinned), 24-Fiber, Plenum array cord | CommScope® | SYSTIMAX ULL |  | Fiber array cable assembly
UQX2P2PHF |  | Base Product | Ultra Low Loss (ULL) OM4 MPO24 (Unpinned) to MPO24 (Unpinned), Fiber Trunk Cable Assembly, 24-Fiber, Plenum | CommScope® | SYSTIMAX ULL |  | Fiber array cable assembly
UQVMPMPGD |  | Base Product | Ultra Low Loss (ULL) OM5 MPO12 (Unpinned) to MPO12 (Unpinned), Fiber Extension Cable Assembly, 12-Fiber, Plenum | CommScope® | SYSTIMAX ULL |  | Fiber array cable assembly
UQXQPQXJ8 |  | Base Product | Ultra Low Loss (ULL) OM4 MPO8 (Unpinned) to MPO8 (Pinned), Fiber Extension Cable Assembly, 8-Fiber, Plenum | CommScope® | SYSTIMAX ULL |  | Fiber array cable assembly
UQVQPQPJ8 |  | Base Product | Ultra Low Loss (ULL) OM5 MPO8 (Unpinned) to MPO8 (Unpinned), Fiber Extension Cable Assembly, 8-Fiber, Plenum | CommScope® | SYSTIMAX ULL |  | Fiber array cable assembly
URGQPQPJ8 |  | Base Product | Ultra Low Loss (ULL) Singlemode MPO8 (Unpinned) to MPO8 (Unpinned), Fiber Extension Cable Assembly, 8-Fiber, Low Smoke Zero Halogen | CommScope® | SYSTIMAX ULL |  | Fiber array cable assembly
UQXMPLCGD |  | Base Product | Ultra Low Loss (ULL) OM4 MPO12 (Unpinned) to LC/UPC, Fiber Extension Cable Assembly, 12-Fiber, Plenum | CommScope® | SYSTIMAX ULL |  | Fiber array cable assembly
UQXMXMXHF |  | Base Product | Ultra Low Loss (ULL) LazrSPEED® 550 OM4, MPO/12(Pinned) to MPO/12(Pinned), 24-Fiber, Plenum array cord | CommScope® | SYSTIMAX ULL |  | Fiber array cable assembly
UQVQPQXJ8 |  | Base Product | Ultra Low Loss (ULL) OM5 MPO8 (Unpinned) to MPO8 (Pinned), Fiber Extension Cable Assembly, 8-Fiber, Plenum | CommScope® | SYSTIMAX ULL |  | Fiber array cable assembly
URGMXLUGD |  | Base Product | Ultra Low Loss (ULL) Singlemode MPO/12 (Pinned) to LC/UPC Uniboot, 12-Fiber, Low Smoke Zero Halogen (LSZH)/Riser | CommScope® | SYSTIMAX ULL |  | Fiber array cable assembly
UQX2PLCHF |  | Base Product | Ultra Low Loss OM4 MPO24 Unpinned to LC/UPC 24-Fiber Plenum Array Cord | CommScope® | SYSTIMAX ULL |  | Fiber array cable assembly
UQXQFQFJ8 |  | Base Product | Ultra Low Loss (ULL) OM4 unpinned MPO-08 Polarity and Gender Changeable Patchcord, Plenum | CommScope® | SYSTIMAX ULL |  | Fiber array cable assembly
UQXQXLUJ8 |  | Base Product | Ultra Low Loss OM4 MPO8 Pinned to LC/UPC Uniboot 8-Fiber Plenum Array Cord | CommScope® | SYSTIMAX ULL |  | Fiber array cable assembly
UQVQXLCJ8 |  | Base Product | Ultra Low Loss OM5 MPO8 Pinned to LC/UPC 8-Fiber Plenum Array Cord | CommScope® | SYSTIMAX ULL |  | Fiber array cable assembly
URGQXLCJ8 |  | Base Product | Ultra Low Loss Singlemode MPO8 Pinned to LC/UPC 8-Fiber Low Smoke Zero Halogen Array Cord | CommScope® | SYSTIMAX ULL |  | Fiber array cable assembly
SC-DLX-CONV-25 |  | Variant of DLX-CONV | SC to DLX Converter |  | DLX® | FHD | Fiber converter |  | Discontinued
FHD-MM1D |  | Variant of FHD | Fiber Optic Drop Cable Assembly, SC/APC to SC/APC, universal flat locatable/tonable |  |  | FHD | Fiber drop cable assembly | Build America Buy America (BABA) compliant* | Discontinued
EH0194-003 | OCP-L1-15DASEN-XX-(12)-AP | Variant of OCP | Fiber Optic Pigtail, 12 color kit, Singlemode, LC/UPC to Stub, 0.9 mm diameter, 1.5 m |  |  | OCP | Fiber pigtail ¦ jacketed
EH0194-004 | OCP-L2-15DASEN-XX-(12)-AP | Variant of OCP | Fiber Optic Pigtail, 12 color kit, Singlemode, LC/APC to Stub, 0.9 mm diameter, 1.5 m |  |  | OCP | Fiber pigtail ¦ jacketed
760252079 | HCA-ACC-FULLSIZE-CVTR | Variant of HCA-ACC | Prodigy Full Size Converter |  | PRODIGY™ | HCA | Fiber converter
760252078 | HCA-ACC-BAYONET-CVTR | Variant of HCA-ACC | Prodigy Bayonet Converter |  | PRODIGY™ | HCA | Fiber converter
MHD-ACC-F12J-0050F |  | Variant of MHD-TEST-CORD | Fiber Test Cable Assembly, HMFOC Jack/Non-pinned/Female to 12 SC/APCs, 50 Feet |  |  | MHD | Test patch cord ¦ multi-fiber
MHD-ACC-F12J-0075F |  | Variant of MHD-TEST-CORD | Fiber Test Cable Assembly, HMFOC Jack/Non-pinned/Female to 12 SC/APCs, 75 Feet |  |  | MHD | Test patch cord ¦ multi-fiber
MHD-ACC-M12J-0075F |  | Variant of MHD-TEST-CORD | Fiber Test Cable Assembly, HMFOC Jack/Pinned/Male to 12 SC/APCs, 75 Feet |  |  | MHD | Test patch cord ¦ multi-fiber
MHD-ACC-M12J-0100F |  | Variant of MHD-TEST-CORD | Fiber Test Cable Assembly, HMFOC Jack/Pinned/Male to 12 SC/APCs, 100 Feet |  |  | MHD | Test patch cord ¦ multi-fiber
MHD-ACC-F12N-0010F |  | Variant of MHD-TEST-CORD | Fiber Test Cable Assembly, HMFOC Jack/Non-pinned/Female to 12 SC/UPCs, 10 Feet |  |  | MHD | Test patch cord ¦ multi-fiber
760251763 | OCJ-EC-05MASCA-EC | Variant of OCJ | Fiber Optic Patch Cord, Simplex, Singlemode, LSZH, 2.4 mm diameter, LSH/APC to LSH/APC, tuned, grade B, yellow, 5 m |  |  | OCJ | Fiber patch cord ¦ simplex
760251762 | OCJ-EC-06MASCA-EC | Variant of OCJ | Fiber Optic Patch Cord, Simplex, Singlemode, LSZH, 2.4 mm diameter, LSH/APC to LSH/APC, tuned, grade B, yellow, 6 m |  |  | OCJ | Fiber patch cord ¦ simplex
760251761 | OCJ-EC-10MASCA-EC | Variant of OCJ | Fiber Optic Patch Cord, Simplex, Singlemode, LSZH, 2.4 mm diameter, LSH/APC to LSH/APC, tuned, grade B, yellow, 10 m |  |  | OCJ | Fiber patch cord ¦ simplex
760251759 | OCJ-EC-20MASCA-EC | Variant of OCJ | Fiber Optic Patch Cord, Simplex, Singlemode, LSZH, 2.4 mm diameter, LSH/APC to LSH/APC, tuned, grade B, yellow, 20 m |  |  | OCJ | Fiber patch cord ¦ simplex
ARGQPCSJ8 |  | Base Product | Singlemode MPO8 (Unpinned) to CS/UPC 8-Fiber Low Smoke Zero Halogen Array Cord | CommScope® |  |  | Fiber array cable assembly
1859793 |  | Base Product | Fiber Optic Patch Cord, Multimode OM4, LC/LC duplex, 3.0 mm, LSZH & OFNR, Aqua | CommScope® |  | 185 | Fiber patch cord ¦ duplex
UJG2PMERP |  | Base Product | Ultra Low Loss (ULL) Singlemode MPO24 (Unpinned) to MPO12 (Unpinned) Pre-terminated Trunk Cable, 288-Fiber, 12-fiber Rollable Ribbon Central Tube, Low Smoke Zero Halogen (LSZH)/Riser | CommScope® | SYSTIMAX ULL |  | Fiber trunk cable assembly
UJXQVUCTH |  | Base Product | Ultra Low Loss (ULL) OM4 MPO APC (Non-Pinned) to Unconnectorized, Fiber Trunk Cable Assembly, 48-Fiber, Dual Rated (OFNR/LSZH) | CommScope® | Propel ¦ SYSTIMAX ULL |  | Fiber trunk cable assembly
U3XQVQZTH |  | Base Product | Ultra Low Loss (ULL) OM4 MPO8 APC (Non-Pinned) to MPO8 APC (Pinned), Fiber Trunk Cable Assembly, 48-Fiber, LSZH B2ca | CommScope® | Propel ¦ SYSTIMAX ULL |  | Fiber trunk cable assembly
UJGRXUC8H |  | Base Product | Ultra Low Loss (ULL) Singlemode G.657.A2 MPO16 (Pinned) to Unconnectorized, Fiber Trunk Cable Assembly, 48-Fiber, Dual Rated (OFNR/LSZH) | CommScope® | Propel ¦ SYSTIMAX ULL |  | Fiber trunk cable assembly
UJVQZUCT8 |  | Base Product | Ultra Low Loss (ULL) OM5 MPO APC (Pinned) to Unconnectorized, Fiber Trunk Cable Assembly, 8-Fiber, Dual Rated (OFNR/LSZH) | CommScope® | Propel ¦ SYSTIMAX ULL |  | Fiber trunk cable assembly
UGVRZRZ8Q |  | Base Product | Ultra Low Loss (ULL) OM5 MPO16 APC (Pinned) to MPO16 APC (Pinned), Fiber Trunk Cable Assembly, 128-Fiber, Plenum | CommScope® | Propel ¦ SYSTIMAX ULL |  | Fiber trunk cable assembly
UQXRVUC7R |  | Base Product | Ultra Low Loss (ULL) OM4 MPO16 APC (Non-Pinned) to Unconnectorized, Fiber Array Cable Assembly, 16-Fiber, Plenum | CommScope® | Propel ¦ SYSTIMAX ULL |  | Fiber array cable assembly
UJVQZUCTF |  | Base Product | Ultra Low Loss (ULL) OM5 MPO APC (Pinned) to Unconnectorized, Fiber Trunk Cable Assembly, 24-Fiber, Dual Rated (OFNR/LSZH) | CommScope® | Propel ¦ SYSTIMAX ULL |  | Fiber trunk cable assembly
UGXQZQZTR |  | Base Product | Ultra Low Loss (ULL) OM4 MPO8 APC (Pinned) to MPO8 APC (Pinned), Fiber Trunk Cable Assembly, 16-Fiber, Plenum | CommScope® | Propel ¦ SYSTIMAX ULL |  | Fiber trunk cable assembly
UJXRZUC8N |  | Base Product | Ultra Low Loss (ULL) OM4 MPO16 APC (Pinned) to Unconnectorized, Fiber Trunk Cable Assembly, 192-Fiber, Dual Rated (OFNR/LSZH) | CommScope® | Propel ¦ SYSTIMAX ULL |  | Fiber trunk cable assembly
UJXQVUCTK |  | Base Product | Ultra Low Loss (ULL) OM4 MPO APC (Non-Pinned) to Unconnectorized, Fiber Trunk Cable Assembly, 72-Fiber, Dual Rated (OFNR/LSZH) | CommScope® | Propel ¦ SYSTIMAX ULL |  | Fiber trunk cable assembly
U3XQVQZTL |  | Base Product | Ultra Low Loss (ULL) OM4 MPO8 APC (Non-Pinned) to MPO8 APC (Pinned), Fiber Trunk Cable Assembly, 96-Fiber, LSZH B2ca | CommScope® | Propel ¦ SYSTIMAX ULL |  | Fiber trunk cable assembly
UJXQVUCTL |  | Base Product | Ultra Low Loss (ULL) OM4 MPO APC (Non-Pinned) to Unconnectorized, Fiber Trunk Cable Assembly, 96-Fiber, Dual Rated (OFNR/LSZH) | CommScope® | Propel ¦ SYSTIMAX ULL |  | Fiber trunk cable assembly
U3GRXRX8L |  | Base Product | Ultra Low Loss (ULL) Singlemode G.657.A2 MPO16 (Pinned) to MPO16 (Pinned), Fiber Trunk Cable Assembly, 96-Fiber, LSZH B2ca | CommScope® | Propel ¦ SYSTIMAX ULL |  | Fiber trunk cable assembly
UGVQVQZTS |  | Base Product | Ultra Low Loss (ULL) OM5 MPO8 APC (Non-Pinned) to MPO8 APC (Pinned), Fiber Trunk Cable Assembly, 32-Fiber, Plenum | CommScope® | Propel ¦ SYSTIMAX ULL |  | Fiber trunk cable assembly
UJGRXUC8M |  | Base Product | Ultra Low Loss (ULL) Singlemode G.657.A2 MPO16 (Pinned) to Unconnectorized, Fiber Trunk Cable Assembly, 144-Fiber, Dual Rated (OFNR/LSZH) | CommScope® | Propel ¦ SYSTIMAX ULL |  | Fiber trunk cable assembly
UJXRZUC8Q |  | Base Product | Ultra Low Loss (ULL) OM4 MPO16 APC (Pinned) to Unconnectorized, Fiber Trunk Cable Assembly, 128-Fiber, Dual Rated (OFNR/LSZH) | CommScope® | Propel ¦ SYSTIMAX ULL |  | Fiber trunk cable assembly
U3VQZQZTK |  | Base Product | Ultra Low Loss (ULL) OM5 MPO8 APC (Pinned) to MPO8 APC (Pinned), Fiber Trunk Cable Assembly, 72-Fiber, LSZH B2ca | CommScope® | Propel ¦ SYSTIMAX ULL |  | Fiber trunk cable assembly
UJXQVUCTM |  | Base Product | Ultra Low Loss (ULL) OM4 MPO APC (Non-Pinned) to Unconnectorized, Fiber Trunk Cable Assembly, 144-Fiber, Dual Rated (OFNR/LSZH) | CommScope® | Propel ¦ SYSTIMAX ULL |  | Fiber trunk cable assembly
UGXQZQZTU |  | Base Product | Ultra Low Loss (ULL) OM4 MPO8 APC (Pinned) to MPO8 APC (Pinned), Fiber Trunk Cable Assembly, 64-Fiber, Plenum | CommScope® | Propel ¦ SYSTIMAX ULL |  | Fiber trunk cable assembly
UJGRXUC8N |  | Base Product | Ultra Low Loss (ULL) Singlemode G.657.A2 MPO16 (Pinned) to Unconnectorized, Fiber Trunk Cable Assembly, 192-Fiber, Dual Rated (OFNR/LSZH) | CommScope® | Propel ¦ SYSTIMAX ULL |  | Fiber trunk cable assembly
UJXRZUC8R |  | Base Product | Ultra Low Loss (ULL) OM4 MPO16 APC (Pinned) to Unconnectorized, Fiber Trunk Cable Assembly, 16-Fiber, Dual Rated (OFNR/LSZH) | CommScope® | Propel ¦ SYSTIMAX ULL |  | Fiber trunk cable assembly
UQXRZUC7R |  | Base Product | Ultra Low Loss (ULL) OM4 MPO16 APC (Pinned) to Unconnectorized, Fiber Array Cable Assembly, 16-Fiber, Plenum | CommScope® | Propel ¦ SYSTIMAX ULL |  | Fiber array cable assembly
U3GRXRX8M |  | Base Product | Ultra Low Loss (ULL) Singlemode G.657.A2 MPO16 (Pinned) to MPO16 (Pinned), Fiber Trunk Cable Assembly, 144-Fiber, LSZH B2ca | CommScope® | Propel ¦ SYSTIMAX ULL |  | Fiber trunk cable assembly
U3XRZRZ8Q |  | Base Product | Ultra Low Loss (ULL) OM4 MPO16 APC (Pinned) to MPO16 APC (Pinned), Fiber Trunk Cable Assembly, 128-Fiber, LSZH B2ca | CommScope® | Propel ¦ SYSTIMAX ULL |  | Fiber trunk cable assembly
URGRPLU7R |  | Base Product | Ultra Low Loss (ULL) Singlemode G.657.A2 MPO16 (Non-Pinned) to LC Uniboot, Fiber Array Cable Assembly, 16-Fiber, Dual Rated (OFNR/LSZH) | CommScope® | Propel ¦ SYSTIMAX ULL |  | Fiber array cable assembly
UJXRZUC8S |  | Base Product | Ultra Low Loss (ULL) OM4 MPO16 APC (Pinned) to Unconnectorized, Fiber Trunk Cable Assembly, 32-Fiber, Dual Rated (OFNR/LSZH) | CommScope® | Propel ¦ SYSTIMAX ULL |  | Fiber trunk cable assembly
U3XQVQZTN |  | Base Product | Ultra Low Loss (ULL) OM4 MPO8 APC (Non-Pinned) to MPO8 APC (Pinned), Fiber Trunk Cable Assembly, 192-Fiber, LSZH B2ca | CommScope® | Propel ¦ SYSTIMAX ULL |  | Fiber trunk cable assembly
U3VQZQZTM |  | Base Product | Ultra Low Loss (ULL) OM5 MPO8 APC (Pinned) to MPO8 APC (Pinned), Fiber Trunk Cable Assembly, 144-Fiber, Dual Rated (OFNR/LSZH) B2ca | CommScope® | Propel ¦ SYSTIMAX ULL |  | Fiber trunk cable assembly
U3XRZRZ8R |  | Base Product | Ultra Low Loss (ULL) OM4 MPO16 APC (Pinned) to MPO16 APC (Pinned), Fiber Array Cable Assembly, 16-Fiber, LSZH B2ca | CommScope® | Propel ¦ SYSTIMAX ULL |  | Fiber array cable assembly
UGVRZUC8H |  | Base Product | Ultra Low Loss (ULL) OM5 MPO16 APC (Pinned) to Unconnectorized, Fiber Trunk Cable Assembly, 48-Fiber, Plenum | CommScope® | Propel ¦ SYSTIMAX ULL |  | Fiber trunk cable assembly
URGRPRP7R |  | Base Product | Ultra Low Loss (ULL) Singlemode G.657.A2 MPO16 (Non-Pinned) to MPO16 (Non-Pinned), Fiber Array Cable Assembly, 16-Fiber, Dual Rated (OFNR/LSZH) | CommScope® | Propel ¦ SYSTIMAX ULL |  | Fiber array cable assembly
UJGRXUC8Q |  | Base Product | Ultra Low Loss (ULL) Singlemode G.657.A2 MPO16 (Pinned) to Unconnectorized, Fiber Trunk Cable Assembly, 128-Fiber, Dual Rated (OFNR/LSZH) | CommScope® | Propel ¦ SYSTIMAX ULL |  | Fiber trunk cable assembly
UGXQZUCTH |  | Base Product | Ultra Low Loss (ULL) OM4 MPO8 APC (Pinned) to Unconnectorized, Fiber Trunk Cable Assembly, 48-Fiber, Plenum | CommScope® | Propel ¦ SYSTIMAX ULL |  | Fiber trunk cable assembly
URGRPRX7R |  | Base Product | Ultra Low Loss (ULL) Singlemode G.657.A2 MPO16 (Non-Pinned) to MPO16 (Pinned), Fiber Array Cable Assembly, 16-Fiber, Dual Rated (OFNR/LSZH) | CommScope® | Propel ¦ SYSTIMAX ULL |  | Fiber array cable assembly
UJGRXUC8R |  | Base Product | Ultra Low Loss (ULL) Singlemode G.657.A2 MPO16 (Pinned) to Unconnectorized, Fiber Trunk Cable Assembly, 16-Fiber, Dual Rated (OFNR/LSZH) | CommScope® | Propel ¦ SYSTIMAX ULL |  | Fiber trunk cable assembly
U3XRZRZ8S |  | Base Product | Ultra Low Loss (ULL) OM4 MPO16 APC (Pinned) to MPO16 APC (Pinned), Fiber Trunk Cable Assembly, 32-Fiber, LSZH B2ca | CommScope® | Propel ¦ SYSTIMAX ULL |  | Fiber trunk cable assembly
UGVRZUC8L |  | Base Product | Ultra Low Loss (ULL) OM5 MPO16 APC (Pinned) to Unconnectorized, Fiber Trunk Cable Assembly, 96-Fiber, Plenum | CommScope® | Propel ¦ SYSTIMAX ULL |  | Fiber trunk cable assembly
U3GRXRX8Q |  | Base Product | Ultra Low Loss (ULL) Singlemode G.657.A2 MPO16 (Pinned) to MPO16 (Pinned), Fiber Trunk Cable Assembly, 128-Fiber, LSZH B2ca | CommScope® | Propel ¦ SYSTIMAX ULL |  | Fiber trunk cable assembly
URGRPSN7R |  | Base Product | Ultra Low Loss (ULL) Singlemode G.657.A2 MPO16 (Non-Pinned) to SN, Fiber Array assembly, 16-Fiber, Dual Rated (OFNR/LSZH) | CommScope® | Propel ¦ SYSTIMAX ULL |  | Fiber array cable assembly
UJVQZUCTS |  | Base Product | Ultra Low Loss (ULL) OM5 MPO APC (Pinned) to Unconnectorized, Fiber Trunk Cable Assembly, 32-Fiber, Dual Rated (OFNR/LSZH) | CommScope® | Propel ¦ SYSTIMAX ULL |  | Fiber trunk cable assembly
U3GRXRX8R |  | Base Product | Ultra Low Loss (ULL) Singlemode G.657.A2 MPO16 (Pinned) to MPO16 (Pinned), Fiber Trunk Cable Assembly, 16-Fiber, LSZH B2ca | CommScope® | Propel ¦ SYSTIMAX ULL |  | Fiber trunk cable assembly
U3XQVUCT8 |  | Base Product | Ultra Low Loss (ULL) OM4 MPO8 APC (Non-Pinned) to Unconnectorized, Fiber Array Cable Assembly, 8-Fiber, LSZH B2ca | CommScope® | Propel ¦ SYSTIMAX ULL |  | Fiber array cable assembly
U3XRZUC8H |  | Base Product | Ultra Low Loss (ULL) OM4 MPO16 APC (Pinned) to Unconnectorized, Fiber Trunk Cable Assembly, 48-Fiber, LSZH B2ca | CommScope® | Propel ¦ SYSTIMAX ULL |  | Fiber trunk cable assembly
UGXQZUCTM |  | Base Product | Ultra Low Loss (ULL) OM4 MPO8 APC (Pinned) to Unconnectorized, Fiber Trunk Cable Assembly, 144-Fiber, Plenum | CommScope® | Propel ¦ SYSTIMAX ULL |  | Fiber trunk cable assembly
UJXQZQZT8 |  | Base Product | Ultra Low Loss (ULL) OM4 MPO APC (Pinned) to MPO APC (Pinned), Fiber Trunk Cable Assembly, 8-Fiber, Dual Rated (OFNR/LSZH) | CommScope® | Propel ¦ SYSTIMAX ULL |  | Fiber trunk cable assembly
U3VQZUCT8 |  | Base Product | Ultra Low Loss (ULL) OM5 MPO8 APC (Pinned) to Unconnectorized, Fiber Trunk Cable Assembly, 8-Fiber, LSZH B2ca | CommScope® | Propel ¦ SYSTIMAX ULL |  | Fiber trunk cable assembly
UGVRZUC8N |  | Base Product | Ultra Low Loss (ULL) OM5 MPO16 APC (Pinned) to Unconnectorized, Fiber Trunk Cable Assembly, 192-Fiber, Plenum | CommScope® | Propel ¦ SYSTIMAX ULL |  | Fiber trunk cable assembly
UJVQZUCTU |  | Base Product | Ultra Low Loss (ULL) OM5 MPO APC (Pinned) to Unconnectorized, Fiber Trunk Cable Assembly, 64-Fiber, Dual Rated (OFNR/LSZH) | CommScope® | Propel ¦ SYSTIMAX ULL |  | Fiber trunk cable assembly
UJGRXUC8U |  | Base Product | Ultra Low Loss (ULL) Singlemode G.657.A2 MPO16 (Pinned) to Unconnectorized, Fiber Trunk Cable Assembly, 64-Fiber, Dual Rated (OFNR/LSZH) | CommScope® | Propel ¦ SYSTIMAX ULL |  | Fiber trunk cable assembly
UQGRPRX7R |  | Base Product | Ultra Low Loss (ULL) Singlemode G.657.A2 MPO16 (Non-Pinned) to MPO16 (Pinned), Fiber Array Cable Assembly, 16-Fiber, Plenum | CommScope® | Propel ¦ SYSTIMAX ULL |  | Fiber array cable assembly
URGRXLU7R |  | Base Product | Ultra Low Loss (ULL) Singlemode G.657.A2 MPO16 (Pinned) to LC Uniboot UPC, Fiber Array Cable Assembly, 16-Fiber, Dual Rated (OFNR/LSZH) | CommScope® | Propel ¦ SYSTIMAX ULL |  | Fiber array cable assembly
UGVRZUC8Q |  | Base Product | Ultra Low Loss (ULL) OM5 MPO16 APC (Pinned) to Unconnectorized, Fiber Trunk Cable Assembly, 128-Fiber, Plenum | CommScope® | Propel ¦ SYSTIMAX ULL |  | Fiber trunk cable assembly
UJVRZRZ8H |  | Base Product | Ultra Low Loss (ULL) OM5 MPO16 (Pinned) to MPO16 (Pinned), Fiber Trunk Cable Assembly, 48-Fiber, Dual Rated (OFNR/LSZH) | CommScope® | Propel ¦ SYSTIMAX ULL |  | Fiber trunk cable assembly
UJVQVQZT8 |  | Base Product | Ultra Low Loss (ULL) OM5 MPO APC (Non-Pinned) to MPO APC (Pinned), Fiber Trunk Cable Assembly, 8-Fiber, Dual Rated (OFNR/LSZH) | CommScope® | Propel ¦ SYSTIMAX ULL |  | Fiber trunk cable assembly
U3XQVUCTK |  | Base Product | Ultra Low Loss (ULL) OM4 MPO8 APC (Non-Pinned) to Unconnectorized, Fiber Trunk Cable Assembly, 72-Fiber, LSZH B2ca | CommScope® | Propel ¦ SYSTIMAX ULL |  | Fiber trunk cable assembly
UQGRPSN7R |  | Base Product | Ultra Low Loss (ULL) Singlemode G.657.A2 MPO16 (Non-Pinned) to SN, Fiber Array assembly, 16-Fiber, Plenum | CommScope® | Propel ¦ SYSTIMAX ULL |  | Fiber array cable assembly
UGVQVUCTM |  | Base Product | Ultra Low Loss (ULL) OM5 MPO8 APC (Non-Pinned) to Unconnectorized, Fiber Trunk Cable Assembly, 144-Fiber, Plenum | CommScope® | Propel ¦ SYSTIMAX ULL |  | Fiber trunk cable assembly
UGXQZUCTR |  | Base Product | Ultra Low Loss (ULL) OM4 MPO8 APC (Pinned) to Unconnectorized, Fiber Trunk Cable Assembly, 16-Fiber, Plenum | CommScope® | Propel ¦ SYSTIMAX ULL |  | Fiber trunk cable assembly
U3GRXUC8L |  | Base Product | Ultra Low Loss (ULL) Singlemode G.657.A2 MPO16 (Pinned) to Unconnectorized, Fiber Trunk Cable Assembly, 96-Fiber, LSZH B2ca | CommScope® | Propel ¦ SYSTIMAX ULL |  | Fiber trunk cable assembly
UJVQVQZTF |  | Base Product | Ultra Low Loss (ULL) OM5 MPO APC (Non-Pinned) to MPO APC (Pinned), Fiber Trunk Cable Assembly, 24-Fiber, Dual Rated (OFNR/LSZH) | CommScope® | Propel ¦ SYSTIMAX ULL |  | Fiber trunk cable assembly
U3XRZUC8N |  | Base Product | Ultra Low Loss (ULL) OM4 MPO16 APC (Pinned) to Unconnectorized, Fiber Trunk Cable Assembly, 192-Fiber, LSZH B2ca | CommScope® | Propel ¦ SYSTIMAX ULL |  | Fiber trunk cable assembly
URGRXSN7R |  | Base Product | Ultra Low Loss (ULL) Singlemode G.657.A2 MPO16 (Pinned) to SN, Fiber Array Cable Assembly, 16-Fiber, Dual Rated (OFNR/LSZH) | CommScope® | Propel ¦ SYSTIMAX ULL |  | Fiber array cable assembly
UJVRZRZ8L |  | Base Product | Ultra Low Loss (ULL) OM5 MPO16 (Pinned) to MPO16 (Pinned), Fiber Trunk Cable Assembly, 96-Fiber, Dual Rated (OFNR/LSZH) | CommScope® | Propel ¦ SYSTIMAX ULL |  | Fiber trunk cable assembly
UGXQZUCTS |  | Base Product | Ultra Low Loss (ULL) OM4 MPO8 APC (Pinned) to Unconnectorized, Fiber Trunk Cable Assembly, 32-Fiber, Plenum | CommScope® | Propel ¦ SYSTIMAX ULL |  | Fiber trunk cable assembly
UQGRPUC7R |  | Base Product | Ultra Low Loss (ULL) Singlemode G.657.A2 MPO16 (Non-Pinned) to Unconnectorized, Fiber Array Cable Assembly, 16-Fiber, Plenum | CommScope® | Propel ¦ SYSTIMAX ULL |  | Fiber array cable assembly
UJVRZRZ8M |  | Base Product | Ultra Low Loss (ULL) OM5 MPO16 (Pinned) to MPO16 (Pinned), Fiber Trunk Cable Assembly, 144-Fiber, Dual Rated (OFNR/LSZH) | CommScope® | Propel ¦ SYSTIMAX ULL |  | Fiber trunk cable assembly
UGVQVUCTR |  | Base Product | Ultra Low Loss (ULL) OM5 MPO8 APC (Non-Pinned) to Unconnectorized, Fiber Trunk Cable Assembly, 16-Fiber, Plenum | CommScope® | Propel ¦ SYSTIMAX ULL |  | Fiber trunk cable assembly
U3XQVUCTN |  | Base Product | Ultra Low Loss (ULL) OM4 MPO8 APC (Non-Pinned) to Unconnectorized, Fiber Trunk Cable Assembly, 192-Fiber, LSZH B2ca | CommScope® | Propel ¦ SYSTIMAX ULL |  | Fiber trunk cable assembly
U3VQZUCTM |  | Base Product | Ultra Low Loss (ULL) OM5 MPO8 APC (Pinned) to Unconnectorized, Fiber Trunk Cable Assembly, 144-Fiber, LSZH B2ca | CommScope® | Propel ¦ SYSTIMAX ULL |  | Fiber trunk cable assembly
UJVRZRZ8N |  | Base Product | Ultra Low Loss (ULL) OM5 MPO16 (Pinned) to MPO16 (Pinned), Fiber Trunk Cable Assembly, 192-Fiber, Dual Rated (OFNR/LSZH) | CommScope® | Propel ¦ SYSTIMAX ULL |  | Fiber trunk cable assembly
UJXQZQZTK |  | Base Product | Ultra Low Loss (ULL) OM4 MPO APC (Pinned) to MPO APC (Pinned), Fiber Trunk Cable Assembly, 72-Fiber, Dual Rated (OFNR/LSZH) | CommScope® | Propel ¦ SYSTIMAX ULL |  | Fiber trunk cable assembly
UQGRXLU7R |  | Base Product | Ultra Low Loss (ULL) Singlemode G.657.A2 MPO16 UPC (Pinned) to LC Uniboot UPC, Fiber Array Cable Assembly, 16-Fiber, Plenum | CommScope® | Propel ¦ SYSTIMAX ULL |  | Fiber array cable assembly
UGVQVUCTS |  | Base Product | Ultra Low Loss (ULL) OM5 MPO8 APC (Non-Pinned) to Unconnectorized, Fiber Trunk Cable Assembly, 32-Fiber, Plenum | CommScope® | Propel ¦ SYSTIMAX ULL |  | Fiber trunk cable assembly
URVQVQZF8 |  | Base Product | Ultra Low Loss (ULL) OM5 MPO APC (Non-Pinned) to MPO APC (Pinned), Fiber Trunk Cable Assembly, 8-Fiber, Dual Rated (OFNR/LSZH) | CommScope® | Propel ¦ SYSTIMAX ULL |  | Fiber array cable assembly
UJXQZQZTL |  | Base Product | Ultra Low Loss (ULL) OM4 MPO APC (Pinned) to MPO APC (Pinned), Fiber Trunk Cable Assembly, 96-Fiber, Dual Rated (OFNR/LSZH) | CommScope® | Propel ¦ SYSTIMAX ULL |  | Fiber trunk cable assembly
U3XQVUCTS |  | Base Product | Ultra Low Loss (ULL) OM4 MPO8 APC (Non-Pinned) to Unconnectorized, Fiber Trunk Cable Assembly, 32-Fiber, LSZH B2ca | CommScope® | Propel ¦ SYSTIMAX ULL |  | Fiber trunk cable assembly
UGXQVQZT8 |  | Base Product | Ultra Low Loss (ULL) OM4 MPO8 APC (Non-Pinned) to MPO8 APC (Pinned), Fiber Trunk Cable Assembly, 8-Fiber, Plenum | CommScope® | Propel ¦ SYSTIMAX ULL |  | Fiber trunk cable assembly
UQGRXRX7R |  | Base Product | Ultra Low Loss (ULL) Singlemode G.657.A2 MPO16 (Pinned) to MPO16 (Pinned), Fiber Array Cable Assembly, 16-Fiber, Plenum | CommScope® | Propel ¦ SYSTIMAX ULL |  | Fiber array cable assembly
UGXRZRZ8L |  | Base Product | Ultra Low Loss (ULL) OM4 MPO16 APC (Pinned) to MPO16 APC (Pinned), Fiber Trunk Cable Assembly, 96-Fiber, Plenum | CommScope® | Propel ¦ SYSTIMAX ULL |  | Fiber trunk cable assembly
UJVRZRZ8R |  | Base Product | Ultra Low Loss (ULL) OM5 MPO16 (Pinned) to MPO16 (Pinned), Fiber Trunk Cable Assembly, 16-Fiber, Dual Rated (OFNR/LSZH) | CommScope® | Propel ¦ SYSTIMAX ULL |  | Fiber trunk cable assembly
U3XRZUC8S |  | Base Product | Ultra Low Loss (ULL) OM4 MPO16 APC (Pinned) to Unconnectorized, Fiber Trunk Cable Assembly, 32-Fiber, LSZH B2ca | CommScope® | Propel ¦ SYSTIMAX ULL |  | Fiber trunk cable assembly
URVQVUCF8 |  | Base Product | Ultra Low Loss (ULL) OM5 MPO APC (Non-Pinned) to Unconnectorized, Fiber Trunk Cable Assembly, 8-Fiber, Dual Rated (OFNR/LSZH) | CommScope® | Propel ¦ SYSTIMAX ULL |  | Fiber array cable assembly
UJVQVQZTN |  | Base Product | Ultra Low Loss (ULL) OM5 MPO APC (Non-Pinned) to MPO APC (Pinned), Fiber Trunk Cable Assembly, 192-Fiber, Dual Rated (OFNR/LSZH) | CommScope® | Propel ¦ SYSTIMAX ULL |  | Fiber trunk cable assembly
UJVRZRZ8S |  | Base Product | Ultra Low Loss (ULL) OM5 MPO16 (Pinned) to MPO16 (Pinned), Fiber Trunk Cable Assembly, 32-Fiber, Dual Rated (OFNR/LSZH) | CommScope® | Propel ¦ SYSTIMAX ULL |  | Fiber trunk cable assembly
U3GRXUC8R |  | Base Product | Ultra Low Loss (ULL) Singlemode G.657.A2 MPO16 (Pinned) to Unconnectorized, Fiber Trunk Cable Assembly, 16-Fiber, LSZH B2ca | CommScope® | Propel ¦ SYSTIMAX ULL |  | Fiber trunk cable assembly
UJXQZQZTN |  | Base Product | Ultra Low Loss (ULL) OM4 MPO APC (Pinned) to MPO APC (Pinned), Fiber Trunk Cable Assembly, 192-Fiber, Dual Rated (OFNR/LSZH) | CommScope® | Propel ¦ SYSTIMAX ULL |  | Fiber trunk cable assembly
U3VQZUCTU |  | Base Product | Ultra Low Loss (ULL) OM5 MPO8 APC (Pinned) to Unconnectorized, Fiber Trunk Cable Assembly, 64-Fiber, LSZH B2ca | CommScope® | Propel ¦ SYSTIMAX ULL |  | Fiber trunk cable assembly
UGGRXRX8H |  | Base Product | Ultra Low Loss (ULL) Singlemode G.657.A2 MPO16 (Pinned) to MPO16 (Pinned), Fiber Trunk Cable Assembly, 48-Fiber, Plenum | CommScope® | Propel ¦ SYSTIMAX ULL |  | Fiber trunk cable assembly
UQGRXSN7R |  | Base Product | Ultra Low Loss (ULL) Singlemode G.657.A2 MPO16 (Pinned) to SN, Fiber Array Cable Assembly, 16-Fiber, Dual Rated (OFNR/LSZH) | CommScope® | Propel ¦ SYSTIMAX ULL |  | Fiber array cable assembly
320000107360 | FPM-07/7-AC028M-25/60 | Variant | Fiber Optic Patch Cord, Multi-fiber, Singlemode, 2 fibers, SC/UPC to SC/UPC, yellow, 28 m |  |  | FPM | Fiber distribution cable assembly
320000109491 | FPM-0K/K-AC019M-39/39 | Variant | Fiber Optic Patch Cord, Multi-fiber, Singlemode, 2 fibers, LC/UPC to LC/UPC, yellow, 19 m |  |  | FPM | Fiber distribution cable assembly
320000107071 | FPM-07/7-AT088M-25/25 | Variant | Fiber Optic Patch Cord, OS2, SC/UPC-SC/UPC, 24F RBR, 2.0 mm subunits, 88 m, yellow, 25" breakouts |  |  | FPM | Fiber distribution cable assembly
320000112759 | FPM-07/7-AC026M-25/60 | Variant | Fiber Optic Patch Cord, Multi-fiber, Singlemode, 2 fibers, SC/UPC to SC/UPC, yellow, 26 m |  |  | FPM | Fiber distribution cable assembly
320000114104 | FPM-07/K-AF064M-25/25 | Variant | Fiber Optic Patch Cord, Multi-fiber, Singlemode, 12 fibers, SC/UPC to LC/UPC, 64 m |  |  | FPM | Fiber distribution cable assembly
320000115930 | FPM-07/7-AC026M-39/60 | Variant | Fiber Optic Patch Cord, Multi-fiber, Singlemode, 2 fibers, SC/UPC to SC/UPC, yellow, 26 m |  |  | FPM | Fiber distribution cable assembly
320000116205 | FPM-07/K-AT056M-25/39 | Variant | Fiber Optic Patch Cord, Multi-fiber, Singlemode, 24 fibers, SC/UPC to LC/UPC, 56 m |  |  | FPM | Fiber distribution cable assembly
320000116206 | FPM-07/7-AC076M-39/60 | Variant | Fiber Optic Patch Cord, Multi-fiber, Singlemode, 2 fibers, SC/UPC to SC/UPC, 76 m |  |  | FPM | Fiber distribution cable assembly
320000114299 | FPM-07/7-AN105M-25/25 | Variant | Fiber Optic Patch Cord, Multi-fiber, Singlemode, 4 fibers, SC/UPC to SC/UPC, yellow, 105 m |  |  | FPM | Fiber distribution cable assembly
4-1989798-0 |  | Variant of 1989798 | RJ45 Patch Cord, category 6, blue, 40 ft | NETCONNECT® |  |  | Twisted pair patch cord
4-1859794-0 |  | Variant of 1859794 | Fiber Optic Patch Cord, Duplex, Multimode OM3, LC/UPC to LC/UPC, 3 mm, LSZH/OFNR, aqua, 40 m | CommScope® |  | 185 | Fiber patch cord ¦ duplex
4-2105061-0 |  | Variant of 2105061 | Fiber Optic Patch Cord, Duplex, Multimode, LC/UPC to LC/UPC, LSZH & OFNR, aqua, 40 m | CommScope® |  | 210 | Fiber patch cord ¦ duplex
4-2105061-5 |  | Variant of 2105061 | Fiber Optic Patch Cord, Duplex, Multimode, LC/UPC to LC/UPC, LSZH & OFNR, aqua, 45 m | CommScope® |  | 210 | Fiber patch cord ¦ duplex
4-2105027-0 |  | Variant of 2105027 | Fiber Optic Patch Cord, OM3, LC/LC duplex, 1.8 mm LSZH & OFNR, 40 m, aqua | CommScope® |  | 210 | Fiber patch cord ¦ duplex
IFC-7/02050-NGF |  | Variant | Intra Facility Fiber Cable, OS2, SC/UPC- stub, 48F, 50 m, NGF breakout 96-, 144-position |  |  | IFC | Fiber distribution cable assembly
IFC-7/02120-NGF |  | Variant | Intra Facility Fiber Cable, OS2, SC/UPC- stub, 48F, 120 m, NGF breakout 96-, 144-position |  |  | IFC | Fiber distribution cable assembly
IFC-7/7VP020-PPV |  | Variant | Fiber Optic Intra Facility Fiber Cable, OS2, SC/UPC to SC/UPC, yellow, 20 m |  |  | IFC | Fiber distribution cable assembly
IFC-7/7VP033-PPV |  | Variant | Fiber Optic Intra Facility Fiber Cable, OS2, SC/UPC to SC/UPC, yellow, 33 m |  |  | IFC | Fiber distribution cable assembly
IFC-7/7VP016-PPV |  | Variant | Fiber Optic Intra Facility Fiber Cable, OS2, SC/UPC to SC/UPC, yellow, 16 m |  |  | IFC | Fiber distribution cable assembly
IFC-7/7VP022-PPV |  | Variant | Fiber Optic Intra Facility Fiber Cable, OS2, SC/UPC to SC/UPC, yellow, 22 m |  |  | IFC | Fiber distribution cable assembly
IFC-7/7VP036-PPV |  | Variant | Intra Facility Fiber Cable, OS2, SC/UPC- SC/UPC, 72-fiber ribbon, 36 m, with LSX pulling socks |  |  | IFC | Fiber distribution cable assembly
IFC-7/7VP025-PPV |  | Variant | Fiber Optic Intra Facility Fiber Cable, OS2, SC/UPC to SC/UPC, yellow, 25 m |  |  | IFC | Fiber distribution cable assembly
IFC-7/7VP070-PPP3V |  | Variant | Fiber Optic Intra Facility Fiber Cable, OS2, SC/UPC to SC/UPC, 70 m |  |  | IFC | Fiber distribution cable assembly
IFC-7/7VP040-PPP3V |  | Variant | Fiber Optic Intra Facility Fiber Cable, OS2, SC/UPC to SC/UPC, yellow, 40 m |  |  | IFC | Fiber distribution cable assembly
IFC-7/7VP040-PPV |  | Variant | Fiber Optic Intra Facility Fiber Cable, OS2, SC/UPC to SC/UPC, yellow, 40 m |  |  | IFC | Fiber distribution cable assembly
IFC-7/7VP031-PPV |  | Variant | Fiber Optic Intra Facility Fiber Cable, OS2, SC/UPC to SC/UPC, 31 m |  |  | IFC | Fiber distribution cable assembly
IFC-7/7VP026-PPV |  | Variant | Fiber Optic Intra Facility Fiber Cable, OS2, SC/UPC to SC/UPC, yellow, 26 m |  |  | IFC | Fiber distribution cable assembly
IFC-7/7VP028-PPV |  | Variant | Fiber Optic Intra Facility Fiber Cable, OS2, SC/UPC to SC/UPC, yellow, 28 m |  |  | IFC | Fiber distribution cable assembly
IFC-7/7VP046-PPP3V |  | Variant | Fiber Optic Intra Facility Fiber Cable, OS2, SC/UPC to SC/UPC, yellow, 46 m |  |  | IFC | Fiber distribution cable assembly
IFC-E/EA015 |  | Variant | Fiber Optic Intra Facility Fiber Cable, OS2, SC/APC to SC/APC, yellow, 15 m |  |  | IFC | Fiber distribution cable assembly
IFC-E/EA020 |  | Variant | Fiber Optic Intra Facility Fiber Cable, OS2, SC/APC to SC/APC, yellow, 20 m |  |  | IFC | Fiber distribution cable assembly
UJGQWQWT8 |  | Base Product | Ultra Low Loss (ULL) Singlemode MPO8 (Non-Pinned) Push Pull to MPO8 (Non-Pinned) Push Pull, Fiber Trunk Cable Assembly, 8-Fiber, Dual Rated (OFNR/LSZH) | CommScope® | Propel |  | Fiber trunk cable assembly
UJGQWQWTM |  | Base Product | Ultra Low Loss (ULL) Singlemode MPO8 (Non-Pinned) Push Pull to MPO8 (Non-Pinned) Push Pull, Fiber Trunk Cable Assembly, 144-Fiber, Dual Rated (OFNR/LSZH) | CommScope® | Propel |  | Fiber trunk cable assembly
UJGQWQWTN |  | Base Product | Ultra Low Loss (ULL) Singlemode MPO8 (Non-Pinned) Push Pull to MPO8 (Non-Pinned) Push Pull, Fiber Trunk Cable Assembly, 192-Fiber, Dual Rated (OFNR/LSZH) | CommScope® | Propel |  | Fiber trunk cable assembly
UJGQWQWTR |  | Base Product | Ultra Low Loss (ULL) Singlemode MPO8 (Non-Pinned) Push Pull to MPO8 (Non-Pinned) Push Pull, Fiber Trunk Cable Assembly, 16-Fiber, Dual Rated (OFNR/LSZH) | CommScope® | Propel |  | Fiber trunk cable assembly
UJGQWQWTS |  | Base Product | Ultra Low Loss (ULL) Singlemode MPO8 (Non-Pinned) Push Pull to MPO8 (Non-Pinned) Push Pull, Fiber Trunk Cable Assembly, 32-Fiber, Dual Rated (OFNR/LSZH) | CommScope® | Propel |  | Fiber trunk cable assembly
UJGQWQWTQ |  | Base Product | Ultra Low Loss (ULL) Singlemode MPO8 (Non-Pinned) Push Pull to MPO8 (Non-Pinned) Push Pull, Fiber Trunk Cable Assembly, 128-Fiber, Dual Rated (OFNR/LSZH) | CommScope® | Propel |  | Fiber trunk cable assembly
U4GQWLUT8 |  | Base Product | Ultra Low Loss (ULL) Singlemode MPO8 (Non-Pinned) Push Pull to LC/UPC Uniboot Ruggedized fanout Cable, 8-Fiber, LSZH, 8 fiber PmP 2.0 mm /B2ca | CommScope® | Propel |  | Ruggedized fanout
U4GQWLUTK |  | Base Product | Ultra Low Loss (ULL) Singlemode MPO8 (Non-Pinned) Push Pull to LC/UPC Uniboot Ruggedized fanout Cable, 72-Fiber, LSZH, 8 fiber PmP 2.0 mm /B2ca | CommScope® | Propel |  | Ruggedized fanout
U4GQWLUTR |  | Base Product | Ultra Low Loss (ULL) Singlemode MPO8 (Non-Pinned) Push Pull to LC/UPC Uniboot Ruggedized fanout Cable, 16-Fiber, LSZH, 8 fiber PmP 2.0 mm /B2ca | CommScope® | Propel |  | Ruggedized fanout
U4GQWLUTS |  | Base Product | Ultra Low Loss (ULL) Singlemode MPO8 (Non-Pinned) Push Pull to LC/UPC Uniboot Ruggedized fanout Cable, 32-Fiber, LSZH, 8 fiber PmP 2.0 mm /B2ca | CommScope® | Propel |  | Ruggedized fanout
ULGQWLUTL |  | Base Product | Ultra Low Loss (ULL) Singlemode MPO8 (Non-Pinned) Push Pull to LC/UPC Uniboot Ruggedized fanout Cable, 96-Fiber, Plenum, 8 fiber PmP 2.0 mm | CommScope® | Propel |  | Ruggedized fanout
ULGQWLUTM |  | Base Product | Ultra Low Loss (ULL) Singlemode MPO8 (Non-Pinned) Push Pull to LC/UPC Uniboot Ruggedized fanout Cable, 144-Fiber, Plenum, 8 fiber PmP 2.0 mm | CommScope® | Propel |  | Ruggedized fanout
ULGQWLUTU |  | Base Product | Ultra Low Loss (ULL) Singlemode MPO8 (Non-Pinned) Push Pull to LC/UPC Uniboot Ruggedized fanout Cable, 64-Fiber, Plenum, 8 fiber PmP 2.0 mm | CommScope® | Propel |  | Ruggedized fanout
ULGQWLUTF |  | Base Product | Ultra Low Loss (ULL) Singlemode MPO8 (Non-Pinned) Push Pull to LC/UPC Uniboot Ruggedized fanout Cable, 24-Fiber, Plenum, 8 fiber PmP 2.0 mm | CommScope® | Propel |  | Ruggedized fanout
ULGQWLUTP |  | Base Product | Ultra Low Loss (ULL) Singlemode MPO8 (Non-Pinned) Push Pull to LC/UPC Uniboot Ruggedized fanout Cable, 288-Fiber, Plenum, 8 fiber PmP 2.0 mm | CommScope® | Propel |  | Ruggedized fanout
UNGQWLUT8 |  | Base Product | Ultra Low Loss (ULL) Singlemode MPO8 (Non-Pinned) Push Pull to LC/UPC Uniboot Ruggedized fanout Cable, 8-Fiber, Dual Rated (OFNR/LSZH), 8 fiber PmP 2.0 mm | CommScope® | Propel |  | Ruggedized fanout
UNGQWLUTM |  | Base Product | Ultra Low Loss (ULL) Singlemode MPO8 (Non-Pinned) Push Pull to LC/UPC Uniboot Ruggedized fanout Cable, 144-Fiber, Dual Rated (OFNR/LSZH), 8 fiber PmP 2.0 mm | CommScope® | Propel |  | Ruggedized fanout
UNGQWLUTP |  | Base Product | Ultra Low Loss (ULL) Singlemode MPO8 (Non-Pinned) Push Pull to LC/UPC Uniboot Ruggedized fanout Cable, 288-Fiber, Dual Rated (OFNR/LSZH), 8 fiber PmP 2.0 mm | CommScope® | Propel |  | Ruggedized fanout
CQKXB | IP6A-06LSFTP-MGS600S-BLUNT | Base Product | InstaPATCH® Cu 3297B Category 7 S/FTP LSZH Preterminated Copper Cable, single row standard density outlet to unterminated, 6 links. | CommScope® | GigaSPEED X10D® ¦ InstaPATCH® Cu |  | Copper trunk cable assembly
U3GMWMWCD |  | Base Product | Ultra Low Loss (ULL) Singlemode MPO12 (Non-Pinned) Push Pull to MPO12 (Non-Pinned) Push Pull, Fiber Trunk Cable Assembly, 12-Fiber, LZSH B2ca | CommScope® | Propel |  | Fiber trunk cable assembly
U3GMWMWCK |  | Base Product | Ultra Low Loss (ULL) Singlemode MPO12 (Non-Pinned) Push Pull to MPO12 (Non-Pinned) Push Pull, Fiber Trunk Cable Assembly, 72-Fiber, LZSH B2ca | CommScope® | Propel |  | Fiber trunk cable assembly
U3GMWMWCL |  | Base Product | Ultra Low Loss (ULL) Singlemode MPO12 (Non-Pinned) Push Pull to MPO12 (Non-Pinned) Push Pull, Fiber Trunk Cable Assembly, 96-Fiber, LZSH B2ca | CommScope® | Propel |  | Fiber trunk cable assembly
U3GMWMWCM |  | Base Product | Ultra Low Loss (ULL) Singlemode MPO12 (Non-Pinned) Push Pull to MPO12 (Non-Pinned) Push Pull, Fiber Trunk Cable Assembly, 144-Fiber, LZSH B2ca | CommScope® | Propel |  | Fiber trunk cable assembly
U3GMYMYCG |  | Base Product | Ultra Low Loss (ULL) Singlemode MPO12 (Pinned) Push Pull to MPO12 (Pinned) Push Pull, Fiber Trunk Cable Assembly, 36-Fiber, LZSH B2ca | CommScope® | Propel |  | Fiber trunk cable assembly
U3GMYMYCK |  | Base Product | Ultra Low Loss (ULL) Singlemode MPO12 (Pinned) Push Pull to MPO12 (Pinned) Push Pull, Fiber Trunk Cable Assembly, 72-Fiber, LZSH B2ca | CommScope® | Propel |  | Fiber trunk cable assembly
U3GMYMYCM |  | Base Product | Ultra Low Loss (ULL) Singlemode MPO12 (Pinned) Push Pull to MPO12 (Pinned) Push Pull, Fiber Trunk Cable Assembly, 144-Fiber, LZSH B2ca | CommScope® | Propel |  | Fiber trunk cable assembly
U3GMYMYCN |  | Base Product | Ultra Low Loss (ULL) Singlemode MPO12 (Pinned) Push Pull to MPO12 (Pinned) Push Pull, Fiber Trunk Cable Assembly, 192-Fiber, LZSH B2ca | CommScope® | Propel |  | Fiber trunk cable assembly
UGGMWMWCM |  | Base Product | Ultra Low Loss (ULL) Singlemode MPO12 (Non-Pinned) Push Pull to MPO12 (Non-Pinned) Push Pull, Fiber Trunk Cable Assembly, 144-Fiber, Plenum | CommScope® | Propel |  | Fiber trunk cable assembly
UGGMWMWCD |  | Base Product | Ultra Low Loss (ULL) Singlemode MPO12 (Non-Pinned) Push Pull to MPO12 (Non-Pinned) Push Pull, Fiber Trunk Cable Assembly, 12-Fiber, Plenum | CommScope® | Propel |  | Fiber trunk cable assembly
UGGMWMWCG |  | Base Product | Ultra Low Loss (ULL) Singlemode MPO12 (Non-Pinned) Push Pull to MPO12 (Non-Pinned) Push Pull, Fiber Trunk Cable Assembly, 36-Fiber, Plenum | CommScope® | Propel |  | Fiber trunk cable assembly
UGGMWMWCH |  | Base Product | Ultra Low Loss (ULL) Singlemode MPO12 (Non-Pinned) Push Pull to MPO12 (Non-Pinned) Push Pull, Fiber Trunk Cable Assembly, 48-Fiber, Plenum | CommScope® | Propel |  | Fiber trunk cable assembly
UGGMWMWCN |  | Base Product | Ultra Low Loss (ULL) Singlemode MPO12 (Non-Pinned) Push Pull to MPO12 (Non-Pinned) Push Pull, Fiber Trunk Cable Assembly, 192-Fiber, Plenum | CommScope® | Propel |  | Fiber trunk cable assembly
UGGMYMYCL |  | Base Product | Ultra Low Loss (ULL) Singlemode MPO12 (Pinned) Push Pull to MPO12 (Pinned) Push Pull, Fiber Trunk Cable Assembly, 96-Fiber, Plenum | CommScope® | Propel |  | Fiber trunk cable assembly
UGGMYMYCM |  | Base Product | Ultra Low Loss (ULL) Singlemode MPO12 (Pinned) Push Pull to MPO12 (Pinned) Push Pull, Fiber Trunk Cable Assembly, 144-Fiber, Plenum | CommScope® | Propel |  | Fiber trunk cable assembly
UGGMYMYCF |  | Base Product | Ultra Low Loss (ULL) Singlemode MPO12 (Pinned) Push Pull to MPO12 (Pinned) Push Pull, Fiber Trunk Cable Assembly, 24-Fiber, Plenum | CommScope® | Propel |  | Fiber trunk cable assembly
UGGMYMYCK |  | Base Product | Ultra Low Loss (ULL) Singlemode MPO12 (Pinned) Push Pull to MPO12 (Pinned) Push Pull, Fiber Trunk Cable Assembly, 72-Fiber, Plenum | CommScope® | Propel |  | Fiber trunk cable assembly
UGGMYMYCP |  | Base Product | Ultra Low Loss (ULL) Singlemode MPO12 (Pinned) Push Pull to MPO12 (Pinned) Push Pull, Fiber Trunk Cable Assembly, 288-Fiber, Plenum | CommScope® | Propel |  | Fiber trunk cable assembly
UGGMYMYCN |  | Base Product | Ultra Low Loss (ULL) Singlemode MPO12 (Pinned) Push Pull to MPO12 (Pinned) Push Pull, Fiber Trunk Cable Assembly, 192-Fiber, Plenum | CommScope® | Propel |  | Fiber trunk cable assembly
UJGMWMWCF |  | Base Product | Ultra Low Loss (ULL) Singlemode MPO12 (Non-Pinned) Push Pull to MPO12 (Non-Pinned) Push Pull, Fiber Trunk Cable Assembly, 24-Fiber, Dual Rated (OFNR/LSZH) | CommScope® | Propel |  | Fiber trunk cable assembly
UJGMWMWCG |  | Base Product | Ultra Low Loss (ULL) Singlemode MPO12 (Non-Pinned) Push Pull to MPO12 (Non-Pinned) Push Pull, Fiber Trunk Cable Assembly, 36-Fiber, Dual Rated (OFNR/LSZH) | CommScope® | Propel |  | Fiber trunk cable assembly
UJGMWMWCL |  | Base Product | Ultra Low Loss (ULL) Singlemode MPO12 (Non-Pinned) Push Pull to MPO12 (Non-Pinned) Push Pull, Fiber Trunk Cable Assembly, 96-Fiber, Dual Rated (OFNR/LSZH) | CommScope® | Propel |  | Fiber trunk cable assembly
UJGMWMWCP |  | Base Product | Ultra Low Loss (ULL) Singlemode MPO12 (Non-Pinned) Push Pull to MPO12 (Non-Pinned) Push Pull, Fiber Trunk Cable Assembly, 288-Fiber, Dual Rated (OFNR/LSZH) | CommScope® | Propel |  | Fiber trunk cable assembly
UJGMWMWCN |  | Base Product | Ultra Low Loss (ULL) Singlemode MPO12 (Non-Pinned) Push Pull to MPO12 (Non-Pinned) Push Pull, Fiber Trunk Cable Assembly, 192-Fiber, Dual Rated (OFNR/LSZH) | CommScope® | Propel |  | Fiber trunk cable assembly
UJGMYMYCH |  | Base Product | Ultra Low Loss (ULL) Singlemode MPO12 (Pinned) Push Pull to MPO12 (Pinned) Push Pull, Fiber Trunk Cable Assembly, 48-Fiber, Dual Rated (OFNR/LSZH) | CommScope® | Propel |  | Fiber trunk cable assembly
UJGMYMYCK |  | Base Product | Ultra Low Loss (ULL) Singlemode MPO12 (Pinned) Push Pull to MPO12 (Pinned) Push Pull, Fiber Trunk Cable Assembly, 72-Fiber, Dual Rated (OFNR/LSZH) | CommScope® | Propel |  | Fiber trunk cable assembly
UJGMYMYCP |  | Base Product | Ultra Low Loss (ULL) Singlemode MPO12 (Pinned) Push Pull to MPO12 (Pinned) Push Pull, Fiber Trunk Cable Assembly, 288-Fiber, Dual Rated (OFNR/LSZH) | CommScope® | Propel |  | Fiber trunk cable assembly
UJGMYMYCN |  | Base Product | Ultra Low Loss (ULL) Singlemode MPO12 (Pinned) Push Pull to MPO12 (Pinned) Push Pull, Fiber Trunk Cable Assembly, 192-Fiber, Dual Rated (OFNR/LSZH) | CommScope® | Propel |  | Fiber trunk cable assembly
UQGMWMWUD |  | Base Product | Ultra Low Loss (ULL) Singlemode MPO12 (Non-Pinned) Push Pull to MPO12 (Non-Pinned) Push Pull, Fiber Array Cable Assembly, 12-Fiber, Plenum | CommScope® | Propel |  | Fiber array cable assembly
URGMWMWUD |  | Base Product | Ultra Low Loss (ULL) Singlemode MPO12 (Non-Pinned) Push Pull to MPO12 (Non-Pinned) Push Pull, Fiber Array Cable Assembly, 12-Fiber, Dual Rated (OFNR/LSZH) | CommScope® | Propel |  | Fiber array cable assembly
UQGMWLUUD |  | Base Product | Ultra Low Loss (ULL) Singlemode MPO12 (Non-Pinned) Push Pull to LC/UPC Uniboot, Fiber Array Cable Assembly, 12-Fiber, Plenum | CommScope® | Propel |  | Fiber array cable assembly
U4GMWLUCL |  | Base Product | Ultra Low Loss (ULL) Singlemode MPO12 (Non-Pinned) Push Pull to LC/UPC Uniboot Ruggedized fanout Cable, 96-Fiber, LSZH, 12 fiber PmP 2.0 mm /B2ca | CommScope® | Propel |  | Ruggedized fanout
U4GMWLUCP |  | Base Product | Ultra Low Loss (ULL) Singlemode MPO12 (Non-Pinned) Push Pull to LC/UPC Uniboot Ruggedized fanout Cable, 288-Fiber, LSZH, 12 fiber PmP 2.0 mm /B2ca | CommScope® | Propel |  | Ruggedized fanout
U4GMWLUCN |  | Base Product | Ultra Low Loss (ULL) Singlemode MPO12 (Non-Pinned) Push Pull to LC/UPC Uniboot Ruggedized fanout Cable, 192-Fiber, LSZH, 12 fiber PmP 2.0 mm /B2ca | CommScope® | Propel |  | Ruggedized fanout
ULGMWLUCF |  | Base Product | Ultra Low Loss (ULL) Singlemode MPO12 (Non-Pinned) Push Pull to LC/UPC Uniboot Ruggedized fanout Cable, 24-Fiber, Plenum, 12 fiber PmP 2.0 mm | CommScope® | Propel |  | Ruggedized fanout
ULGMWLUCL |  | Base Product | Ultra Low Loss (ULL) Singlemode MPO12 (Non-Pinned) Push Pull to LC/UPC Uniboot Ruggedized fanout Cable, 96-Fiber, Plenum, 12 fiber PmP 2.0 mm | CommScope® | Propel |  | Ruggedized fanout
ULGMWLUCM |  | Base Product | Ultra Low Loss (ULL) Singlemode MPO12 (Non-Pinned) Push Pull to LC/UPC Uniboot Ruggedized fanout Cable, 144-Fiber, Plenum, 12 fiber PmP 2.0 mm | CommScope® | Propel |  | Ruggedized fanout
UNGMWLUCH |  | Base Product | Ultra Low Loss (ULL) Singlemode MPO12 (Non-Pinned) Push Pull to LC/UPC Uniboot Ruggedized fanout Cable, 48-Fiber, Dual Rated (OFNR/LSZH), 12 fiber PmP 2.0 mm | CommScope® | Propel |  | Ruggedized fanout
UNGMWLUCK |  | Base Product | Ultra Low Loss (ULL) Singlemode MPO12 (Non-Pinned) Push Pull to LC/UPC Uniboot Ruggedized fanout Cable, 72-Fiber, Dual Rated (OFNR/LSZH), 12 fiber PmP 2.0 mm | CommScope® | Propel |  | Ruggedized fanout
UNGMWLUCL |  | Base Product | Ultra Low Loss (ULL) Singlemode MPO12 (Non-Pinned) Push Pull to LC/UPC Uniboot Ruggedized fanout Cable, 96-Fiber, Dual Rated (OFNR/LSZH), 12 fiber PmP 2.0 mm | CommScope® | Propel |  | Ruggedized fanout
UNGMWLUCM |  | Base Product | Ultra Low Loss (ULL) Singlemode MPO12 (Non-Pinned) Push Pull to LC/UPC Uniboot Ruggedized fanout Cable, 144-Fiber, Dual Rated (OFNR/LSZH), 12 fiber PmP 2.0 mm | CommScope® | Propel |  | Ruggedized fanout
UNGMWLUCP |  | Base Product | Ultra Low Loss (ULL) Singlemode MPO12 (Non-Pinned) Push Pull to LC/UPC Uniboot Ruggedized fanout Cable, 288-Fiber, Dual Rated (OFNR/LSZH), 12 fiber PmP 2.0 mm | CommScope® | Propel |  | Ruggedized fanout
UQGMWQWHF |  | Base Product | Ultra Low Loss (ULL) Singlemode, 2X3, MPO12 (Non-Pinned) Push Pull to MPO8 (Non-Pinned) Push Pull, 24-Fiber, Conversion Array, Plenum | CommScope® | Propel |  | Fiber array cable assembly
NCA |  | Base Product | NCA Non-hardened fiber drop cable assemblies |  |  | NCA | Fiber drop cable assembly
U3GRWRW3R |  | Base Product | Ultra Low Loss (ULL) Singlemode G.657.A2 MPO16 (Non-Pinned) Push Pull to MPO16 (Non-Pinned) Push Pull, Fiber Trunk Cable Assembly, 16-Fiber, LSZH B2ca | CommScope® | Propel |  | Fiber trunk cable assembly
U3GRWRW3S |  | Base Product | Ultra Low Loss (ULL) Singlemode G.657.A2 MPO16 (Non-Pinned) Push Pull to MPO16 (Non-Pinned) Push Pull, Fiber Trunk Cable Assembly, 32-Fiber, LSZH B2ca | CommScope® | Propel |  | Fiber trunk cable assembly
U3GRWRW3H |  | Base Product | Ultra Low Loss (ULL) Singlemode G.657.A2 MPO16 (Non-Pinned) Push Pull to MPO16 (Non-Pinned) Push Pull, Fiber Trunk Cable Assembly, 48-Fiber, LSZH B2ca | CommScope® | Propel |  | Fiber trunk cable assembly
U3GRWRW3M |  | Base Product | Ultra Low Loss (ULL) Singlemode G.657.A2 MPO16 (Non-Pinned) Push Pull to MPO16 (Non-Pinned) Push Pull, Fiber Trunk Cable Assembly, 144-Fiber, LSZH B2ca | CommScope® | Propel |  | Fiber trunk cable assembly
U3GRWRW3N |  | Base Product | Ultra Low Loss (ULL) Singlemode G.657.A2 MPO16 (Non-Pinned) Push Pull to MPO16 (Non-Pinned) Push Pull, Fiber Trunk Cable Assembly, 192-Fiber, LSZH B2ca | CommScope® | Propel |  | Fiber trunk cable assembly
U3GRWRW3P |  | Base Product | Ultra Low Loss (ULL) Singlemode G.657.A2 MPO16 (Non-Pinned) Push Pull to MPO16 (Non-Pinned) Push Pull, Fiber Trunk Cable Assembly, 288-Fiber, LSZH B2ca | CommScope® | Propel |  | Fiber trunk cable assembly
U3GRWRW3W |  | Base Product | Ultra Low Loss (ULL) Singlemode G.657.A2 MPO16 (Non-Pinned) Push Pull to MPO16 (Non-Pinned) Push Pull, Fiber Trunk Cable Assembly, 576-Fiber, LSZH B2ca | CommScope® | Propel |  | Fiber trunk cable assembly
U3GRYRY3R |  | Base Product | Ultra Low Loss (ULL) Singlemode G.657.A2 MPO16 (Pinned) Push Pull to MPO16 (Pinned) Push Pull, Fiber Trunk Cable Assembly, 16-Fiber, LSZH B2ca | CommScope® | Propel |  | Fiber trunk cable assembly
U3GRYRY3S |  | Base Product | Ultra Low Loss (ULL) Singlemode G.657.A2 MPO16 (Pinned) Push Pull to MPO16 (Pinned) Push Pull, Fiber Trunk Cable Assembly, 32-Fiber, LSZH B2ca | CommScope® | Propel |  | Fiber trunk cable assembly
U3GRYRY3U |  | Base Product | Ultra Low Loss (ULL) Singlemode G.657.A2 MPO16 (Pinned) Push Pull to MPO16 (Pinned) Push Pull, Fiber Trunk Cable Assembly, 64-Fiber, LSZH B2ca | CommScope® | Propel |  | Fiber trunk cable assembly
U3GRYRY3L |  | Base Product | Ultra Low Loss (ULL) Singlemode G.657.A2 MPO16 (Pinned) Push Pull to MPO16 (Pinned) Push Pull, Fiber Trunk Cable Assembly, 96-Fiber, LSZH B2ca | CommScope® | Propel |  | Fiber trunk cable assembly
U3GRYRY3N |  | Base Product | Ultra Low Loss (ULL) Singlemode G.657.A2 MPO16 (Pinned) Push Pull to MPO16 (Pinned) Push Pull, Fiber Trunk Cable Assembly, 192-Fiber, LSZH B2ca | CommScope® | Propel |  | Fiber trunk cable assembly
U3GRYRY3W |  | Base Product | Ultra Low Loss (ULL) Singlemode G.657.A2 MPO16 (Pinned) Push Pull to MPO16 (Pinned) Push Pull, Fiber Trunk Cable Assembly, 576-Fiber, LSZH B2ca | CommScope® | Propel |  | Fiber trunk cable assembly
U3GRWRY3U |  | Base Product | Ultra Low Loss (ULL) Singlemode G.657.A2 MPO16 (Non-Pinned) Push Pull to MPO16 (Pinned) Push Pull, Fiber Trunk Cable Assembly, 64-Fiber, LSZH B2ca | CommScope® | Propel |  | Fiber trunk cable assembly
U3GRWRY3L |  | Base Product | Ultra Low Loss (ULL) Singlemode G.657.A2 MPO16 (Non-Pinned) Push Pull to MPO16 (Pinned) Push Pull, Fiber Trunk Cable Assembly, 96-Fiber, LSZH B2ca | CommScope® | Propel |  | Fiber trunk cable assembly
U3GRWRY3Q |  | Base Product | Ultra Low Loss (ULL) Singlemode G.657.A2 MPO16 (Non-Pinned) Push Pull to MPO16 (Pinned) Push Pull, Fiber Trunk Cable Assembly, 128-Fiber, LSZH B2ca | CommScope® | Propel |  | Fiber trunk cable assembly
U3GRWRY3M |  | Base Product | Ultra Low Loss (ULL) Singlemode G.657.A2 MPO16 (Non-Pinned) Push Pull to MPO16 (Pinned) Push Pull, Fiber Trunk Cable Assembly, 144-Fiber, LSZH B2ca | CommScope® | Propel |  | Fiber trunk cable assembly
U3GRWRY3W |  | Base Product | Ultra Low Loss (ULL) Singlemode G.657.A2 MPO16 (Non-Pinned) Push Pull to MPO16 (Pinned) Push Pull, Fiber Trunk Cable Assembly, 576-Fiber, LSZH B2ca | CommScope® | Propel |  | Fiber trunk cable assembly
U3GRWUC3S |  | Base Product | Ultra Low Loss (ULL) Singlemode G.657.A2 MPO16 (Non-Pinned) Push Pull to Unconnectorized, Fiber Trunk Cable Assembly, 32-Fiber, LSZH B2ca | CommScope® | Propel |  | Fiber trunk cable assembly
U3GRWUC3U |  | Base Product | Ultra Low Loss (ULL) Singlemode G.657.A2 MPO16 (Non-Pinned) Push Pull to Unconnectorized, Fiber Trunk Cable Assembly, 64-Fiber, LSZH B2ca | CommScope® | Propel |  | Fiber trunk cable assembly
U3GRWUC3L |  | Base Product | Ultra Low Loss (ULL) Singlemode G.657.A2 MPO16 (Non-Pinned) Push Pull to Unconnectorized, Fiber Trunk Cable Assembly, 96-Fiber, LSZH B2ca | CommScope® | Propel |  | Fiber trunk cable assembly
U3GRWUC3Q |  | Base Product | Ultra Low Loss (ULL) Singlemode G.657.A2 MPO16 (Non-Pinned) Push Pull to Unconnectorized, Fiber Trunk Cable Assembly, 128-Fiber, LSZH B2ca | CommScope® | Propel |  | Fiber trunk cable assembly
U3GRWUC3M |  | Base Product | Ultra Low Loss (ULL) Singlemode G.657.A2 MPO16 (Non-Pinned) Push Pull to Unconnectorized, Fiber Trunk Cable Assembly, 144-Fiber, LSZH B2ca | CommScope® | Propel |  | Fiber trunk cable assembly
MIFC-9/02C050-NGF |  | Variant | Fiber Optic Intra Facility Cable, Multimode, OM2, SC/UPC to Stub, orange, 50 m |  |  | IFC | Fiber distribution cable assembly |  | Discontinued
MIFC-9/02C230-NGF |  | Variant | Fiber Optic Intra Facility Cable, Multimode, OM2, SC/UPC to Stub, 230 m |  |  | IFC | Fiber distribution cable assembly |  | Discontinued
UGXQVQVTS |  | Base Product | Ultra Low Loss ULL (ULL) OM4 MPO8 Multimode APC (Non-Pinned) to MPO8 APC (Non-Pinned), Fiber Trunk Cable, 32-Fiber, Plenum | CommScope® | Propel |  | Fiber trunk cable assembly
UGXQVQVTU |  | Base Product | Ultra Low Loss ULL (ULL) OM4 MPO8 Multimode APC (Non-Pinned) to MPO8 APC (Non-Pinned), Fiber Trunk Cable, 64-Fiber, Plenum | CommScope® | Propel |  | Fiber trunk cable assembly
UGXQVQVTK |  | Base Product | Ultra Low Loss ULL (ULL) OM4 MPO8 Multimode APC (Non-Pinned) to MPO8 APC (Non-Pinned), Fiber Trunk Cable, 72-Fiber, Plenum | CommScope® | Propel |  | Fiber trunk cable assembly
UGXQVQVTL |  | Base Product | Ultra Low Loss ULL (ULL) OM4 MPO8 Multimode APC (Non-Pinned) to MPO8 APC (Non-Pinned), Fiber Trunk Cable, 96-Fiber, Plenum | CommScope® | Propel |  | Fiber trunk cable assembly
UGXQVQVTM |  | Base Product | Ultra Low Loss ULL (ULL) OM4 MPO8 Multimode APC (Non-Pinned) to MPO8 APC (Non-Pinned), Fiber Trunk Cable, 144-Fiber, Plenum | CommScope® | Propel |  | Fiber trunk cable assembly
U3XMVMVCN |  | Base Product | Ultra Low Loss ULL (ULL) OM4 MPO12 Multimode APC (Non-Pinned) to MPO12 APC (Non-Pinned), Fiber Trunk Cable, 192-Fiber, LSZH B2ca | CommScope® | Propel |  | Fiber trunk cable assembly
UJXMVMVCP |  | Base Product | Ultra Low Loss ULL (ULL) OM4 MPO12 Multimode APC (Non-Pinned) to MPO12 APC (Non-Pinned), Fiber Trunk Cable, 288-Fiber, Dual Rated (OFNR/LSZH) | CommScope® | Propel |  | Fiber trunk cable assembly
U3XMVMVCF |  | Base Product | Ultra Low Loss ULL (ULL) OM4 MPO12 Multimode APC (Non-Pinned) to MPO12 APC (Non-Pinned), Fiber Trunk Cable, 24-Fiber, LSZH B2ca | CommScope® | Propel |  | Fiber trunk cable assembly
U3XMVMVCG |  | Base Product | Ultra Low Loss ULL (ULL) OM4 MPO12 Multimode APC (Non-Pinned) to MPO12 APC (Non-Pinned), Fiber Trunk Cable, 36-Fiber, LSZH B2ca | CommScope® | Propel |  | Fiber trunk cable assembly
U3XMVMVCK |  | Base Product | Ultra Low Loss ULL (ULL) OM4 MPO12 Multimode APC (Non-Pinned) to MPO12 APC (Non-Pinned), Fiber Trunk Cable, 72-Fiber, LSZH B2ca | CommScope® | Propel |  | Fiber trunk cable assembly
U3XMVMVCL |  | Base Product | Ultra Low Loss ULL (ULL) OM4 MPO12 Multimode APC (Non-Pinned) to MPO12 APC (Non-Pinned), Fiber Trunk Cable, 96-Fiber, LSZH B2ca | CommScope® | Propel |  | Fiber trunk cable assembly
U3XMVMVCM |  | Base Product | Ultra Low Loss ULL (ULL) OM4 MPO12 Multimode APC (Non-Pinned) to MPO12 APC (Non-Pinned), Fiber Trunk Cable, 144-Fiber, LSZH B2ca | CommScope® | Propel |  | Fiber trunk cable assembly
UGXMVMVCN |  | Base Product | Ultra Low Loss ULL (ULL) OM4 MPO12 Multimode APC (Non-Pinned) to MPO12 APC (Non-Pinned), Fiber Trunk Cable, 192-Fiber, Plenum | CommScope® | Propel |  | Fiber trunk cable assembly
UGXMVMVCP |  | Base Product | Ultra Low Loss ULL (ULL) OM4 MPO12 Multimode APC (Non-Pinned) to MPO12 APC (Non-Pinned), Fiber Trunk Cable, 288-Fiber, Plenum | CommScope® | Propel |  | Fiber trunk cable assembly
U3XQVQVTF |  | Base Product | Ultra Low Loss ULL (ULL) OM4 MPO8 Multimode APC (Non-Pinned) to MPO8 APC (Non-Pinned), Fiber Trunk Cable, 24-Fiber, LSZH B2ca | CommScope® | Propel |  | Fiber trunk cable assembly
U3XQVQVTS |  | Base Product | Ultra Low Loss ULL (ULL) OM4 MPO8 Multimode APC (Non-Pinned) to MPO8 APC (Non-Pinned), Fiber Trunk Cable, 32-Fiber, LSZH B2ca | CommScope® | Propel |  | Fiber trunk cable assembly
U3XQVQVTU |  | Base Product | Ultra Low Loss ULL (ULL) OM4 MPO8 Multimode APC (Non-Pinned) to MPO8 APC (Non-Pinned), Fiber Trunk Cable, 64-Fiber, LSZH B2ca | CommScope® | Propel |  | Fiber trunk cable assembly
U3XQVQVTM |  | Base Product | Ultra Low Loss ULL (ULL) OM4 MPO8 Multimode APC (Non-Pinned) to MPO8 APC (Non-Pinned), Fiber Trunk Cable, 144-Fiber, LSZH B2ca | CommScope® | Propel |  | Fiber trunk cable assembly
ULGLCUCCP |  | Base Product | Ultra Low Loss ULL TeraSPEED® LC/UPC to Unconnectorized Ruggedized fanout Cable, 288-Fiber, Plenum | CommScope® | SYSTIMAX ULL |  | Ruggedized fanout
UQGRWUC3R |  | Base Product | Ultra Low Loss (ULL) Singlemode G.657.A2 MPO16 (Non-Pinned) Push Pull to Unconnectorized, Fiber Array Cable Assembly, 16-Fiber, Plenum | CommScope® | Propel |  | Fiber array cable assembly
UQGRYUC3R |  | Base Product | Ultra Low Loss (ULL) Singlemode G.657.A2 MPO16 (Pinned) Push Pull to Unconnectorized, Fiber Array Cable Assembly, 16-Fiber, Plenum | CommScope® | Propel |  | Fiber array cable assembly
URGRWRW3R |  | Base Product | Ultra Low Loss (ULL) Singlemode G.657.A2 MPO16 (Non-Pinned) Push Pull to MPO16 (Non-Pinned) Push Pull, Fiber Array Cable Assembly, 16-Fiber, Dual Rated (OFNR/LSZH) | CommScope® | Propel |  | Fiber array cable assembly
URGRWRY3R |  | Base Product | Ultra Low Loss (ULL) Singlemode G.657.A2 MPO16 (Non-Pinned) Push Pull to MPO16 (Pinned) Push Pull, Fiber Array Cable Assembly, 16-Fiber, Dual Rated (OFNR/LSZH) | CommScope® | Propel |  | Fiber array cable assembly
AQGRWRW3R |  | Base Product | Ultra Low Loss (ULL) Singlemode G.657.A2 MPO16 (Non-Pinned) Push Pull to MPO16 (Non-Pinned) Push Pull, Fiber Array Cable Assembly, 16-Fiber, Plenum, Method A | CommScope® | Propel |  | Fiber array cable assembly
AQGRYUC3R |  | Base Product | Ultra Low Loss (ULL) Singlemode G.657.A2 MPO16 (Pinned) Push Pull to Unconnectorized, Fiber Array Cable Assembly, 16-Fiber, Plenum, Method A | CommScope® | Propel |  | Fiber array cable assembly
ARGRWRW3R |  | Base Product | Ultra Low Loss (ULL) Singlemode G.657.A2 MPO16 (Non-Pinned) Push Pull to MPO16 (Non-Pinned) Push Pull, Fiber Array Cable Assembly, 16-Fiber, Dual Rated (OFNR/LSZH), Method A | CommScope® | Propel |  | Fiber array cable assembly
ARGRYRY3R |  | Base Product | Ultra Low Loss (ULL) Singlemode G.657.A2 MPO16 (Pinned) Push Pull to MPO16 (Pinned) Push Pull, Fiber Array Cable Assembly, 16-Fiber, Dual Rated (OFNR/LSZH), Method A | CommScope® | Propel |  | Fiber array cable assembly
ARGRWRY3R |  | Base Product | Ultra Low Loss (ULL) Singlemode G.657.A2 MPO16 (Non-Pinned) Push Pull to MPO16 (Pinned) Push Pull, Fiber Array Cable Assembly, 16-Fiber, Dual Rated (OFNR/LSZH), Method A | CommScope® | Propel |  | Fiber array cable assembly
ARGRWUC3R |  | Base Product | Ultra Low Loss (ULL) Singlemode G.657.A2 MPO16 (Non-Pinned) Push Pull to Unconnectorized, Fiber Array Cable Assembly, 16-Fiber, Dual Rated (OFNR/LSZH), Method A | CommScope® | Propel |  | Fiber array cable assembly
UQGRWLU7R |  | Base Product | Ultra Low Loss (ULL) Singlemode G.657.A2 MPO16 (Non-Pinned) Push Pull to LC Uniboot, Fiber Array Cable Assembly, 16-Fiber, Plenum | CommScope® | Propel |  | Fiber array cable assembly
URGRWLU7R |  | Base Product | Ultra Low Loss (ULL) Singlemode G.657.A2 MPO16 (Non-Pinned) Push Pull to LC Uniboot, Fiber Array Cable Assembly, 16-Fiber, Dual Rated (OFNR/LSZH) | CommScope® | Propel |  | Fiber array cable assembly
URGRYLU7R |  | Base Product | Ultra Low Loss (ULL) Singlemode G.657.A2 MPO16 (Pinned) Push Pull to LC Uniboot, Fiber Array Cable Assembly, 16-Fiber, Dual Rated (OFNR/LSZH) | CommScope® | Propel |  | Fiber array cable assembly
ARGRWLU7R |  | Base Product | Ultra Low Loss (ULL) Singlemode, MPO16 (Non-Pinned) Push Pull to LC Uniboot, Fiber Array Cable Assembly, 16-Fiber, Dual Rated (OFNR/LSZH), Method A | CommScope® | Propel |  | Fiber array cable assembly
AQGRWLU7R |  | Base Product | Ultra Low Loss (ULL) Singlemode, MPO16 (Non-Pinned) Push Pull to LC Uniboot, Fiber Array Cable Assembly, 16-Fiber, Plenum, Method A | CommScope® | Propel |  | Fiber array cable assembly
FPM-0M/0-M003M |  | Variant | Fiber Optic Pigtail, OS2, LC/APC-stub, 12F soft wall 900 μm buffered fiber, 3 m, yellow, 12" breakout |  |  | FPM | Fiber pigtail ¦ multi-fiber
FPM-0K/0-M003M |  | Variant | Fiber Optic Pigtail, Multi-fiber, Singlemode, 12 fibers, LC/UPC to Stub, yellow, 3 m |  |  | FPM | Fiber pigtail ¦ multi-fiber
FPM-07/K-AN030M |  | Variant | Fiber Optic Patch Cord, Multi-fiber, Singlemode, 4 fibers, SC/UPC to LC/UPC, yellow, 30 m |  |  | FPM | Fiber distribution cable assembly
FPM-07/7-AN030M |  | Variant | Fiber Optic Patch Cord, Multi-fiber, Singlemode, 4 fibers, SC/UPC to SC/UPC, yellow, 30 m |  |  | FPM | Fiber distribution cable assembly
FPM-0E/0-M005F |  | Variant | Fiber Optic Pigtail, Multi-fiber, Singlemode, 12 fibers, SC/UPC to stub, yellow, 5 ft |  |  | FPM | Fiber pigtail ¦ multi-fiber
FPM-0E/0-P030M |  | Variant | Fiber Optic Pigtail, Multi-fiber, Singlemode, 6 fibers, SC/APC to Stub, yellow, 30 m |  |  | FPM | Fiber pigtail ¦ multi-fiber
UHVQZUCTS |  | Base Product | Ultra Low Loss (ULL) OM5 MPO8 APC (pinned) to Unconnectorized Fiber Trunk Cable Assembly, 32-Fiber, Armored Indoor Plenum | CommScope® | Propel ¦ SYSTIMAX ULL |  | Fiber trunk cable assembly
UKGMXUCCM |  | Base Product | Singlemode MPO12 APC (pinned) to Unconnectorized Fiber Trunk Cable Assembly, 144-Fiber,Armored Indoor Dual Rated (OFNR/LSZH) | CommScope® | Propel ¦ SYSTIMAX ULL |  | Fiber trunk cable assembly
UKXQZQZT8 |  | Base Product | Ultra Low Loss (ULL) OM4 MPO8 APC (pinned) to MPO8 APC (pinned) Fiber Trunk Cable Assembly, 8-Fiber, Armored Indoor Dual Rated (OFNR/LSZH) | CommScope® | Propel ¦ SYSTIMAX ULL |  | Fiber trunk cable assembly
UKGQXUCTU |  | Base Product | Singlemode MPO8 APC (pinned) to Unconnectorized Fiber Trunk Cable Assembly, 64-Fiber, Armored Indoor Dual Rated (OFNR/LSZH) | CommScope® | Propel ¦ SYSTIMAX ULL |  | Fiber trunk cable assembly
UKVQXUCTH |  | Base Product | Ultra Low Loss (ULL) OM5 MPO8 UPC (pinned) to Unconnectorized Fiber Trunk Cable Assembly, 48-Fiber, Armored Indoor Dual Rated (OFNR/LSZH) | CommScope® | Propel ¦ SYSTIMAX ULL |  | Fiber trunk cable assembly
UKGMXUCCN |  | Base Product | Singlemode MPO12 APC (pinned) to Unconnectorized Fiber Trunk Cable Assembly, 192-Fiber, Armored Indoor Dual Rated (OFNR/LSZH) | CommScope® | Propel ¦ SYSTIMAX ULL |  | Fiber trunk cable assembly
UHVQXQXTF |  | Base Product | Ultra Low Loss (ULL) OM5 MPO8 UPC (pinned) to MPO8 UPC (pinned) Fiber Trunk Cable Assembly, 24-Fiber, Armored Indoor Plenum | CommScope® | Propel ¦ SYSTIMAX ULL |  | Fiber trunk cable assembly
UHGQXQXTH |  | Base Product | Singlemode MPO8 APC (pinned) to MPO8 APC (pinned) Fiber Trunk Cable Assembly, 48-Fiber, Armored Indoor Plenum | CommScope® | Propel ¦ SYSTIMAX ULL |  | Fiber trunk cable assembly
UHGRZRZ8S |  | Base Product | Singlemode MPO16 APC (pinned) to MPO16 APC (pinned), Fiber Trunk Cable Assembly, 32-Fiber, Armored Indoor Plenum | CommScope® | Propel ¦ SYSTIMAX ULL |  | Fiber trunk cable assembly
UKGRZRZ8H |  | Base Product | Singlemode MPO16 APC (pinned) to MPO16 APC (pinned), Fiber Trunk Cable Assembly, 48-Fiber, Armored Indoor Dual Rated (OFNR/LSZH) | CommScope® | Propel ¦ SYSTIMAX ULL |  | Fiber trunk cable assembly
UHVQXQXTH |  | Base Product | Ultra Low Loss (ULL) OM5 MPO8 UPC (pinned) to MPO8 UPC (pinned) Fiber Trunk Cable Assembly, 48-Fiber, Armored Indoor Plenum | CommScope® | Propel ¦ SYSTIMAX ULL |  | Fiber trunk cable assembly
UHXQZQZTN |  | Base Product | Ultra Low Loss (ULL) OM4 MPO8 APC (pinned) to MPO8 APC (pinned) Fiber Trunk Cable Assembly, 192-Fiber, Armored Indoor Plenum | CommScope® | Propel ¦ SYSTIMAX ULL |  | Fiber trunk cable assembly
UHGRZRZ8U |  | Base Product | Singlemode MPO16 APC (pinned) to MPO16 APC (pinned), Fiber Trunk Cable Assembly, 64-Fiber, Armored Indoor Plenum | CommScope® | Propel ¦ SYSTIMAX ULL |  | Fiber trunk cable assembly
UHVRZRZ8H |  | Base Product | Ultra Low Loss (ULL) OM5 MPO16 APC (pinned) to MPO16 APC (pinned), Fiber Trunk Cable Assembly, 48-Fiber, Armored Indoor Plenum | CommScope® | Propel ¦ SYSTIMAX ULL |  | Fiber trunk cable assembly
UHVQXQXTL |  | Base Product | Ultra Low Loss (ULL) OM5 MPO8 UPC (pinned) to MPO8 UPC (pinned) Fiber Trunk Cable Assembly, 96-Fiber, Armored Indoor Plenum | CommScope® | Propel ¦ SYSTIMAX ULL |  | Fiber trunk cable assembly
UHGQXQXTM |  | Base Product | Singlemode MPO8 APC (pinned) to MPO8 APC (pinned) Fiber Trunk Cable Assembly, 144-Fiber, Armored Indoor Plenum | CommScope® | Propel ¦ SYSTIMAX ULL |  | Fiber trunk cable assembly
UKGRZRZ8M |  | Base Product | Singlemode MPO16 APC (pinned) to MPO16 APC (pinned), Fiber Trunk Cable Assembly, 144-Fiber, Armored Indoor Dual Rated (OFNR/LSZH) | CommScope® | Propel ¦ SYSTIMAX ULL |  | Fiber trunk cable assembly
UHVRZRZ8M |  | Base Product | Ultra Low Loss (ULL) OM5 MPO16 APC (pinned) to MPO16 APC (pinned), Fiber Trunk Cable Assembly, 144-Fiber, Armored Indoor Plenum | CommScope® | Propel ¦ SYSTIMAX ULL |  | Fiber trunk cable assembly
UHXQZQZTS |  | Base Product | Ultra Low Loss (ULL) OM4 MPO8 APC (pinned) to MPO8 APC (pinned) Fiber Trunk Cable Assembly, 32-Fiber, Armored Indoor Plenum | CommScope® | Propel ¦ SYSTIMAX ULL |  | Fiber trunk cable assembly
UKXQZQZTK |  | Base Product | Ultra Low Loss (ULL) OM4 MPO8 APC (pinned) to MPO8 APC (pinned) Fiber Trunk Cable Assembly, 72-Fiber, Armored Indoor Dual Rated (OFNR/LSZH) | CommScope® | Propel ¦ SYSTIMAX ULL |  | Fiber trunk cable assembly
UHVQXQXTM |  | Base Product | Ultra Low Loss (ULL) OM5 MPO8 UPC (pinned) to MPO8 UPC (pinned) Fiber Trunk Cable Assembly, 144-Fiber, Armored Indoor Plenum | CommScope® | Propel ¦ SYSTIMAX ULL |  | Fiber trunk cable assembly
UKGRZRZ8N |  | Base Product | Singlemode MPO16 APC (pinned) to MPO16 APC (pinned), Fiber Trunk Cable Assembly, 192-Fiber, Armored Indoor Dual Rated (OFNR/LSZH) | CommScope® | Propel ¦ SYSTIMAX ULL |  | Fiber trunk cable assembly
UHGRZUC8M |  | Base Product | Singlemode MPO16 APC (pinned) to Unconnectorized, Fiber Trunk Cable Assembly, 144-Fiber, Armored Indoor Plenum | CommScope® | Propel ¦ SYSTIMAX ULL |  | Fiber trunk cable assembly
UHVRZRZ8N |  | Base Product | Ultra Low Loss (ULL) OM5 MPO16 APC (pinned) to MPO16 APC (pinned), Fiber Trunk Cable Assembly, 192-Fiber, Armored Indoor Plenum | CommScope® | Propel ¦ SYSTIMAX ULL |  | Fiber trunk cable assembly
UHXQZQZTU |  | Base Product | Ultra Low Loss (ULL) OM4 MPO8 APC (pinned) to MPO8 APC (pinned) Fiber Trunk Cable Assembly, 64-Fiber, Armored Indoor Plenum | CommScope® | Propel ¦ SYSTIMAX ULL |  | Fiber trunk cable assembly
UHGQXQXTN |  | Base Product | Singlemode MPO8 APC (pinned) to MPO8 APC (pinned) Fiber Trunk Cable Assembly, 192-Fiber, Armored Indoor Plenum | CommScope® | Propel ¦ SYSTIMAX ULL |  | Fiber trunk cable assembly
UKXQZQZTL |  | Base Product | Ultra Low Loss (ULL) OM4 MPO8 APC (pinned) to MPO8 APC (pinned) Fiber Trunk Cable Assembly, 96-Fiber, Armored Indoor Dual Rated (OFNR/LSZH) | CommScope® | Propel ¦ SYSTIMAX ULL |  | Fiber trunk cable assembly
UHVRZRZ8Q |  | Base Product | Ultra Low Loss (ULL) OM5 MPO16 APC (pinned) to MPO16 APC (pinned), Fiber Trunk Cable Assembly, 128-Fiber, Armored Indoor Plenum | CommScope® | Propel ¦ SYSTIMAX ULL |  | Fiber trunk cable assembly
UHGQXQXTR |  | Base Product | Singlemode MPO8 APC (pinned) to MPO8 APC (pinned) Fiber Trunk Cable Assembly, 16-Fiber, Armored Indoor Plenum | CommScope® | Propel ¦ SYSTIMAX ULL |  | Fiber trunk cable assembly
UHGRZUC8N |  | Base Product | Singlemode MPO16 APC (pinned) to Unconnectorized, Fiber Trunk Cable Assembly, 192-Fiber, Armored Indoor Plenum | CommScope® | Propel ¦ SYSTIMAX ULL |  | Fiber trunk cable assembly
UKVQXUCTS |  | Base Product | Ultra Low Loss (ULL) OM5 MPO8 UPC (pinned) to Unconnectorized Fiber Trunk Cable Assembly, 32-Fiber, Armored Indoor Dual Rated (OFNR/LSZH) | CommScope® | Propel ¦ SYSTIMAX ULL |  | Fiber trunk cable assembly
UHVRZRZ8R |  | Base Product | Ultra Low Loss (ULL) OM5 MPO16 APC (pinned) to MPO16 APC (pinned), Fiber Trunk Cable Assembly, 16-Fiber, Armored Indoor Plenum | CommScope® | Propel ¦ SYSTIMAX ULL |  | Fiber trunk cable assembly
UKGRZRZ8R |  | Base Product | Singlemode MPO16 APC (pinned) to MPO16 APC (pinned), Fiber Trunk Cable Assembly, 16-Fiber, Armored Indoor Dual Rated (OFNR/LSZH) | CommScope® | Propel ¦ SYSTIMAX ULL |  | Fiber trunk cable assembly
UKXQZQZTN |  | Base Product | Ultra Low Loss (ULL) OM4 MPO8 APC (pinned) to MPO8 APC (pinned) Fiber Trunk Cable Assembly, 192-Fiber, Armored Indoor Dual Rated (OFNR/LSZH) | CommScope® | Propel ¦ SYSTIMAX ULL |  | Fiber trunk cable assembly
UKGQXQXTH |  | Base Product | Singlemode MPO8 APC (pinned) to MPO8 APC (pinned) Fiber Trunk Cable Assembly, 48-Fiber, Armored Indoor Dual Rated (OFNR/LSZH) | CommScope® | Propel ¦ SYSTIMAX ULL |  | Fiber trunk cable assembly
UKGRZRZ8S |  | Base Product | Singlemode MPO16 APC (pinned) to MPO16 APC (pinned), Fiber Trunk Cable Assembly, 32-Fiber, Armored Indoor Dual Rated (OFNR/LSZH) | CommScope® | Propel ¦ SYSTIMAX ULL |  | Fiber trunk cable assembly
UKVQXUCTU |  | Base Product | Ultra Low Loss (ULL) OM5 MPO8 UPC (pinned) to Unconnectorized Fiber Trunk Cable Assembly, 64-Fiber, Armored Indoor Dual Rated (OFNR/LSZH) | CommScope® | Propel ¦ SYSTIMAX ULL |  | Fiber trunk cable assembly
UKVRZRZ8U |  | Base Product | Ultra Low Loss (ULL) OM5 MPO16 APC (pinned) to MPO16 APC (pinned), Fiber Trunk Cable Assembly, 64-Fiber, Armored Indoor Dual Rated (OFNR/LSZH) | CommScope® | Propel ¦ SYSTIMAX ULL |  | Fiber trunk cable assembly
UHGRZUC8R |  | Base Product | Singlemode MPO16 APC (pinned) to Unconnectorized, Fiber Trunk Cable Assembly, 16-Fiber, Armored Indoor Plenum | CommScope® | Propel ¦ SYSTIMAX ULL |  | Fiber trunk cable assembly
UKVQZQZT8 |  | Base Product | Ultra Low Loss (ULL) OM5 MPO8 APC (pinned) to MPO8 APC (pinned) Fiber Trunk Cable Assembly, 8-Fiber, Armored Indoor Dual Rated (OFNR/LSZH) | CommScope® | Propel ¦ SYSTIMAX ULL |  | Fiber trunk cable assembly
UKGRZRZ8U |  | Base Product | Singlemode MPO16 APC (pinned) to MPO16 APC (pinned), Fiber Trunk Cable Assembly, 64-Fiber, Armored Indoor Dual Rated (OFNR/LSZH) | CommScope® | Propel ¦ SYSTIMAX ULL |  | Fiber trunk cable assembly
UKXQXQXTL |  | Base Product | Ultra Low Loss (ULL) OM4 MPO8 UPC (pinned) to MPO8 UPC (pinned) Fiber Trunk Cable Assembly, 96-Fiber, Armored Indoor Dual Rated (OFNR/LSZH) | CommScope® | Propel ¦ SYSTIMAX ULL |  | Fiber trunk cable assembly
UHVRZRZ8U |  | Base Product | Ultra Low Loss (ULL) OM5 MPO16 APC (pinned) to MPO16 APC (pinned), Fiber Trunk Cable Assembly, 64-Fiber, Armored Indoor Plenum | CommScope® | Propel ¦ SYSTIMAX ULL |  | Fiber trunk cable assembly
UKGQXQXTK |  | Base Product | Singlemode MPO8 APC (pinned) to MPO8 APC (pinned) Fiber Trunk Cable Assembly, 72-Fiber, Armored Indoor Dual Rated (OFNR/LSZH) | CommScope® | Propel ¦ SYSTIMAX ULL |  | Fiber trunk cable assembly
UHVQXQXTU |  | Base Product | Ultra Low Loss (ULL) OM5 MPO8 UPC (pinned) to MPO8 UPC (pinned) Fiber Trunk Cable Assembly, 64-Fiber, Armored Indoor Plenum | CommScope® | Propel ¦ SYSTIMAX ULL |  | Fiber trunk cable assembly
UHXQZUCTK |  | Base Product | Ultra Low Loss (ULL) OM4 MPO8 APC (pinned) to Unconnectorized Fiber Trunk Cable Assembly, 72-Fiber, Armored Indoor Plenum | CommScope® | Propel ¦ SYSTIMAX ULL |  | Fiber trunk cable assembly
UHXQXQXTH |  | Base Product | Ultra Low Loss (ULL) OM4 MPO8 UPC (pinned) to MPO8 UPC (pinned) Fiber Trunk Cable Assembly, 48-Fiber, Armored Indoor Plenum | CommScope® | Propel ¦ SYSTIMAX ULL |  | Fiber trunk cable assembly
UHGRZUC8S |  | Base Product | Singlemode MPO16 APC (pinned) to Unconnectorized, Fiber Trunk Cable Assembly, 32-Fiber, Armored Indoor Plenum | CommScope® | Propel ¦ SYSTIMAX ULL |  | Fiber trunk cable assembly
UKVRZUC8L |  | Base Product | Ultra Low Loss (ULL) OM5 MPO16 APC (pinned) to Unconnectorized, Fiber Trunk Cable Assembly, 96-Fiber, Armored Indoor Dual Rated (OFNR/LSZH) | CommScope® | Propel ¦ SYSTIMAX ULL |  | Fiber trunk cable assembly
UKVQZQZTH |  | Base Product | Ultra Low Loss (ULL) OM5 MPO8 APC (pinned) to MPO8 APC (pinned) Fiber Trunk Cable Assembly, 48-Fiber, Armored Indoor Dual Rated (OFNR/LSZH) | CommScope® | Propel ¦ SYSTIMAX ULL |  | Fiber trunk cable assembly
UKGQXQXTM |  | Base Product | Singlemode MPO8 APC (pinned) to MPO8 APC (pinned) Fiber Trunk Cable Assembly, 144-Fiber, Armored Indoor Dual Rated (OFNR/LSZH) | CommScope® | Propel ¦ SYSTIMAX ULL |  | Fiber trunk cable assembly
UHXQZUCTM |  | Base Product | Ultra Low Loss (ULL) OM4 MPO8 APC (pinned) to Unconnectorized Fiber Trunk Cable Assembly, 144-Fiber, Armored Indoor Plenum | CommScope® | Propel ¦ SYSTIMAX ULL |  | Fiber trunk cable assembly
UKXQZUCT8 |  | Base Product | Ultra Low Loss (ULL) OM4 MPO8 APC (pinned) to Unconnectorized Fiber Trunk Cable Assembly, 8-Fiber, Armored Indoor Dual Rated (OFNR/LSZH) | CommScope® | Propel ¦ SYSTIMAX ULL |  | Fiber trunk cable assembly
UHXQXQXTL |  | Base Product | Ultra Low Loss (ULL) OM4 MPO8 UPC (pinned) to MPO8 UPC (pinned) Fiber Trunk Cable Assembly, 96-Fiber, Armored Indoor Plenum | CommScope® | Propel ¦ SYSTIMAX ULL |  | Fiber trunk cable assembly
UKVRZUC8M |  | Base Product | Ultra Low Loss (ULL) OM5 MPO16 APC (pinned) to Unconnectorized, Fiber Trunk Cable Assembly, 144-Fiber, Armored Indoor Dual Rated (OFNR/LSZH) | CommScope® | Propel ¦ SYSTIMAX ULL |  | Fiber trunk cable assembly
UKGRZUC8L |  | Base Product | Singlemode MPO16 APC (pinned) to Unconnectorized, Fiber Trunk Cable Assembly, 96-Fiber, Armored Indoor Dual Rated (OFNR/LSZH) | CommScope® | Propel ¦ SYSTIMAX ULL |  | Fiber trunk cable assembly
UKXQXQXTR |  | Base Product | Ultra Low Loss (ULL) OM4 MPO8 UPC (pinned) to MPO8 UPC (pinned) Fiber Trunk Cable Assembly, 16-Fiber, Armored Indoor Dual Rated (OFNR/LSZH) | CommScope® | Propel ¦ SYSTIMAX ULL |  | Fiber trunk cable assembly
UKXQZUCTF |  | Base Product | Ultra Low Loss (ULL) OM4 MPO8 APC (pinned) to Unconnectorized Fiber Trunk Cable Assembly, 24-Fiber, Armored Indoor Dual Rated (OFNR/LSZH) | CommScope® | Propel ¦ SYSTIMAX ULL |  | Fiber trunk cable assembly
UKGQXQXTN |  | Base Product | Singlemode MPO8 APC (pinned) to MPO8 APC (pinned) Fiber Trunk Cable Assembly, 192-Fiber, Armored Indoor Dual Rated (OFNR/LSZH) | CommScope® | Propel ¦ SYSTIMAX ULL |  | Fiber trunk cable assembly
UHXQXQXTM |  | Base Product | Ultra Low Loss (ULL) OM4 MPO8 UPC (pinned) to MPO8 UPC (pinned) Fiber Trunk Cable Assembly, 144-Fiber, Armored Indoor Plenum | CommScope® | Propel ¦ SYSTIMAX ULL |  | Fiber trunk cable assembly
UHVQXUCTF |  | Base Product | Ultra Low Loss (ULL) OM5 MPO8 UPC (pinned) to UnterminatedFiber Trunk Cable Assembly, 24-Fiber, Armored Indoor Plenum | CommScope® | Propel ¦ SYSTIMAX ULL |  | Fiber trunk cable assembly
UKXQXQXTS |  | Base Product | Ultra Low Loss (ULL) OM4 MPO8 UPC (pinned) to MPO8 UPC (pinned) Fiber Trunk Cable Assembly, 32-Fiber, Armored Indoor Dual Rated (OFNR/LSZH) | CommScope® | Propel ¦ SYSTIMAX ULL |  | Fiber trunk cable assembly
UHXQZUCTR |  | Base Product | Ultra Low Loss (ULL) OM4 MPO8 APC (pinned) to Unconnectorized Fiber Trunk Cable Assembly, 16-Fiber, Armored Indoor Plenum | CommScope® | Propel ¦ SYSTIMAX ULL |  | Fiber trunk cable assembly
UKXQZUCTH |  | Base Product | Ultra Low Loss (ULL) OM4 MPO8 APC (pinned) to Unconnectorized Fiber Trunk Cable Assembly, 48-Fiber, Armored Indoor Dual Rated (OFNR/LSZH) | CommScope® | Propel ¦ SYSTIMAX ULL |  | Fiber trunk cable assembly
UHVQXUCTH |  | Base Product | Ultra Low Loss (ULL) OM5 MPO8 UPC (pinned) to UnterminatedFiber Trunk Cable Assembly, 48-Fiber, Armored Indoor Plenum | CommScope® | Propel ¦ SYSTIMAX ULL |  | Fiber trunk cable assembly
UHVMXMXCD |  | Base Product | Ultra Low Loss (ULL) OM5 MPO12 UPC (pinned) to MPO12 UPC (pinned) Fiber Trunk Cable Assembly, 12-Fiber, Armored Indoor Plenum | CommScope® | Propel ¦ SYSTIMAX ULL |  | Fiber trunk cable assembly
UKGQXQXTS |  | Base Product | Singlemode MPO8 APC (pinned) to MPO8 APC (pinned) Fiber Trunk Cable Assembly, 32-Fiber, Armored Indoor Dual Rated (OFNR/LSZH) | CommScope® | Propel ¦ SYSTIMAX ULL |  | Fiber trunk cable assembly
UKVRZUC8R |  | Base Product | Ultra Low Loss (ULL) OM5 MPO16 APC (pinned) to Unconnectorized, Fiber Trunk Cable Assembly, 16-Fiber, Armored Indoor Dual Rated (OFNR/LSZH) | CommScope® | Propel ¦ SYSTIMAX ULL |  | Fiber trunk cable assembly
UKXRZUC8N |  | Base Product | Ultra Low Loss (ULL) OM4 MPO16 APC (pinned) to Unconnectorized, Fiber Trunk Cable Assembly, 192-Fiber, Armored Indoor Dual Rated (OFNR/LSZH) | CommScope® | Propel ¦ SYSTIMAX ULL |  | Fiber trunk cable assembly
UHXQXQXTS |  | Base Product | Ultra Low Loss (ULL) OM4 MPO8 UPC (pinned) to MPO8 UPC (pinned) Fiber Trunk Cable Assembly, 32-Fiber, Armored Indoor Plenum | CommScope® | Propel ¦ SYSTIMAX ULL |  | Fiber trunk cable assembly
UHVMXMXCF |  | Base Product | Ultra Low Loss (ULL) OM5 MPO12 UPC (pinned) to MPO12 UPC (pinned) Fiber Trunk Cable Assembly, 24-Fiber, Armored Indoor Plenum | CommScope® | Propel ¦ SYSTIMAX ULL |  | Fiber trunk cable assembly
UKGQXQXTU |  | Base Product | Singlemode MPO8 APC (pinned) to MPO8 APC (pinned) Fiber Trunk Cable Assembly, 64-Fiber, Armored Indoor Dual Rated (OFNR/LSZH) | CommScope® | Propel ¦ SYSTIMAX ULL |  | Fiber trunk cable assembly
UKVRZUC8S |  | Base Product | Ultra Low Loss (ULL) OM5 MPO16 APC (pinned) to Unconnectorized, Fiber Trunk Cable Assembly, 32-Fiber, Armored Indoor Dual Rated (OFNR/LSZH) | CommScope® | Propel ¦ SYSTIMAX ULL |  | Fiber trunk cable assembly
UHVRZUC8R |  | Base Product | Ultra Low Loss (ULL) OM5 MPO16 APC (pinned) to Unconnectorized, Fiber Trunk Cable Assembly, 16-Fiber, Armored Indoor Plenum | CommScope® | Propel ¦ SYSTIMAX ULL |  | Fiber trunk cable assembly
UHVQXUCTL |  | Base Product | Ultra Low Loss (ULL) OM5 MPO8 UPC (pinned) to UnterminatedFiber Trunk Cable Assembly, 96-Fiber, Armored Indoor Plenum | CommScope® | Propel ¦ SYSTIMAX ULL |  | Fiber trunk cable assembly
UKGRZUC8R |  | Base Product | Singlemode MPO16 APC (pinned) to Unconnectorized, Fiber Trunk Cable Assembly, 16-Fiber, Armored Indoor Dual Rated (OFNR/LSZH) | CommScope® | Propel ¦ SYSTIMAX ULL |  | Fiber trunk cable assembly
UKXQXUCTF |  | Base Product | Ultra Low Loss (ULL) OM4 MPO8 UPC (pinned) to Unconnectorized Fiber Trunk Cable Assembly,24-Fiber, Armored Indoor Dual Rated (OFNR/LSZH) | CommScope® | Propel ¦ SYSTIMAX ULL |  | Fiber trunk cable assembly
UKGQXUCT8 |  | Base Product | Singlemode MPO8 APC (pinned) to Unconnectorized Fiber Trunk Cable Assembly, 8-Fiber, Armored Indoor Dual Rated (OFNR/LSZH) | CommScope® | Propel ¦ SYSTIMAX ULL |  | Fiber trunk cable assembly
UKVRZUC8U |  | Base Product | Ultra Low Loss (ULL) OM5 MPO16 APC (pinned) to Unconnectorized, Fiber Trunk Cable Assembly, 64-Fiber, Armored Indoor Dual Rated (OFNR/LSZH) | CommScope® | Propel ¦ SYSTIMAX ULL |  | Fiber trunk cable assembly
UHXRZRZ8H |  | Base Product | Ultra Low Loss (ULL) OM4 MPO16 APC (pinned) to MPO16 APC (pinned), Fiber Trunk Cable Assembly, 48-Fiber, Armored Indoor Plenum | CommScope® | Propel ¦ SYSTIMAX ULL |  | Fiber trunk cable assembly
UHXQXQXTU |  | Base Product | Ultra Low Loss (ULL) OM4 MPO8 UPC (pinned) to MPO8 UPC (pinned) Fiber Trunk Cable Assembly, 64-Fiber, Armored Indoor Plenum | CommScope® | Propel ¦ SYSTIMAX ULL |  | Fiber trunk cable assembly
UHVMXMXCG |  | Base Product | Ultra Low Loss (ULL) OM5 MPO12 UPC (pinned) to MPO12 UPC (pinned) Fiber Trunk Cable Assembly, 36-Fiber, Armored Indoor Plenum | CommScope® | Propel ¦ SYSTIMAX ULL |  | Fiber trunk cable assembly
UHVQXUCTM |  | Base Product | Ultra Low Loss (ULL) OM5 MPO8 UPC (pinned) to UnterminatedFiber Trunk Cable Assembly, 144-Fiber, Armored Indoor Plenum | CommScope® | Propel ¦ SYSTIMAX ULL |  | Fiber trunk cable assembly
UKXRZUC8R |  | Base Product | Ultra Low Loss (ULL) OM4 MPO16 APC (pinned) to Unconnectorized, Fiber Trunk Cable Assembly, 16-Fiber, Armored Indoor Dual Rated (OFNR/LSZH) | CommScope® | Propel ¦ SYSTIMAX ULL |  | Fiber trunk cable assembly
UHXRZRZ8L |  | Base Product | Ultra Low Loss (ULL) OM4 MPO16 APC (pinned) to MPO16 APC (pinned), Fiber Trunk Cable Assembly, 96-Fiber, Armored Indoor Plenum | CommScope® | Propel ¦ SYSTIMAX ULL |  | Fiber trunk cable assembly
UKXQZUCTL |  | Base Product | Ultra Low Loss (ULL) OM4 MPO8 APC (pinned) to Unconnectorized Fiber Trunk Cable Assembly, 96-Fiber, Armored Indoor Dual Rated (OFNR/LSZH) | CommScope® | Propel ¦ SYSTIMAX ULL |  | Fiber trunk cable assembly
UHXQXUCT8 |  | Base Product | Ultra Low Loss (ULL) OM4 MPO8 UPC (pinned) to Unconnectorized Fiber Trunk Cable Assembly, 8-Fiber, Armored Indoor Plenum | CommScope® | Propel ¦ SYSTIMAX ULL |  | Fiber trunk cable assembly
UHVQXUCTN |  | Base Product | Ultra Low Loss (ULL) OM5 MPO8 UPC (pinned) to UnterminatedFiber Trunk Cable Assembly, 192-Fiber, Armored Indoor Plenum | CommScope® | Propel ¦ SYSTIMAX ULL |  | Fiber trunk cable assembly
UHXRZRZ8M |  | Base Product | Ultra Low Loss (ULL) OM4 MPO16 APC (pinned) to MPO16 APC (pinned), Fiber Trunk Cable Assembly, 144-Fiber, Armored Indoor Plenum | CommScope® | Propel ¦ SYSTIMAX ULL |  | Fiber trunk cable assembly
UHVMXMXCK |  | Base Product | Ultra Low Loss (ULL) OM5 MPO12 UPC (pinned) to MPO12 UPC (pinned) Fiber Trunk Cable Assembly, 72-Fiber, Armored Indoor Plenum | CommScope® | Propel ¦ SYSTIMAX ULL |  | Fiber trunk cable assembly
UHXMXMXCF |  | Base Product | Ultra Low Loss (ULL) OM4 MPO12 UPC (pinned) to MPO12 UPC (pinned) Fiber Trunk Cable Assembly, 24-Fiber, Armored Indoor Plenum | CommScope® | Propel ¦ SYSTIMAX ULL |  | Fiber trunk cable assembly
UKVMXMXCF |  | Base Product | Ultra Low Loss (ULL) OM5 MPO12 UPC (pinned) to MPO12 UPC (pinned) Fiber Trunk Cable Assembly, 24-Fiber, Armored Indoor Dual Rated (OFNR/LSZH) | CommScope® | Propel ¦ SYSTIMAX ULL |  | Fiber trunk cable assembly
UHXRZRZ8N |  | Base Product | Ultra Low Loss (ULL) OM4 MPO16 APC (pinned) to MPO16 APC (pinned), Fiber Trunk Cable Assembly, 192-Fiber, Armored Indoor Plenum | CommScope® | Propel ¦ SYSTIMAX ULL |  | Fiber trunk cable assembly
UKXRZUC8U |  | Base Product | Ultra Low Loss (ULL) OM4 MPO16 APC (pinned) to Unconnectorized, Fiber Trunk Cable Assembly, 64-Fiber, Armored Indoor Dual Rated (OFNR/LSZH) | CommScope® | Propel ¦ SYSTIMAX ULL |  | Fiber trunk cable assembly
UKXQZUCTN |  | Base Product | Ultra Low Loss (ULL) OM4 MPO8 APC (pinned) to Unconnectorized Fiber Trunk Cable Assembly, 192-Fiber, Armored Indoor Dual Rated (OFNR/LSZH) | CommScope® | Propel ¦ SYSTIMAX ULL |  | Fiber trunk cable assembly
UHVMXMXCM |  | Base Product | Ultra Low Loss (ULL) OM5 MPO12 UPC (pinned) to MPO12 UPC (pinned) Fiber Trunk Cable Assembly, 144-Fiber, Armored Indoor Plenum | CommScope® | Propel ¦ SYSTIMAX ULL |  | Fiber trunk cable assembly
UKVMXMXCG |  | Base Product | Ultra Low Loss (ULL) OM5 MPO12 UPC (pinned) to MPO12 UPC (pinned) Fiber Trunk Cable Assembly, 36-Fiber, Armored Indoor Dual Rated (OFNR/LSZH) | CommScope® | Propel ¦ SYSTIMAX ULL |  | Fiber trunk cable assembly
UHVQZQZT8 |  | Base Product | Ultra Low Loss (ULL) OM5 MPO8 APC (pinned) to MPO8 APC (pinned) Fiber Trunk Cable Assembly, 8-Fiber, Armored Indoor Plenum | CommScope® | Propel ¦ SYSTIMAX ULL |  | Fiber trunk cable assembly
UHXMXMXCH |  | Base Product | Ultra Low Loss (ULL) OM4 MPO12 UPC (pinned) to MPO12 UPC (pinned) Fiber Trunk Cable Assembly, 48-Fiber, Armored Indoor Plenum | CommScope® | Propel ¦ SYSTIMAX ULL |  | Fiber trunk cable assembly
UQX2EMPAH |  | Base Product | Ultra Low Loss (ULL) OM4, 3X4, MPO24 (Non-Pinned - QSFP) to MPO12 (Non-Pinned), 48-Fiber, Conversion Array ,Plenum | CommScope® | Propel ¦ SYSTIMAX ULL |  | Fiber conversion array cable assembly
URX2X2EBH |  | Base Product | Ultra Low Loss (ULL) OM4, 2X3, MPO24 (Pinned) to MPO24 (Non-Pinned-QSFP), 48-Fiber, Conversion Array, LSZH | CommScope® | Propel ¦ SYSTIMAX ULL |  | Fiber conversion array cable assembly
UQG2DQP7R |  | Base Product | Ultra Low Loss (ULL) Singlemode G.657.A2, 1X2, MPO24 (Non-Pinned - QSFP-DD) to MPO8 (Non-Pinned), 16-Fiber, Conversion Array, Plenum | CommScope® | Propel ¦ SYSTIMAX ULL |  | Fiber conversion array cable assembly
URX2DMPAH |  | Base Product | Ultra Low Loss (ULL) OM4, 3X4, MPO24 (Non-Pinned - QSFP-DD) to MPO12 (Non-Pinned), 48-Fiber, Conversion Array, LSZH | CommScope® | Propel ¦ SYSTIMAX ULL |  | Fiber conversion array cable assembly
UQXRZQV7R |  | Base Product | Ultra Low Loss (ULL) OM4, 1X2, MPO16 Multimode APC (Pinned) to MPO8 Multimode APC (Non-Pinned), 16-Fiber, Conversion Array, Plenum | CommScope® | Propel ¦ SYSTIMAX ULL |  | Fiber conversion array cable assembly
URV2EMPAH |  | Base Product | Ultra Low Loss (ULL) OM5, 3X4, MPO24 (Non-Pinned - QSFP) to MPO12 (Non-Pinned), 48-Fiber, Conversion Array, LSZH | CommScope® | Propel ¦ SYSTIMAX ULL |  | Fiber conversion array cable assembly
UQX2EMXAH |  | Base Product | Ultra Low Loss (ULL) OM4, 3X4, MPO24 (Non-Pinned - QSFP) to MPO12 (Pinned), 48-Fiber, Conversion Array ,Plenum | CommScope® | Propel ¦ SYSTIMAX ULL |  | Fiber conversion array cable assembly
UQGRPMXAH |  | Base Product | Ultra Low Loss (ULL) Singlemode G.657.A2, 3X4, MPO16 (Non-Pinned) to MPO12 (Pinned), 48-Fiber, Conversion Array, Plenum | CommScope® | Propel ¦ SYSTIMAX ULL |  | Fiber conversion array cable assembly
UQG2EMPAH |  | Base Product | Ultra Low Loss (ULL) Singlemode G.657.A2, 3X4, MPO24 (Non-Pinned - QSFP) to MPO12 (Non-Pinned), 48-Fiber, Conversion Array,Plenum | CommScope® | Propel ¦ SYSTIMAX ULL |  | Fiber conversion array cable assembly
UQVRVMXAH |  | Base Product | Ultra Low Loss (ULL) OM5, 3X4, MPO16 Multimode APC (Non-Pinned) to MPO12 (Pinned), 48-Fiber, Conversion Array, Plenum | CommScope® | Propel ¦ SYSTIMAX ULL |  | Fiber conversion array cable assembly
URX2DMXAH |  | Base Product | Ultra Low Loss (ULL) OM4, 3X4, MPO24 (Non-Pinned - QSFP-DD) to MPO12 (Pinned), 48-Fiber, Conversion Array, LSZH | CommScope® | Propel ¦ SYSTIMAX ULL |  | Fiber conversion array cable assembly
URVRVMPAH |  | Base Product | Ultra Low Loss (ULL) OM5, 3X4, MPO16 Multimode APC (Non-Pinned) to MPO12 (Non-Pinned), 48-Fiber, Conversion Array, LSZH | CommScope® | Propel ¦ SYSTIMAX ULL |  | Fiber conversion array cable assembly
URG2XRPBH |  | Base Product | Ultra Low Loss (ULL) Singlemode G.657.A2, 2X3, MPO24 (Pinned) to MPO16 (Non-Pinned), 48-Fiber, Conversion Array, LSZH | CommScope® | Propel ¦ SYSTIMAX ULL |  | Fiber conversion array cable assembly
URX2DQP7R |  | Base Product | Ultra Low Loss (ULL) OM4, 1X2, MPO24 (Non-Pinned - QSFP-DD) to MPO8 (Non-Pinned), 16-Fiber, Conversion Array, LSZH | CommScope® | Propel ¦ SYSTIMAX ULL |  | Fiber conversion array cable assembly
URV2EQP7R |  | Base Product | Ultra Low Loss (ULL) OM5 ,1X2, MPO24 (Non-Pinned - QSFP) to MPO8 (Non-Pinned), 16-Fiber, Conversion Array, LSZH | CommScope® | Propel ¦ SYSTIMAX ULL |  | Fiber conversion array cable assembly
UQX2P2DBH |  | Base Product | Ultra Low Loss (ULL) OM4 , 2X3, MPO24 (Non-Pinned) to MPO24 (Non-Pinned-QSFP-DD), 48-Fiber, Conversion Array, Plenum | CommScope® | Propel ¦ SYSTIMAX ULL |  | Fiber conversion array cable assembly
URX2EMPAH |  | Base Product | Ultra Low Loss (ULL) OM4, 3X4, MPO24 (Non-Pinned - QSFP) to MPO12 (Non-Pinned), 48-Fiber, Conversion Array, LSZH | CommScope® | Propel ¦ SYSTIMAX ULL |  | Fiber conversion array cable assembly
UQX2P2EBH |  | Base Product | Ultra Low Loss (ULL) OM4 , 2X3, MPO24 (Non-Pinned) to MPO24 (Non-Pinned-QSFP), 48-Fiber, Conversion Array, Plenum | CommScope® | Propel ¦ SYSTIMAX ULL |  | Fiber conversion array cable assembly
UQV2X2DBH |  | Base Product | Ultra Low Loss (ULL) OM5, 2X3, MPO24 (Pinned) to MPO24 (Non-Pinned-QSFP-DD), 48-Fiber, Conversion Array, Plenum | CommScope® | Propel ¦ SYSTIMAX ULL |  | Fiber conversion array cable assembly
URVRVMXAH |  | Base Product | Ultra Low Loss (ULL) OM5, 3X4, MPO16 Multimode APC (Non-Pinned) to MPO12 (Pinned), 48-Fiber, Conversion Array, Plenum | CommScope® | Propel ¦ SYSTIMAX ULL |  | Fiber conversion array cable assembly
UQVRVQP7R |  | Base Product | Ultra Low Loss (ULL) OM5, 1X2, MPO16 Multimode APC (Non-Pinned) to MPO8 (Non-Pinned), 16-Fiber, Conversion Array, Plenum | CommScope® | Propel ¦ SYSTIMAX ULL |  | Fiber conversion array cable assembly
URX2EMXAH |  | Base Product | Ultra Low Loss (ULL) OM4, 3X4, MPO24 (Non-Pinned - QSFP) to MPO12 (Pinned), 48-Fiber, Conversion Array, LSZH | CommScope® | Propel ¦ SYSTIMAX ULL |  | Fiber conversion array cable assembly
UQG2P2DBH |  | Base Product | Ultra Low Loss (ULL) Singlemode G.657.A2, 2X3, MPO24 (Non-Pinned) to MPO24 (Non-Pinned-QSFP-DD), 48-Fiber, Conversion Array, Plenum | CommScope® | Propel ¦ SYSTIMAX ULL |  | Fiber conversion array cable assembly
URX2EQP7R |  | Base Product | Ultra Low Loss (ULL) OM4 ,1X2, MPO24 (Non-Pinned - QSFP) to MPO8 (Non-Pinned), 16-Fiber, Conversion Array, LSZH | CommScope® | Propel ¦ SYSTIMAX ULL |  | Fiber conversion array cable assembly
UQX2X2DBH |  | Base Product | Ultra Low Loss (ULL) OM4, 2X3, MPO24 (Pinned) to MPO24 (Non-Pinned-QSFP-DD), 48-Fiber, Conversion Array, Plenum | CommScope® | Propel ¦ SYSTIMAX ULL |  | Fiber conversion array cable assembly
UQVRZQP7R |  | Base Product | Ultra Low Loss (ULL) OM5, 1X2, MPO16 Multimode APC (Pinned) to MPO8 Multimode APC (Non-Pinned), 16-Fiber, Conversion Array, Plenum | CommScope® | Propel ¦ SYSTIMAX ULL |  | Fiber conversion array cable assembly
URGRXQP7R |  | Base Product | Ultra Low Loss (ULL) Singlemode G.657.A2, 1X2, MPO16 (Pinned) to MPO8 (Non-Pinned), 16-Fiber, Conversion Array, LSZH | CommScope® | Propel ¦ SYSTIMAX ULL |  | Fiber conversion array cable assembly
URX2P2DBH |  | Base Product | Ultra Low Loss (ULL) OM4 , 2X3, MPO24 (Non-Pinned) to MPO24 (Non-Pinned-QSFP-DD), 48-Fiber, Conversion Array, LSZH | CommScope® | Propel ¦ SYSTIMAX ULL |  | Fiber conversion array cable assembly
UQG2PRPBH |  | Base Product | Ultra Low Loss (ULL) Singlemode G.657.A2, 2X3, MPO24 (Non-Pinned) to MPO16 (Non-Pinned), 48-Fiber, Conversion Array, Plenum | CommScope® | Propel ¦ SYSTIMAX ULL |  | Fiber conversion array cable assembly
UQVRZQV7R |  | Base Product | Ultra Low Loss (ULL) OM5, 1X2, MPO16 Multimode APC (Pinned) to MPO8 Multimode APC (Non-Pinned), 16-Fiber, Conversion Array, Plenum | CommScope® | Propel ¦ SYSTIMAX ULL |  | Fiber conversion array cable assembly
URG2EQP7R |  | Base Product | Ultra Low Loss (ULL) Singlemode G.657.A2, 1X2, MPO24 (Non-Pinned - QSFP) to MPO8 (Non-Pinned), 16-Fiber, Conversion Array, LSZH | CommScope® | Propel ¦ SYSTIMAX ULL |  | Fiber conversion array cable assembly
UQXRVQP7R |  | Base Product | Ultra Low Loss (ULL) OM4, 1X2, MPO16 Multimode APC (Non-Pinned) to MPO8 (Non-Pinned), 16-Fiber, Conversion Array, Plenum | CommScope® | Propel ¦ SYSTIMAX ULL |  | Fiber conversion array cable assembly
URVRVQV7R |  | Base Product | Ultra Low Loss (ULL) OM5, 1X2, MPO16 Multimode APC (Non-Pinned) to MPO8 Multimode APC (Non-Pinned), 16-Fiber, Conversion Array, LSZH | CommScope® | Propel ¦ SYSTIMAX ULL |  | Fiber conversion array cable assembly
URV2DMPAH |  | Base Product | Ultra Low Loss (ULL) OM5, 3X4, MPO24 (Non-Pinned - QSFP-DD) to MPO12 (Non-Pinned), 48-Fiber, Conversion Array, LSZH | CommScope® | Propel ¦ SYSTIMAX ULL |  | Fiber conversion array cable assembly
URV2PRVBH |  | Base Product | Ultra Low Loss (ULL) OM5, 2X3, MPO24 (Non-Pinned) to MPO16 Multimode APC (Non-Pinned), 48-Fiber, Conversion Array, LSZH | CommScope® | Propel ¦ SYSTIMAX ULL |  | Fiber conversion array cable assembly
UQG2X2DBH |  | Base Product | Ultra Low Loss (ULL) Singlemode G.657.A2 , 2X3, MPO24 (Non-Pinned) to MPO24 (Non-Pinned-QSFP-DD), 48-Fiber, Conversion Array, Plenum | CommScope® | Propel ¦ SYSTIMAX ULL |  | Fiber conversion array cable assembly
URV2X2DBH |  | Base Product | Ultra Low Loss (ULL) OM4, 2X3, MPO24 (Pinned) to MPO24 (Non-Pinned-QSFP-DD), 48-Fiber, Conversion Array, LSZH | CommScope® | Propel ¦ SYSTIMAX ULL |  | Fiber conversion array cable assembly
URXRVQV7R |  | Base Product | Ultra Low Loss (ULL) OM4, 1X2, MPO16 Multimode APC (Non-Pinned) to MPO8 Multimode APC (Non-Pinned), 16-Fiber, Conversion Array, LSZH | CommScope® | Propel ¦ SYSTIMAX ULL |  | Fiber conversion array cable assembly
URV2X2EBH |  | Base Product | Ultra Low Loss (ULL) OM4, 2X3, MPO24 (Pinned) to MPO24 (Non-Pinned-QSFP), 48-Fiber, Conversion Array, LSZH | CommScope® | Propel ¦ SYSTIMAX ULL |  | Fiber conversion array cable assembly
UJVQPUCTR |  | Base Product | Ultra Low Loss (ULL) OM5 MPO8 (Non-Pinned) to unconnectorized, Fiber Trunk Cable Assembly, 16-Fiber, Dual Rated (OFNR/LSZH) | CommScope® | Propel ¦ SYSTIMAX ULL |  | Fiber trunk cable assembly
U3VQXQXTN |  | Base Product | Ultra Low Loss (ULL) OM5 MPO8 (Pinned) to MPO8 (Pinned), Fiber Trunk Cable Assembly, 192-Fiber, LZSH B2ca | CommScope® | Propel ¦ SYSTIMAX ULL |  | Fiber trunk cable assembly
UJXQPUCT8 |  | Base Product | Ultra Low Loss (ULL) OM4 MPO8 (Non-Pinned) to unconnectorized, Fiber Trunk Cable Assembly, 8-Fiber, Dual Rated (OFNR/LSZH) | CommScope® | Propel ¦ SYSTIMAX ULL |  | Fiber trunk cable assembly
UGGQPUCTK |  | Base Product | Ultra Low Loss (ULL) Singlemode MPO8 (Non-Pinned) to unconnectorized, Fiber Trunk Cable Assembly, 72-Fiber, Plenum | CommScope® | Propel ¦ SYSTIMAX ULL |  | Fiber trunk cable assembly
UJGQXQXTM |  | Base Product | Ultra Low Loss (ULL) Singlemode MPO8 (Pinned) to MPO8 (Pinned), Fiber Trunk Cable Assembly, 144-Fiber, Dual Rated (OFNR/LSZH) | CommScope® | Propel ¦ SYSTIMAX ULL |  | Fiber trunk cable assembly
U3XQXQXT8 |  | Base Product | Ultra Low Loss (ULL) OM4 MPO8 (Pinned) to MPO8 (Pinned), Fiber Trunk Cable Assembly, 8-Fiber, LZSH B2ca | CommScope® | Propel ¦ SYSTIMAX ULL |  | Fiber trunk cable assembly
U3GQXUCTL |  | Base Product | Ultra Low Loss (ULL) Singlemode MPO8 (Pinned) to unconnectorized, Fiber Trunk Cable Assembly, 96-Fiber, LZSH B2ca | CommScope® | Propel ¦ SYSTIMAX ULL |  | Fiber trunk cable assembly
UJXQPUCTF |  | Base Product | Ultra Low Loss (ULL) OM4 MPO8 (Non-Pinned) to unconnectorized, Fiber Trunk Cable Assembly, 24-Fiber, Dual Rated (OFNR/LSZH) | CommScope® | Propel ¦ SYSTIMAX ULL |  | Fiber trunk cable assembly
UQGQXLUF8 |  | Base Product | Ultra Low Loss (ULL) Singlemode MPO8 (Pinned) to LC/UPC Uniboot, Fiber Array Cable Assembly, 8-Fiber, Plenum | CommScope® | Propel ¦ SYSTIMAX ULL |  | Fiber array cable assembly
U3XQXQXTF |  | Base Product | Ultra Low Loss (ULL) OM4 MPO8 (Pinned) to MPO8 (Pinned), Fiber Trunk Cable Assembly, 24-Fiber, LZSH B2ca | CommScope® | Propel ¦ SYSTIMAX ULL |  | Fiber trunk cable assembly
UGGQPUCTL |  | Base Product | Ultra Low Loss (ULL) Singlemode MPO8 (Non-Pinned) to unconnectorized, Fiber Trunk Cable Assembly, 96-Fiber, Plenum | CommScope® | Propel ¦ SYSTIMAX ULL |  | Fiber trunk cable assembly
UJGQXQXTN |  | Base Product | Ultra Low Loss (ULL) Singlemode MPO8 (Pinned) to MPO8 (Pinned), Fiber Trunk Cable Assembly, 192-Fiber, Dual Rated (OFNR/LSZH) | CommScope® | Propel ¦ SYSTIMAX ULL |  | Fiber trunk cable assembly
UJVQPUCTS |  | Base Product | Ultra Low Loss (ULL) OM5 MPO8 (Non-Pinned) to unconnectorized, Fiber Trunk Cable Assembly, 32-Fiber, Dual Rated (OFNR/LSZH) | CommScope® | Propel ¦ SYSTIMAX ULL |  | Fiber trunk cable assembly
UJXQPUCTH |  | Base Product | Ultra Low Loss (ULL) OM4 MPO8 (Non-Pinned) to unconnectorized, Fiber Trunk Cable Assembly, 48-Fiber, Dual Rated (OFNR/LSZH) | CommScope® | Propel ¦ SYSTIMAX ULL |  | Fiber trunk cable assembly
UGVQPQXTR |  | Base Product | Ultra Low Loss (ULL) OM5 MPO8 (Non-Pinned) to MPO8 (Pinned), Fiber Trunk Cable Assembly, 16-Fiber, Plenum | CommScope® | Propel ¦ SYSTIMAX ULL |  | Fiber trunk cable assembly
UQGQXQXF8 |  | Base Product | Ultra Low Loss (ULL) Singlemode MPO8 (Pinned) to MPO8 (Pinned), Fiber Patch Cord, 8-Fiber, Plenum | CommScope® | Propel ¦ SYSTIMAX ULL |  | Fiber array cable assembly
U3XQXQXTH |  | Base Product | Ultra Low Loss (ULL) OM4 MPO8 (Pinned) to MPO8 (Pinned), Fiber Trunk Cable Assembly, 48-Fiber, LZSH B2ca | CommScope® | Propel ¦ SYSTIMAX ULL |  | Fiber trunk cable assembly
UJVQPUCTU |  | Base Product | Ultra Low Loss (ULL) OM5 MPO8 (Non-Pinned) to unconnectorized, Fiber Trunk Cable Assembly, 64-Fiber, Dual Rated (OFNR/LSZH) | CommScope® | Propel ¦ SYSTIMAX ULL |  | Fiber trunk cable assembly
U3GQPQXTK |  | Base Product | Ultra Low Loss (ULL) Singlemode MPO8 (Non-Pinned) to MPO8 (Pinned), Fiber Trunk Cable Assembly, 72-Fiber, LZSH B2ca | CommScope® | Propel ¦ SYSTIMAX ULL |  | Fiber trunk cable assembly
U3GQXUCTN |  | Base Product | Ultra Low Loss (ULL) Singlemode MPO8 (Pinned) to unconnectorized, Fiber Trunk Cable Assembly, 192-Fiber, LZSH B2ca | CommScope® | Propel ¦ SYSTIMAX ULL |  | Fiber trunk cable assembly
UJXQPUCTK |  | Base Product | Ultra Low Loss (ULL) OM4 MPO8 (Non-Pinned) to unconnectorized, Fiber Trunk Cable Assembly, 72-Fiber, Dual Rated (OFNR/LSZH) | CommScope® | Propel ¦ SYSTIMAX ULL |  | Fiber trunk cable assembly
UQGQXUCF8 |  | Base Product | Ultra Low Loss (ULL) Singlemode MPO8 (Pinned) to unconnectorized, Fiber Array Cable Assembly, 8-Fiber, Plenum | CommScope® | Propel ¦ SYSTIMAX ULL |  | Fiber array cable assembly
UGXQXUCTM |  | Base Product | Ultra Low Loss (ULL) OM4 MPO8 (Pinned) to unconnectorized, Fiber Trunk Cable Assembly, 144-Fiber, Plenum | CommScope® | Propel ¦ SYSTIMAX ULL |  | Fiber trunk cable assembly
U3XQXQXTK |  | Base Product | Ultra Low Loss (ULL) OM4 MPO8 (Pinned) to MPO8 (Pinned), Fiber Trunk Cable Assembly, 72-Fiber, LZSH B2ca | CommScope® | Propel ¦ SYSTIMAX ULL |  | Fiber trunk cable assembly
UJVQXQXT8 |  | Base Product | Ultra Low Loss (ULL) OM5 MPO8 (Pinned) to MPO8 (Pinned), Fiber Trunk Cable Assembly, 8-Fiber, Dual Rated (OFNR/LSZH) | CommScope® | Propel ¦ SYSTIMAX ULL |  | Fiber trunk cable assembly
U3GQXUCTR |  | Base Product | Ultra Low Loss (ULL) Singlemode MPO8 (Pinned) to unconnectorized, Fiber Trunk Cable Assembly, 16-Fiber, LZSH B2ca | CommScope® | Propel ¦ SYSTIMAX ULL |  | Fiber trunk cable assembly
UQVQPLUF8 |  | Base Product | Ultra Low Loss (ULL) OM5 MPO8 (Non-Pinned) to LC/UPC Uniboot, Fiber Array Cable Assembly, 8-Fiber, Plenum | CommScope® | Propel ¦ SYSTIMAX ULL |  | Fiber array cable assembly
UGVQPQXTU |  | Base Product | Ultra Low Loss (ULL) OM5 MPO8 (Non-Pinned) to MPO8 (Pinned), Fiber Trunk Cable Assembly, 64-Fiber, Plenum | CommScope® | Propel ¦ SYSTIMAX ULL |  | Fiber trunk cable assembly
UJGQXQXTU |  | Base Product | Ultra Low Loss (ULL) Singlemode MPO8 (Pinned) to MPO8 (Pinned), Fiber Trunk Cable Assembly,64-Fiber, Dual Rated (OFNR/LSZH) | CommScope® | Propel ¦ SYSTIMAX ULL |  | Fiber trunk cable assembly
UGGQPUCTR |  | Base Product | Ultra Low Loss (ULL) Singlemode MPO8 (Non-Pinned) to unconnectorized, Fiber Trunk Cable Assembly, 16-Fiber, Plenum | CommScope® | Propel ¦ SYSTIMAX ULL |  | Fiber trunk cable assembly
UJVQXQXTF |  | Base Product | Ultra Low Loss (ULL) OM5 MPO8 (Pinned) to MPO8 (Pinned), Fiber Trunk Cable Assembly, 24-Fiber, Dual Rated (OFNR/LSZH) | CommScope® | Propel ¦ SYSTIMAX ULL |  | Fiber trunk cable assembly
U3GQXUCTS |  | Base Product | Ultra Low Loss (ULL) Singlemode MPO8 (Pinned) to unconnectorized, Fiber Trunk Cable Assembly, 32-Fiber, LZSH B2ca | CommScope® | Propel ¦ SYSTIMAX ULL |  | Fiber trunk cable assembly
UGVQPUCT8 |  | Base Product | Ultra Low Loss (ULL) OM5 MPO8 (Non-Pinned) to unconnectorized, Fiber Trunk Cable Assembly, 8-Fiber, Plenum | CommScope® | Propel ¦ SYSTIMAX ULL |  | Fiber trunk cable assembly
UGXQXUCTR |  | Base Product | Ultra Low Loss (ULL) OM4 MPO8 (Pinned) to unconnectorized, Fiber Trunk Cable Assembly, 16-Fiber, Plenum | CommScope® | Propel ¦ SYSTIMAX ULL |  | Fiber trunk cable assembly
UJGQXUCT8 |  | Base Product | Ultra Low Loss (ULL) Singlemode MPO8 (Pinned) to unconnectorized, Fiber Trunk Cable Assembly, 8-Fiber, Dual Rated (OFNR/LSZH) | CommScope® | Propel ¦ SYSTIMAX ULL |  | Fiber trunk cable assembly
U3GQXUCTU |  | Base Product | Ultra Low Loss (ULL) Singlemode MPO8 (Pinned) to unconnectorized, Fiber Trunk Cable Assembly, 64-Fiber, LZSH B2ca | CommScope® | Propel ¦ SYSTIMAX ULL |  | Fiber trunk cable assembly
UGVQPUCTF |  | Base Product | Ultra Low Loss (ULL) OM5 MPO8 (Non-Pinned) to unconnectorized, Fiber Trunk Cable Assembly, 24-Fiber, Plenum | CommScope® | Propel ¦ SYSTIMAX ULL |  | Fiber trunk cable assembly
UJXQPUCTN |  | Base Product | Ultra Low Loss (ULL) OM4 MPO8 (Non-Pinned) to unconnectorized, Fiber Trunk Cable Assembly, 192-Fiber, Dual Rated (OFNR/LSZH) | CommScope® | Propel ¦ SYSTIMAX ULL |  | Fiber trunk cable assembly
U3XQXQXTN |  | Base Product | Ultra Low Loss (ULL) OM4 MPO8 (Pinned) to MPO8 (Pinned), Fiber Trunk Cable Assembly, 192-Fiber, LZSH B2ca | CommScope® | Propel ¦ SYSTIMAX ULL |  | Fiber trunk cable assembly
UJGQXUCTF |  | Base Product | Ultra Low Loss (ULL) Singlemode MPO8 (Pinned) to unconnectorized, Fiber Trunk Cable Assembly, 24-Fiber, Dual Rated (OFNR/LSZH) | CommScope® | Propel ¦ SYSTIMAX ULL |  | Fiber trunk cable assembly
UGXQXUCTS |  | Base Product | Ultra Low Loss (ULL) OM4 MPO8 (Pinned) to unconnectorized, Fiber Trunk Cable Assembly,32-Fiber, Plenum | CommScope® | Propel ¦ SYSTIMAX ULL |  | Fiber trunk cable assembly
U3VQPQXT8 |  | Base Product | Ultra Low Loss (ULL) OM5 MPO8 (Non-Pinned) to MPO8 (Pinned), Fiber Trunk Cable Assembly, 8-Fiber, LZSH B2ca | CommScope® | Propel ¦ SYSTIMAX ULL |  | Fiber trunk cable assembly
UJVQXQXTK |  | Base Product | Ultra Low Loss (ULL) OM5 MPO8 (Pinned) to MPO8 (Pinned), Fiber Trunk Cable Assembly, 72-Fiber, Dual Rated (OFNR/LSZH) | CommScope® | Propel ¦ SYSTIMAX ULL |  | Fiber trunk cable assembly
UJXQPUCTR |  | Base Product | Ultra Low Loss (ULL) OM4 MPO8 (Non-Pinned) to unconnectorized, Fiber Trunk Cable Assembly, 16-Fiber, Dual Rated (OFNR/LSZH) | CommScope® | Propel ¦ SYSTIMAX ULL |  | Fiber trunk cable assembly
UQVQPUCF8 |  | Base Product | Ultra Low Loss (ULL) OM5 MPO8 (Non-Pinned) to unconnectorized, Fiber Array Cable Assembly, 8-Fiber, Plenum | CommScope® | Propel ¦ SYSTIMAX ULL |  | Fiber array cable assembly
UGXQPQXTL |  | Base Product | Ultra Low Loss (ULL) OM4 MPO8 (Non-Pinned) to MPO8 (Pinned), Fiber Trunk Cable Assembly, 96-Fiber, Plenum | CommScope® | Propel ¦ SYSTIMAX ULL |  | Fiber trunk cable assembly
UGXQXUCTU |  | Base Product | Ultra Low Loss (ULL) OM4 MPO8 (Pinned) to unconnectorized, Fiber Trunk Cable Assembly,64-Fiber, Plenum | CommScope® | Propel ¦ SYSTIMAX ULL |  | Fiber trunk cable assembly
U3VQPQXTF |  | Base Product | Ultra Low Loss (ULL) OM5 MPO8 (Non-Pinned) to MPO8 (Pinned), Fiber Trunk Cable Assembly, 24-Fiber, LZSH B2ca | CommScope® | Propel ¦ SYSTIMAX ULL |  | Fiber trunk cable assembly
UJVQXQXTL |  | Base Product | Ultra Low Loss (ULL) OM5 MPO8 (Pinned) to MPO8 (Pinned), Fiber Trunk Cable Assembly, 96-Fiber, Dual Rated (OFNR/LSZH) | CommScope® | Propel ¦ SYSTIMAX ULL |  | Fiber trunk cable assembly
UGVQPUCTK |  | Base Product | Ultra Low Loss (ULL) OM5 MPO8 (Non-Pinned) to unconnectorized, Fiber Trunk Cable Assembly, 72-Fiber, Plenum | CommScope® | Propel ¦ SYSTIMAX ULL |  | Fiber trunk cable assembly
UGXQPQXTM |  | Base Product | Ultra Low Loss (ULL) OM4 MPO8 (Non-Pinned) to MPO8 (Pinned), Fiber Trunk Cable Assembly, 144-Fiber, Plenum | CommScope® | Propel ¦ SYSTIMAX ULL |  | Fiber trunk cable assembly
U3VQPQXTH |  | Base Product | Ultra Low Loss (ULL) OM5 MPO8 (Non-Pinned) to MPO8 (Pinned), Fiber Trunk Cable Assembly, 48-Fiber, LZSH B2ca | CommScope® | Propel ¦ SYSTIMAX ULL |  | Fiber trunk cable assembly
UGGQXQXT8 |  | Base Product | Ultra Low Loss (ULL) Singlemode MPO8 (Pinned) to MPO8 (Pinned), Fiber Trunk Cable Assembly, 8-Fiber, Plenum | CommScope® | Propel ¦ SYSTIMAX ULL |  | Fiber trunk cable assembly
UGXQPQXTN |  | Base Product | Ultra Low Loss (ULL) OM4 MPO8 (Non-Pinned) to MPO8 (Pinned), Fiber Trunk Cable Assembly, 192-Fiber, Plenum | CommScope® | Propel ¦ SYSTIMAX ULL |  | Fiber trunk cable assembly
U3VQPQXTK |  | Base Product | Ultra Low Loss (ULL) OM5 MPO8 (Non-Pinned) to MPO8 (Pinned), Fiber Trunk Cable Assembly, 72-Fiber, LZSH B2ca | CommScope® | Propel ¦ SYSTIMAX ULL |  | Fiber trunk cable assembly
UJGQPQXTF |  | Base Product | Ultra Low Loss (ULL) Singlemode MPO8 (Non-Pinned) to MPO8 (Pinned), Fiber Trunk Cable Assembly, 24-Fiber, Dual Rated (OFNR/LSZH) | CommScope® | Propel ¦ SYSTIMAX ULL |  | Fiber trunk cable assembly
U3GQPQXTU |  | Base Product | Ultra Low Loss (ULL) Singlemode MPO8 (Non-Pinned) to MPO8 (Pinned), Fiber Trunk Cable Assembly, 64-Fiber, LZSH B2ca | CommScope® | Propel ¦ SYSTIMAX ULL |  | Fiber trunk cable assembly
UJGQPQXTH |  | Base Product | Ultra Low Loss (ULL) Singlemode MPO8 (Non-Pinned) to MPO8 (Pinned), Fiber Trunk Cable Assembly, 48-Fiber, Dual Rated (OFNR/LSZH) | CommScope® | Propel ¦ SYSTIMAX ULL |  | Fiber trunk cable assembly
U3VQXQXTS |  | Base Product | Ultra Low Loss (ULL) OM5 MPO8 (Pinned) to MPO8 (Pinned), Fiber Trunk Cable Assembly, 32-Fiber, LZSH B2ca | CommScope® | Propel ¦ SYSTIMAX ULL |  | Fiber trunk cable assembly
UQVQXUCF8 |  | Base Product | Ultra Low Loss (ULL) OM5 MPO8 (Pinned) to unconnectorized, Fiber Patch Cord, 8-Fiber, Plenum | CommScope® | Propel ¦ SYSTIMAX ULL |  | Fiber array cable assembly
UJGQPQXTK |  | Base Product | Ultra Low Loss (ULL) Singlemode MPO8 (Non-Pinned) to MPO8 (Pinned), Fiber Trunk Cable Assembly, 72-Fiber, Dual Rated (OFNR/LSZH) | CommScope® | Propel ¦ SYSTIMAX ULL |  | Fiber trunk cable assembly
U3GQPUCT8 |  | Base Product | Ultra Low Loss (ULL) Singlemode MPO8 (Non-Pinned) to unconnectorized, Fiber Trunk Cable Assembly, 8-Fiber, LZSH B2ca | CommScope® | Propel ¦ SYSTIMAX ULL |  | Fiber trunk cable assembly
EH0108-007 | OCP-S5-15DGSEN-XX-AP | Variant of OCP | Fiber Optic Pigtail, Single fiber white color, OM4, SC to Stub, 0.9 mm diameter, 1.5 m |  |  | OCP | Fiber pigtail ¦ jacketed
EH0194-002 | OCP-S2-15DASEN-XX-(12)-AP | Variant of OCP | Fiber Optic Pigtail, 12 color kit, Singlemode, SC/APC to Stub, 0.9 mm diameter, 1.5 m |  |  | OCP | Fiber pigtail ¦ jacketed
CV5972-000 | OCJ-L1-02MASHA-L2 | Variant of OCJ | Fiber Optic Patch Cord, Duplex, Singlemode, LC/UPC to LC/APC, yellow, 2 m |  |  | OCJ | Fiber patch cord ¦ duplex
FEXL9L921 |  | Base Product | OM4 LC/UPC Keyed Rose to LC/UPC Keyed Rose Fiber Patch Cord, 1.6 mm Simplex, Riser | CommScope® | SYSTIMAX InstaPATCH® 360 | FEX | Fiber patch cord ¦ simplex
FEXLCLC42 |  | Base Product | OM4 LC/UPC to LC/UPC, Fiber Patch Cord, 1.6 mm Duplex, Riser | CommScope® | SYSTIMAX InstaPATCH® 360 | FEX | Fiber patch cord ¦ duplex
FEXL8L821 |  | Base Product | OM4 LC/UPC Keyed Aqua to LC/UPC Keyed Aqua Fiber Patch Cord, 1.6 mm Simplex, Riser | CommScope® | SYSTIMAX InstaPATCH® 360 | FEX | Fiber patch cord ¦ simplex
FEXL9L942 |  | Base Product | OM4 LC/UPC Keyed Rose to LC/UPC Keyed Rose Fiber Patch Cord, 1.6 mm Duplex, Riser | CommScope® | SYSTIMAX InstaPATCH® 360 | FEX | Fiber patch cord ¦ duplex
FEXL5L521 |  | Base Product | OM4 LC/UPC Keyed Orange to LC/UPC Keyed Orange Fiber Patch Cord, 1.6 mm Simplex, Riser | CommScope® | SYSTIMAX InstaPATCH® 360 | FEX | Fiber patch cord ¦ simplex
FEXL7LC21 |  | Base Product | OM4 LC/UPC Keyed Brown to LC/UPC Fiber Patch Cord, 1.6 mm Simplex, Riser | CommScope® | SYSTIMAX InstaPATCH® 360 | FEX | Fiber patch cord ¦ simplex
FEXL8L842 |  | Base Product | OM4 LC/UPC Keyed Aqua to LC/UPC Keyed Aqua Fiber Patch Cord, 1.6 mm Duplex, Riser | CommScope® | SYSTIMAX InstaPATCH® 360 | FEX | Fiber patch cord ¦ duplex
FEXLVSC42 |  | Base Product | OM4 LC/UPC Keyed Violet to SC/UPC Fiber Patch Cord, 1.6 mm duplex, riser | CommScope® | SYSTIMAX InstaPATCH® 360 | FEX | Fiber patch cord ¦ duplex
FEXL9LC21 |  | Base Product | OM4 LC/UPC Keyed Rose to LC/UPC Fiber Patch Cord, 1.6 mm Simplex, Riser | CommScope® | SYSTIMAX InstaPATCH® 360 | FEX | Fiber patch cord ¦ simplex
FEXL8LC42 |  | Base Product | OM4 LC/UPC Keyed Aqua to LC/UPC Fiber Patch Cord, 1.6 mm Duplex, Riser | CommScope® | SYSTIMAX InstaPATCH® 360 | FEX | Fiber patch cord ¦ duplex
FEXLCSC21 |  | Base Product | OM4 LC/UPC to SC/UPC Fiber Patch Cord, 1.6 mm Simplex, Riser | CommScope® | SYSTIMAX InstaPATCH® 360 | FEX | Fiber patch cord ¦ simplex
FFWLALA42 |  | Base Product | Singlemode LC APC to LC APC, Fiber Patch Cord, 1.6 mm Duplex, Low Smoke Zero Halogen (LSZH) | CommScope® | SYSTIMAX InstaPATCH® 360 | FFW | Fiber patch cord ¦ duplex
FEXLCSC42 |  | Base Product | OM4 LC/UPC to SC/UPC, Fiber Patch Cord, 1.6 mm Duplex, Riser | CommScope® | SYSTIMAX InstaPATCH® 360 | FEX | Fiber patch cord ¦ duplex
FEXSCSC42 |  | Base Product | OM4 SC/UPC to SC/UPC, Fiber Patch Cord, 1.6 mm Duplex, Riser | CommScope® | SYSTIMAX InstaPATCH® 360 | FEX | Fiber patch cord ¦ duplex
FFWSCSC42 |  | Base Product | Singlemode SC/UPC to SC/UPC, Fiber Patch Cord, 1.6 mm Duplex, Low Smoke Zero Halogen (LSZH) | CommScope® | SYSTIMAX InstaPATCH® 360 | FFW | Fiber patch cord ¦ duplex
FFVLCLC42 |  | Base Product | OM5 LC/UPC to LC/UPC, Fiber Patch Cord, 1.6 mm Duplex, Low Smoke Zero Halogen (LSZH) | CommScope® | SYSTIMAX InstaPATCH® 360 | FFV | Fiber patch cord ¦ duplex
FFXSCSC42 |  | Base Product | OM4 SC/UPC to SC/UPC, Fiber Patch Cord, 1.6 mm Duplex, Low Smoke Zero Halogen (LSZH) | CommScope® | SYSTIMAX InstaPATCH® 360 | FFX | Fiber patch cord ¦ duplex
FFWSASA42 |  | Base Product | Singlemode SC APC to SC APC, Fiber Patch Cord, 1.6 mm Duplex, Low Smoke Zero Halogen (LSZH) | CommScope® | SYSTIMAX InstaPATCH® 360 | FFW | Fiber patch cord ¦ duplex
FFWLALA21 |  | Base Product | Singlemode LC/APC to LC/APC, Fiber Patch Cord, 1.6 mm Simplex, Low Smoke Zero Halogen (LSZH) | CommScope® | SYSTIMAX InstaPATCH® 360 | FFW | Fiber patch cord ¦ simplex
FFWLCSC21 |  | Base Product | TeraSPEED® LC/UPC to SC/UPC, Fiber Patch Cord, 1.6 mm Simplex, LSZH | CommScope® | SYSTIMAX InstaPATCH® 360 | FFW | Fiber patch cord ¦ simplex
FFWLCSC42 |  | Base Product | Singlemode LC/UPC to SC/UPC, Fiber Patch Cord, 1.6 mm Duplex, Low Smoke Zero Halogen (LSZH) | CommScope® | SYSTIMAX InstaPATCH® 360 | FFW | Fiber patch cord ¦ duplex
FFWSCSA42 |  | Base Product | TeraSPEED® SC to SC APC, Fiber Patch Cord, 1.6 mm Duplex, LSZH | CommScope® | SYSTIMAX InstaPATCH® 360 | FFW | Fiber patch cord ¦ duplex
FFWSCSC21 |  | Base Product | Singlemode SC/UPC to SC/UPC, Fiber Patch Cord, 1.6 mm Simplex, Low Smoke Zero Halogen (LSZH) | CommScope® | SYSTIMAX InstaPATCH® 360 | FFW | Fiber patch cord ¦ simplex
FGWMPMPAG |  | Base Product | Singlemode MPO (Unpinned) to MPO (Unpinned), InstaPATCH® 360 Pre-terminated Trunk Cable, 36-Fiber, Plenum | CommScope® | SYSTIMAX InstaPATCH® 360 |  | Fiber trunk cable assembly
FGVMPMPAF |  | Base Product | OM5 MPO (Unpinned) to MPO (Unpinned), InstaPATCH® 360 Pre-terminated Trunk Cable, 24-Fiber, Plenum | CommScope® | SYSTIMAX InstaPATCH® 360 |  | Fiber trunk cable assembly
FGWMPMPAK |  | Base Product | Singlemode MPO (Unpinned) to MPO (Unpinned), InstaPATCH® 360 Pre-terminated Trunk Cable, 72-Fiber, Plenum | CommScope® | SYSTIMAX InstaPATCH® 360 |  | Fiber trunk cable assembly
FGWMPMXAL |  | Base Product | Singlemode MPO (Unpinned) to MPO (Pinned), InstaPATCH® 360 Pre-terminated Trunk Cable, 96-Fiber, Plenum | CommScope® | SYSTIMAX InstaPATCH® 360 |  | Fiber trunk cable assembly
FGWMPMPAM |  | Base Product | Singlemode MPO (Unpinned) to MPO (Unpinned), InstaPATCH® 360 Pre-terminated Trunk Cable, 144-Fiber, Plenum | CommScope® | SYSTIMAX InstaPATCH® 360 |  | Fiber trunk cable assembly
FGVMPMPAL |  | Base Product | OM5 MPO (Unpinned) to MPO (Unpinned), InstaPATCH® 360 Pre-terminated Trunk Cable, 96-Fiber, plenum | CommScope® | SYSTIMAX InstaPATCH® 360 |  | Fiber trunk cable assembly
FGXMPMPAL |  | Base Product | OM4 MPO (Unpinned) to MPO (Unpinned), InstaPATCH® 360 Pre-terminated Trunk Cable, 96-Fiber, Plenum | CommScope® | SYSTIMAX InstaPATCH® 360 |  | Fiber trunk cable assembly
FGXMXMXAD |  | Base Product | LazrSPEED® 550 MPO (Pinned) to MPO (Pinned), InstaPATCH® 360 Pre-terminated Cross Connect Cable, 12-Fiber, Plenum | CommScope® | SYSTIMAX InstaPATCH® 360 |  | Fiber trunk cable assembly
FGXMPMPAM |  | Base Product | OM4 MPO (Unpinned) to MPO (Unpinned), InstaPATCH® 360 Pre-terminated Trunk Cable, 144-Fiber, Plenum | CommScope® | SYSTIMAX InstaPATCH® 360 |  | Fiber trunk cable assembly
FGWMPMXAF |  | Base Product | Singlemode MPO (Unpinned) to MPO (Pinned), InstaPATCH® 360 Pre-terminated Trunk Cable, 24-Fiber, Plenum | CommScope® | SYSTIMAX InstaPATCH® 360 |  | Fiber trunk cable assembly
FGXMXMXAF |  | Base Product | LazrSPEED® 550 MPO (Pinned) to MPO (Pinned), InstaPATCH® 360 Pre-terminated Cross Connect Cable, 24-Fiber, Plenum | CommScope® | SYSTIMAX InstaPATCH® 360 |  | Fiber trunk cable assembly
FGXMPMXAF |  | Base Product | OM4 MPO (Unpinned) to MPO (Pinned), InstaPATCH® 360 Pre-terminated Trunk Cable, 24-Fiber, Plenum | CommScope® | SYSTIMAX InstaPATCH® 360 |  | Fiber trunk cable assembly
FGXMPMXAG |  | Base Product | OM4 MPO (Unpinned) to MPO (Pinned), InstaPATCH® 360 Pre-terminated Trunk Cable, 36-Fiber, Plenum | CommScope® | SYSTIMAX InstaPATCH® 360 |  | Fiber trunk cable assembly
FGXMPMPAG |  | Base Product | OM4 MPO (Unpinned) to MPO (Unpinned), InstaPATCH® 360 Pre-terminated Trunk Cable, 36-Fiber, Plenum | CommScope® | SYSTIMAX InstaPATCH® 360 |  | Fiber trunk cable assembly
FGXMPMXAH |  | Base Product | LazrSPEED® 550 MPO (Unpinned) to MPO (Pinned), InstaPATCH® 360 Pre-terminated Extension Cable, 48-Fiber, Plenum | CommScope® | SYSTIMAX InstaPATCH® 360 |  | Fiber trunk cable assembly
FGXMPMXAM |  | Base Product | OM4 MPO (Unpinned) to MPO (Pinned), InstaPATCH® 360 Pre-terminated Trunk Cable, 144-Fiber, Plenum | CommScope® | SYSTIMAX InstaPATCH® 360 |  | Fiber trunk cable assembly
FHWMPMXAH |  | Base Product | Singlemode MPO (Unpinned) to MPO (Pinned), InstaPATCH® 360 Armored Pre-terminated Trunk Cable, 48-Fiber, Plenum | CommScope® | SYSTIMAX InstaPATCH® 360 |  | Fiber trunk cable assembly |  | Discontinued
FHWMPMPAH |  | Base Product | Singlemode MPO (Unpinned) to MPO (Unpinned), InstaPATCH® 360 Armored Pre-terminated Trunk Cable, 48-Fiber, Plenum | CommScope® | SYSTIMAX InstaPATCH® 360 |  | Fiber trunk cable assembly |  | Discontinued
FHWMPMXAM |  | Base Product | Singlemode MPO (Unpinned) to MPO (Pinned), InstaPATCH® 360 Armored Pre-terminated Trunk Cable, 144-Fiber, Plenum | CommScope® | SYSTIMAX InstaPATCH® 360 |  | Fiber trunk cable assembly |  | Discontinued
FHWMPMPAK |  | Base Product | Singlemode MPO (Unpinned) to MPO (Unpinned), InstaPATCH® 360 Armored Pre-terminated Trunk Cable, 72-Fiber, Plenum | CommScope® | SYSTIMAX InstaPATCH® 360 |  | Fiber trunk cable assembly |  | Discontinued
FHXMPMXAH |  | Base Product | OM4 MPO (Unpinned) to MPO (Pinned), InstaPATCH® 360 Armored Pre-terminated Trunk Cable, 48-Fiber, Plenum | CommScope® | SYSTIMAX InstaPATCH® 360 |  | Fiber trunk cable assembly |  | Discontinued
FHXMPMPAG |  | Base Product | OM4 MPO (Unpinned) to MPO (Unpinned), InstaPATCH® 360 Armored Pre-terminated Trunk Cable, 36-Fiber, Plenum | CommScope® | SYSTIMAX InstaPATCH® 360 |  | Fiber trunk cable assembly |  | Discontinued
FHWMPMXAD |  | Base Product | Singlemode MPO (Unpinned) to MPO (Pinned), InstaPATCH® 360 Armored Pre-terminated Trunk Cable, 12-Fiber, Plenum | CommScope® | SYSTIMAX InstaPATCH® 360 |  | Fiber trunk cable assembly |  | Discontinued
FHXMPMPAK |  | Base Product | OM4 MPO (Unpinned) to MPO (Unpinned), InstaPATCH® 360 Armored Pre-terminated Trunk Cable, 72-Fiber, Plenum | CommScope® | SYSTIMAX InstaPATCH® 360 |  | Fiber trunk cable assembly |  | Discontinued
FHWMPMXAG |  | Base Product | Singlemode MPO (Unpinned) to MPO (Pinned), InstaPATCH® 360 Armored Pre-terminated Trunk Cable, 36-Fiber, Plenum | CommScope® | SYSTIMAX InstaPATCH® 360 |  | Fiber trunk cable assembly |  | Discontinued
FHXMPMPAL |  | Base Product | OM4 MPO (Unpinned) to MPO (Unpinned), InstaPATCH® 360 Armored Pre-terminated Trunk Cable, 96-Fiber, Plenum | CommScope® | SYSTIMAX InstaPATCH® 360 |  | Fiber trunk cable assembly |  | Discontinued
FHXMPMPAM |  | Base Product | OM4 MPO (Unpinned) to MPO (Unpinned), InstaPATCH® 360 Armored Pre-terminated Trunk Cable, 144-Fiber, Plenum | CommScope® | SYSTIMAX InstaPATCH® 360 |  | Fiber trunk cable assembly |  | Discontinued
FHXMPMXAD |  | Base Product | OM4 MPO (Unpinned) to MPO (Pinned), InstaPATCH® 360 Armored Pre-terminated Trunk Cable, 12-Fiber, Plenum | CommScope® | SYSTIMAX InstaPATCH® 360 |  | Fiber trunk cable assembly |  | Discontinued
FJVMPMPAL |  | Base Product | OM5 MPO (Unpinned) to MPO (Unpinned), InstaPATCH® 360 Pre-terminated Trunk Cable, 96-Fiber, Low Smoke Zero Halogen | CommScope® | SYSTIMAX InstaPATCH® 360 |  | Fiber trunk cable assembly
FJVMPMPAM |  | Base Product | OM5 MPO (Unpinned) to MPO (Unpinned), InstaPATCH® 360 Pre-terminated Trunk Cable, 144-Fiber, Low Smoke Zero Halogen | CommScope® | SYSTIMAX InstaPATCH® 360 |  | Fiber trunk cable assembly
FJWMPMXAM |  | Base Product | Singlemode MPO (Unpinned) to MPO (Pinned), InstaPATCH® 360 Pre-terminated Trunk Cable, 144-Fiber, Low Smoke Zero Halogen | CommScope® | SYSTIMAX InstaPATCH® 360 |  | Fiber trunk cable assembly
FJWMPMPAF |  | Base Product | Singlemode MPO (Unpinned) to MPO (Unpinned), InstaPATCH® 360 Pre-terminated Trunk Cable, 24-Fiber, Low Smoke Zero Halogen | CommScope® | SYSTIMAX InstaPATCH® 360 |  | Fiber trunk cable assembly
FJWMPMPAG |  | Base Product | Singlemode MPO (Unpinned) to MPO (Unpinned), InstaPATCH® 360 Pre-terminated Trunk Cable, 36-Fiber, Low Smoke Zero Halogen | CommScope® | SYSTIMAX InstaPATCH® 360 |  | Fiber trunk cable assembly
FJWMPMPAH |  | Base Product | Singlemode MPO (Unpinned) to MPO (Unpinned), InstaPATCH® 360 Pre-terminated Trunk Cable, 48-Fiber, Low Smoke Zero Halogen | CommScope® | SYSTIMAX InstaPATCH® 360 |  | Fiber trunk cable assembly
FJWMPMXAD |  | Base Product | Singlemode MPO (Unpinned) to MPO (Pinned), InstaPATCH® 360 Pre-terminated Trunk Cable, 12-Fiber, Low Smoke Zero Halogen | CommScope® | SYSTIMAX InstaPATCH® 360 |  | Fiber trunk cable assembly
FJWMPMPAM |  | Base Product | Singlemode MPO (Unpinned) to MPO (Unpinned), InstaPATCH® 360 Pre-terminated Trunk Cable, 144-Fiber, Low Smoke Zero Halogen | CommScope® | SYSTIMAX InstaPATCH® 360 |  | Fiber trunk cable assembly
FJXMPMPAD |  | Base Product | OM4 MPO (Unpinned) to MPO (Unpinned), InstaPATCH® 360 Pre-terminated Trunk Cable, 12-Fiber, Low Smoke Zero Halogen | CommScope® | SYSTIMAX InstaPATCH® 360 |  | Fiber trunk cable assembly
FJWMPMXAH |  | Base Product | Singlemode MPO (Unpinned) to MPO (Pinned), InstaPATCH® 360 Pre-terminated Trunk Cable, 48-Fiber, Low Smoke Zero Halogen | CommScope® | SYSTIMAX InstaPATCH® 360 |  | Fiber trunk cable assembly
FJXMPMXAL |  | Base Product | OM4 MPO (Unpinned) to MPO (Pinned), InstaPATCH® 360 Pre-terminated Trunk Cable, 96-Fiber, Low Smoke Zero Halogen | CommScope® | SYSTIMAX InstaPATCH® 360 |  | Fiber trunk cable assembly
FJWMQMXAD |  | Base Product | Singlemode MPO (Equipment) to MPO (Pinned), InstaPATCH® 360 Pre-terminated Cross Connect Cable, 12-Fiber, Low Smoke Zero Halogen | CommScope® | SYSTIMAX InstaPATCH® 360 |  | Fiber trunk cable assembly
FJXMPMPDH |  | Base Product | OM4 MPO (Unpinned) to MPO (Unpinned), InstaPATCH® 360 Pre-terminated Indoor/Outdoor Trunk Cable, 48-Fiber, Low Smoke Zero Halogen | CommScope® | SYSTIMAX InstaPATCH® 360 |  | Fiber trunk cable assembly
FJXMPMXAM |  | Base Product | OM4 MPO (Unpinned) to MPO (Pinned), InstaPATCH® 360 Pre-terminated Trunk Cable, 144-Fiber, Low Smoke Zero Halogen | CommScope® | SYSTIMAX InstaPATCH® 360 |  | Fiber trunk cable assembly
FJWMPMPDF |  | Base Product | Singlemode MPO (Unpinned) to MPO (Unpinned), InstaPATCH® 360 Pre-terminated Indoor/Outdoor Trunk Cable, 24-Fiber, Low Smoke Zero Halogen | CommScope® | SYSTIMAX InstaPATCH® 360 |  | Fiber trunk cable assembly
FJWMPMXAL |  | Base Product | Singlemode MPO (Unpinned) to MPO (Pinned), InstaPATCH® 360 Pre-terminated Trunk Cable, 96-Fiber, Low Smoke Zero Halogen | CommScope® | SYSTIMAX InstaPATCH® 360 |  | Fiber trunk cable assembly
FJXMPMPAG |  | Base Product | OM4 MPO (Unpinned) to MPO (Unpinned), InstaPATCH® 360 Pre-terminated Trunk Cable, 36-Fiber, Low Smoke Zero Halogen | CommScope® | SYSTIMAX InstaPATCH® 360 |  | Fiber trunk cable assembly
FJXMPMPDK |  | Base Product | OM4 MPO (Unpinned) to MPO (Unpinned), InstaPATCH® 360 Pre-terminated Indoor/Outdoor Trunk Cable, 72-Fiber, Low Smoke Zero Halogen | CommScope® | SYSTIMAX InstaPATCH® 360 |  | Fiber trunk cable assembly
FJXMPMPAK |  | Base Product | OM4 MPO (Unpinned) to MPO (Unpinned), InstaPATCH® 360 Pre-terminated Trunk Cable, 72-Fiber, Low Smoke Zero Halogen | CommScope® | SYSTIMAX InstaPATCH® 360 |  | Fiber trunk cable assembly
FJXMPMPAL |  | Base Product | OM4 MPO (Unpinned) to MPO (Unpinned), InstaPATCH® 360 Pre-terminated Trunk Cable, 96-Fiber, Low Smoke Zero Halogen | CommScope® | SYSTIMAX InstaPATCH® 360 |  | Fiber trunk cable assembly
FJXMPMPDD |  | Base Product | OM4 MPO (Unpinned) to MPO (Unpinned), InstaPATCH® 360 Pre-terminated Indoor/Outdoor Trunk Cable, 12-Fiber, Low Smoke Zero Halogen | CommScope® | SYSTIMAX InstaPATCH® 360 |  | Fiber trunk cable assembly
FJXMPMXAF |  | Base Product | OM4 MPO (Unpinned) to MPO (Pinned), InstaPATCH® 360 Pre-terminated Trunk Cable, 24-Fiber, Low Smoke Zero Halogen | CommScope® | SYSTIMAX InstaPATCH® 360 |  | Fiber trunk cable assembly
FJXMPMXAG |  | Base Product | OM4 MPO (Unpinned) to MPO (Pinned), InstaPATCH® 360 Pre-terminated Trunk Cable, 36-Fiber, Low Smoke Zero Halogen | CommScope® | SYSTIMAX InstaPATCH® 360 |  | Fiber trunk cable assembly
FJXMPMXAK |  | Base Product | OM4 MPO (Unpinned) to MPO (Pinned), InstaPATCH® 360 Pre-terminated Trunk Cable, 72-Fiber, Low Smoke Zero Halogen | CommScope® | SYSTIMAX InstaPATCH® 360 |  | Fiber trunk cable assembly
FKWMPMPAF |  | Base Product | Singlemode MPO (Unpinned) to MPO (Unpinned), InstaPATCH® 360 Armored Pre-terminated Trunk Cable, 24-Fiber, Low Smoke Zero Halogen | CommScope® | SYSTIMAX InstaPATCH® 360 |  | Fiber trunk cable assembly
FKXMPMPDG |  | Base Product | OM4 MPO (Unpinned) to MPO (Unpinned), InstaPATCH® 360 Armored Pre-terminated Trunk Cable, 36-Fiber, Low Smoke Zero Halogen | CommScope® | SYSTIMAX InstaPATCH® 360 |  | Fiber trunk cable assembly
FKXMPMPDH |  | Base Product | OM4 MPO (Unpinned) to MPO (Unpinned), InstaPATCH® 360 Armored Pre-terminated Trunk Cable, 48-Fiber, Low Smoke Zero Halogen | CommScope® | SYSTIMAX InstaPATCH® 360 |  | Fiber trunk cable assembly
FKWMPMPAK |  | Base Product | Singlemode MPO (Unpinned) to MPO (Unpinned), InstaPATCH® 360 Armored Pre-terminated Trunk Cable, 72-Fiber, Low Smoke Zero Halogen | CommScope® | SYSTIMAX InstaPATCH® 360 |  | Fiber trunk cable assembly |  | Discontinued
FKXMPMPDL |  | Base Product | OM4 MPO (Unpinned) to MPO (Unpinned), InstaPATCH® 360 Armored Pre-terminated Trunk Cable, 96-Fiber, Low Smoke Zero Halogen | CommScope® | SYSTIMAX InstaPATCH® 360 |  | Fiber trunk cable assembly
FKXMPMPAG |  | Base Product | OM4 MPO (Unpinned) to MPO (Unpinned), InstaPATCH® 360 Armored Pre-terminated Trunk Cable, 36-Fiber, Low Smoke Zero Halogen | CommScope® | SYSTIMAX InstaPATCH® 360 |  | Fiber trunk cable assembly |  | Discontinued
FKXMPMXAD |  | Base Product | OM4 MPO (Unpinned) to MPO (Pinned), InstaPATCH® 360 Armored Pre-terminated Trunk Cable, 12-Fiber, Low Smoke Zero Halogen | CommScope® | SYSTIMAX InstaPATCH® 360 |  | Fiber trunk cable assembly |  | Discontinued
FKXMPMXAG |  | Base Product | OM4 MPO (Unpinned) to MPO (Pinned), InstaPATCH® 360 Armored Pre-terminated Trunk Cable, 36-Fiber, Low Smoke Zero Halogen | CommScope® | SYSTIMAX InstaPATCH® 360 |  | Fiber trunk cable assembly |  | Discontinued
FKXMPMXAH |  | Base Product | OM4 MPO (Unpinned) to MPO (Pinned), InstaPATCH® 360 Armored Pre-terminated Trunk Cable, 48-Fiber, Low Smoke Zero Halogen | CommScope® | SYSTIMAX InstaPATCH® 360 |  | Fiber trunk cable assembly |  | Discontinued
FKXMPMXAK |  | Base Product | OM4 MPO (Unpinned) to MPO (Pinned), InstaPATCH® 360 Armored Pre-terminated Trunk Cable, 72-Fiber, Low Smoke Zero Halogen | CommScope® | SYSTIMAX InstaPATCH® 360 |  | Fiber trunk cable assembly |  | Discontinued
FLWLCSAAF |  | Base Product | Singlemode LC/UPC to SC/APC 24-Fiber, InstaPATCH® 360 Ruggedized Fanout Cable, Plenum | CommScope® | SYSTIMAX InstaPATCH® 360 |  | Ruggedized fanout
FLWLASAAD |  | Base Product | Singlemode LC/APC to SC/APC 12-Fiber InstaPATCH® 360 Ruggedized Fanout Cable, Plenum | CommScope® | SYSTIMAX InstaPATCH® 360 |  | Ruggedized fanout
FLWLCUCAF |  | Base Product | Singlemode LC/UPC to Unconnectorized 24-Fiber InstaPATCH® 360 Ruggedized Fanout Cable, Plenum | CommScope® | SYSTIMAX InstaPATCH® 360 |  | Ruggedized fanout
FLWLCLCAD |  | Base Product | SingleMode LC/UPC to LC/UPC, InstaPATCH® 360 Ruggedized Fiber Fanout Cable Assembly, 12-Fiber, Plenum | CommScope® | SYSTIMAX InstaPATCH® 360 |  | Ruggedized fanout
FLWLCSCAH |  | Base Product | Singlemode LC/UPC to SC/UPC 48-Fiber, InstaPATCH® 360 Ruggedized Fanout Cable, Plenum | CommScope® | SYSTIMAX InstaPATCH® 360 |  | Ruggedized fanout
FLWLCSCAK |  | Base Product | Singlemode LC/UPC to SC/UPC 72-Fiber InstaPATCH® 360 Ruggedized Fanout Cable, Plenum | CommScope® | SYSTIMAX InstaPATCH® 360 |  | Ruggedized fanout
FLWLCUCAK |  | Base Product | Singlemode LC/UPC to Unconnectorized 72-Fiber InstaPATCH® 360 Ruggedized Fanout Cable, Plenum | CommScope® | SYSTIMAX InstaPATCH® 360 |  | Ruggedized fanout
FLWMPSCAK |  | Base Product | Singlemode MPO (Unpinned) to SC/UPC, InstaPATCH® 360 Ruggedized Fanout Cable, 72-Fiber, Plenum | CommScope® | SYSTIMAX InstaPATCH® 360 |  | Ruggedized fanout
FLWMPLCAH |  | Base Product | Singlemode MPO (Unpinned) to LC/UPC, InstaPATCH® 360 Ruggedized Fanout Cable, 48-Fiber, Plenum | CommScope® | SYSTIMAX InstaPATCH® 360 |  | Ruggedized fanout
FLWMPSAAH |  | Base Product | Singlemode MPO (Unpinned) to SC APC, InstaPATCH® 360 Ruggedized Fanout Cable, 48-Fiber, Plenum | CommScope® | SYSTIMAX InstaPATCH® 360 |  | Ruggedized fanout
FLWMPSCAD |  | Base Product | Singlemode MPO (Unpinned) to SC/UPC, InstaPATCH® 360 Ruggedized Fanout Cable, 12-Fiber, Plenum | CommScope® | SYSTIMAX InstaPATCH® 360 |  | Ruggedized fanout
FLWMPSCAF |  | Base Product | Singlemode MPO (Unpinned) to SC/UPC, InstaPATCH® 360 Ruggedized Fanout Cable, 24-Fiber, Plenum | CommScope® | SYSTIMAX InstaPATCH® 360 |  | Ruggedized fanout
FLWMPSCAG |  | Base Product | Singlemode MPO (Unpinned) to SC/UPC, InstaPATCH® 360 Ruggedized Fanout Cable, 36-Fiber, Plenum | CommScope® | SYSTIMAX InstaPATCH® 360 |  | Ruggedized fanout
FLWMXLCAF |  | Base Product | Singlemode MPO (Pinned) to LC/UPC, InstaPATCH® 360 Ruggedized Fanout Cable, 24-Fiber, Plenum | CommScope® | SYSTIMAX InstaPATCH® 360 |  | Ruggedized fanout
FLWMPUCAH |  | Base Product | Singlemode MPO (Unpinned) to Unconnectorized, InstaPATCH® 360 Ruggedized Fanout Cable, 48-Fiber, Plenum | CommScope® | SYSTIMAX InstaPATCH® 360 |  | Ruggedized fanout
FLWMXLCAG |  | Base Product | Singlemode MPO (Pinned) to LC/UPC, InstaPATCH® 360 Ruggedized Fanout Cable, 36-Fiber, Plenum | CommScope® | SYSTIMAX InstaPATCH® 360 |  | Ruggedized fanout
FLWSASAAD |  | Base Product | Singlemode SC/APC to SC/APC, InstaPATCH® 360 Ruggedized Fiber Fanout Cable Assembly, 12-Fiber, Plenum | CommScope® | SYSTIMAX InstaPATCH® 360 |  | Ruggedized fanout
FLWMXSAAH |  | Base Product | Singlemode MPO (Pinned) to SC APC, InstaPATCH® 360 Ruggedized Fanout Cable, 48-Fiber, Plenum | CommScope® | SYSTIMAX InstaPATCH® 360 |  | Ruggedized fanout
FLWSCSCAF |  | Base Product | Singlemode SC/UPC to SC/UPC 24-Fiber InstaPATCH® 360 Ruggedized Fanout Cable, Plenum | CommScope® | SYSTIMAX InstaPATCH® 360 |  | Ruggedized fanout
FLWSCSCAG |  | Base Product | SingleMode SC/UPC to SC/UPC, InstaPATCH® Ruggedized Fiber Fanout Cable Assembly, 36-Fiber, Plenum | CommScope® | SYSTIMAX InstaPATCH® 360 |  | Ruggedized fanout
FLWSCSCAH |  | Base Product | SingleMode SC/UPC to SC/UPC, InstaPATCH® 360 Ruggedized Fiber Fanout Cable Assembly, 48-Fiber, Plenum | CommScope® | SYSTIMAX InstaPATCH® 360 |  | Ruggedized fanout
FLWSCSAAF |  | Base Product | Singlemode SC/UPC to SC/APC 24-Fiber InstaPATCH® 360 Ruggedized Fanout Cable, Plenum | CommScope® | SYSTIMAX InstaPATCH® 360 |  | Ruggedized fanout
FLXLCLCAD |  | Base Product | OM4 LC/UPC to LC/UPC 12-Fiber InstaPATCH® 360 Ruggedized Fanout Cable, Plenum | CommScope® | SYSTIMAX InstaPATCH® 360 |  | Ruggedized fanout
FLXLCUCAK |  | Base Product | OM4 LC/UPC to Unconnectorized 72-Fiber InstaPATCH® 360 Ruggedized Fanout Cable, Plenum | CommScope® | SYSTIMAX InstaPATCH® 360 |  | Ruggedized fanout
FLXLCLCAK |  | Base Product | OM4 LC/UPC to LC/UPC 72-Fiber InstaPATCH® 360 Ruggedized Fanout Cable, Plenum | CommScope® | SYSTIMAX InstaPATCH® 360 |  | Ruggedized fanout
FLXLCSCAD |  | Base Product | OM4 LC/UPC to SC/UPC 12-Fiber InstaPATCH® 360 Ruggedized Fanout Cable, Plenum | CommScope® | SYSTIMAX InstaPATCH® 360 |  | Ruggedized fanout
FLXLCUCAD |  | Base Product | OM4 LC/UPC to Unconnectorized 12-Fiber InstaPATCH® 360 Ruggedized Fanout Cable, Plenum | CommScope® | SYSTIMAX InstaPATCH® 360 |  | Ruggedized fanout
FLXMPSCAG |  | Base Product | OM4 MPO (Unpinned) to SC/UPC, InstaPATCH® 360 Ruggedized Fanout Cable, 36-Fiber, Plenum | CommScope® | SYSTIMAX InstaPATCH® 360 |  | Ruggedized fanout
FLXMPLCAD |  | Base Product | OM4 MPO (Unpinned) to LC/UPC, InstaPATCH® 360 Ruggedized Fanout Cable, 12-Fiber, Plenum | CommScope® | SYSTIMAX InstaPATCH® 360 |  | Ruggedized fanout
FLXLCUCAF |  | Base Product | OM4 LC/UPC to Unconnectorized 24-Fiber InstaPATCH® 360 Ruggedized Fanout Cable, Plenum | CommScope® | SYSTIMAX InstaPATCH® 360 |  | Ruggedized fanout
FAWLAUC0B |  | Base Product | Singlemode LC APC to Unconnectorized, Fiber Pigtail, 0.9 mm Tight Buffer, 6-Fiber Kit Red - Aqua (7-12) | CommScope® | SYSTIMAX InstaPATCH® 360 | FAW | Fiber pigtail ¦ unjacketed
FAWLAUC0C |  | Base Product | Singlemode LC APC to Unconnectorized, 0.9 mm Tight Buffer Fiber Pigtail, 12-fiber Kit, Blue - Aqua (1-12) | CommScope® | SYSTIMAX InstaPATCH® 360 | FAW | Fiber pigtail ¦ unjacketed
FAXL3UC0C |  | Base Product | OM4 LC/UPC Keyed Blue to Unconnectorized, Fiber Pigtail, 0.9 mm Tight Buffer, 12-Fiber Kit Blue - Aqua (1-12) | CommScope® | SYSTIMAX InstaPATCH® 360 | FAX | Fiber pigtail ¦ unjacketed
FAXL7UC0C |  | Base Product | OM4 LC/UPC Keyed Brown to Unconnectorized, Fiber Pigtail, 0.9 mm Tight Buffer, 12-Fiber Kit Blue - Aqua (1-12) | CommScope® | SYSTIMAX InstaPATCH® 360 | FAX | Fiber pigtail ¦ unjacketed
FAWSAUC0C |  | Base Product | Singlemode SC APC to Unconnectorized, 0.9 mm Tight Buffer Fiber Pigtail, 12-fiber Kit, Blue - Aqua (1-12) | CommScope® | SYSTIMAX InstaPATCH® 360 | FAW | Fiber pigtail ¦ unjacketed
FAWL6UC0C |  | Base Product | Singlemode LC/UPC Keyed Slate to Unconnectorized, Fiber Pigtail, 0.9 mm Tight Buffer, 12-Fiber Kit Blue - Aqua (1-12) | CommScope® | SYSTIMAX InstaPATCH® 360 | FAW | Fiber pigtail ¦ unjacketed
FAXL4UC0C |  | Base Product | OM4 LC/UPC Keyed Green to Unconnectorized, Fiber Pigtail, 0.9 mm Tight Buffer, 12-Fiber Kit Blue - Aqua (1-12) | CommScope® | SYSTIMAX InstaPATCH® 360 | FAX | Fiber pigtail ¦ unjacketed
FAXSCUC0A |  | Base Product | OM4 SC/UPC to Unconnectorized, Fiber Pigtail, 0.9 mm Tight Buffer, 6-Fiber Kit Blue - White (1-6) | CommScope® | SYSTIMAX InstaPATCH® 360 | FAX | Fiber pigtail ¦ unjacketed
FBXL1UC11 |  | Base Product | OM4 LC/UPC Keyed Red to Unconnectorized, Fiber Pigtail Simplex, 0.9 mm SBJ | CommScope® | SYSTIMAX InstaPATCH® 360 | FBX | Fiber pigtail ¦ unjacketed
FBXL2UC11 |  | Base Product | OM4 LC/UPC Keyed Yellow to Unconnectorized, Fiber Pigtail Simplex, 0.9 mm SBJ | CommScope® | SYSTIMAX InstaPATCH® 360 | FBX | Fiber pigtail ¦ unjacketed
FBXLCUC11 |  | Base Product | OM4 LC/UPC to Unconnectorized, Fiber Pigtail, 0.9 mm SBJ | CommScope® | SYSTIMAX InstaPATCH® 360 | FBX | Fiber pigtail ¦ unjacketed
FBXL3UC11 |  | Base Product | OM4 LC/UPC Keyed Blue to Unconnectorized, Fiber Pigtail Simplex, 0.9 mm SBJ | CommScope® | SYSTIMAX InstaPATCH® 360 | FBX | Fiber pigtail ¦ unjacketed
FBXL4UC11 |  | Base Product | OM4 LC/UPC Keyed Green to Unconnectorized, Fiber Pigtail Simplex, 0.9 mm SBJ | CommScope® | SYSTIMAX InstaPATCH® 360 | FBX | Fiber pigtail ¦ unjacketed
FBXL5UC11 |  | Base Product | OM4 LC/UPC Keyed Orange to Unconnectorized, Fiber Pigtail Simplex, 0.9 mm SBJ | CommScope® | SYSTIMAX InstaPATCH® 360 | FBX | Fiber pigtail ¦ unjacketed
FBWLCUC11 |  | Base Product | TeraSPEED® LC/UPC to Unconnectorized, Fiber Pigtail, 0.9 mm SBJ | CommScope® | SYSTIMAX InstaPATCH® 360 | FBW | Fiber pigtail ¦ unjacketed
FDWL2LC42 |  | Base Product | Singlemode LC/UPC Keyed Yellow to LC/UPC Fiber Patch Cord, 1.6 mm Duplex, Plenum | CommScope® | SYSTIMAX InstaPATCH® 360 | FDW | Fiber patch cord ¦ duplex
FDWL2SC21 |  | Base Product | Singlemode LC/UPC Keyed Yellow to SC/UPC Fiber Patch Cord, 1.6 mm Simplex, Plenum | CommScope® | SYSTIMAX InstaPATCH® 360 | FDW | Fiber patch cord ¦ simplex
FDWL2SC42 |  | Base Product | Singlemode LC/UPC Keyed Yellow to SC/UPC Fiber Patch Cord, 1.6 mm Duplex, Plenum | CommScope® | SYSTIMAX InstaPATCH® 360 | FDW | Fiber patch cord ¦ duplex
FDWL3LC42 |  | Base Product | Singlemode LC/UPC Keyed Blue to LC/UPC Fiber Patch Cord, 1.6 mm Duplex, Plenum | CommScope® | SYSTIMAX InstaPATCH® 360 | FDW | Fiber patch cord ¦ duplex
FDWL7L742 |  | Base Product | Singlemode LC/UPC Keyed Brown to LC/UPC Keyed Brown Fiber Patch Cord, 1.6 mm Duplex, Plenum | CommScope® | SYSTIMAX InstaPATCH® 360 | FDW | Fiber patch cord ¦ duplex
FDWL3L321 |  | Base Product | Singlemode LC/UPC Keyed Blue to LC/UPC Keyed Blue Fiber Patch Cord, 1.6 mm Simplex, Plenum | CommScope® | SYSTIMAX InstaPATCH® 360 | FDW | Fiber patch cord ¦ simplex
FDWL3L342 |  | Base Product | Singlemode LC/UPC Keyed Blue to LC/UPC Keyed Blue Fiber Patch Cord, 1.6 mm Duplex, Plenum | CommScope® | SYSTIMAX InstaPATCH® 360 | FDW | Fiber patch cord ¦ duplex
FDWL3SC21 |  | Base Product | Singlemode LC/UPC Keyed Blue to SC/UPC Fiber Patch Cord, 1.6 mm Simplex, Plenum | CommScope® | SYSTIMAX InstaPATCH® 360 | FDW | Fiber patch cord ¦ simplex
FDWL7LC42 |  | Base Product | Singlemode LC/UPC Keyed Brown to LC/UPC Fiber Patch Cord, 1.6 mm Duplex, Plenum | CommScope® | SYSTIMAX InstaPATCH® 360 | FDW | Fiber patch cord ¦ duplex
FDWL6LC21 |  | Base Product | Singlemode LC/UPC Keyed Slate to LC/UPC Fiber Patch Cord, 1.6 mm Simplex, Plenum | CommScope® | SYSTIMAX InstaPATCH® 360 | FDW | Fiber patch cord ¦ simplex
FDWL7SC21 |  | Base Product | Singlemode LC/UPC Keyed Brown to SC/UPC Fiber Patch Cord, 1.6 mm Simplex, Plenum | CommScope® | SYSTIMAX InstaPATCH® 360 | FDW | Fiber patch cord ¦ simplex
FDWL6SC42 |  | Base Product | Singlemode LC/UPC Keyed Slate to SC/UPC Fiber Patch Cord, 1.6 mm Duplex, Plenum | CommScope® | SYSTIMAX InstaPATCH® 360 | FDW | Fiber patch cord ¦ duplex
FDWL5LC42 |  | Base Product | Singlemode LC/UPC Keyed Orange to LC/UPC Fiber Patch Cord, 1.6 mm Duplex, Plenum | CommScope® | SYSTIMAX InstaPATCH® 360 | FDW | Fiber patch cord ¦ duplex
FDWL3SC42 |  | Base Product | Singlemode LC/UPC Keyed Blue to SC/UPC Fiber Patch Cord, 1.6 mm Duplex, Plenum | CommScope® | SYSTIMAX InstaPATCH® 360 | FDW | Fiber patch cord ¦ duplex
FDWLASA42 |  | Base Product | Singlemode LC APC to SC APC, Fiber Patch Cord, 1.6 mm Duplex, Plenum | CommScope® | SYSTIMAX InstaPATCH® 360 | FDW | Fiber patch cord ¦ duplex
FDWL9L942 |  | Base Product | Singlemode LC/UPC Keyed Rose to LC/UPC Keyed Rose Fiber Patch Cord, 1.6 mm Duplex, Plenum | CommScope® | SYSTIMAX InstaPATCH® 360 | FDW | Fiber patch cord ¦ duplex
FDWL7L721 |  | Base Product | Singlemode LC/UPC Keyed Brown to LC/UPC Keyed Brown Fiber Patch Cord, 1.6 mm Simplex, Plenum | CommScope® | SYSTIMAX InstaPATCH® 360 | FDW | Fiber patch cord ¦ simplex
FDWL9LC42 |  | Base Product | Singlemode LC/UPC Keyed Rose to LC/UPC Fiber Patch Cord, 1.6 mm Duplex, Plenum | CommScope® | SYSTIMAX InstaPATCH® 360 | FDW | Fiber patch cord ¦ duplex
FDWLALA21 |  | Base Product | Singlemode LC APC to LC APC, Fiber Patch Cord, 1.6 mm Simplex, Plenum | CommScope® | SYSTIMAX InstaPATCH® 360 | FDW | Fiber patch cord ¦ simplex
FDWL4L421 |  | Base Product | Singlemode LC/UPC Keyed Green to LC/UPC Keyed Green Fiber Patch Cord, 1.6 mm Simplex, Plenum | CommScope® | SYSTIMAX InstaPATCH® 360 | FDW | Fiber patch cord ¦ simplex
FDWLCLC42 |  | Base Product | Singlemode LC/UPC to LC/UPC, Fiber Patch Cord, 1.6 mm Duplex, Plenum | CommScope® | SYSTIMAX InstaPATCH® 360 | FDW | Fiber patch cord ¦ duplex
FDWSCSA42 |  | Base Product | Singlemode SC/UPC to SC/APC, Fiber Patch Cord, 1.6 mm Duplex, Plenum | CommScope® | SYSTIMAX InstaPATCH® 360 | FDW | Fiber patch cord ¦ duplex
FDWLALA42 |  | Base Product | Singlemode LC APC to LC APC, Fiber Patch Cord, 1.6 mm Duplex, Plenum | CommScope® | SYSTIMAX InstaPATCH® 360 | FDW | Fiber patch cord ¦ duplex
FDWL4SC21 |  | Base Product | Singlemode LC/UPC Keyed Green to SC/UPC Fiber Patch Cord, 1.6 mm Simplex, Plenum | CommScope® | SYSTIMAX InstaPATCH® 360 | FDW | Fiber patch cord ¦ simplex
FDWLCSA21 |  | Base Product | Low Loss Singlemode, LC/UPC to SC/APC, Plenum, 1-Fiber 1.6 mm Simplex Fiber Patch Cord | CommScope® | SYSTIMAX InstaPATCH® 360 | FDW | Fiber patch cord ¦ simplex
FDWSCLA21 |  | Base Product | Singlemode SC/UPC to LC/APC, Fiber Patch Cord, 1.6 mm Simplex, Plenum | CommScope® | SYSTIMAX InstaPATCH® 360 | FDW | Fiber patch cord ¦ simplex
FDXKFKF42 |  | Base Product | LazrSPEED® 550 LC/UPC to LC/UPC, Fiber Patch Cord, 1.6 mm Duplex, Plenum, White (AC) Locking Clip | CommScope® | SYSTIMAX InstaPATCH® 360 | FDX | Fiber patch cord ¦ duplex
FDWSCSC42 |  | Base Product | Singlemode SC/UPC to SC/UPC, Fiber Patch Cord, 1.6 mm Duplex, Plenum | CommScope® | SYSTIMAX InstaPATCH® 360 | FDW | Fiber patch cord ¦ duplex
FDXKGKG42 |  | Base Product | OM4 LC/UPC to LC/UPC Fiber Patch Cord, 1.6 mm Duplex, Plenum, Red (AC) Locking Clip | CommScope® | SYSTIMAX InstaPATCH® 360 | FDX | Fiber patch cord ¦ duplex
FDWSCLA42 |  | Base Product | Singlemode SC/UPC to LC/APC, Fiber Patch Cord, 1.6 mm Duplex, Plenum | CommScope® | SYSTIMAX InstaPATCH® 360 | FDW | Fiber patch cord ¦ duplex
FDWLCLC21 |  | Base Product | Singlemode LC/UPC to LC/UPC, Fiber Patch Cord, 1.6 mm Simplex, Plenum | CommScope® | SYSTIMAX InstaPATCH® 360 | FDW | Fiber patch cord ¦ simplex
FDXKJKJ42 |  | Base Product | OM4 LC/UPC to LC/UPC Fiber Patch Cord, 1.6 mm Duplex, Plenum, Yellow (BB) Locking Clip | CommScope® | SYSTIMAX InstaPATCH® 360 | FDX | Fiber patch cord ¦ duplex
FDXL1LC42 |  | Base Product | OM4 LC/UPC Keyed Red to LC/UPC Fiber Patch Cord, 1.6 mm Duplex, Plenum | CommScope® | SYSTIMAX InstaPATCH® 360 | FDX | Fiber patch cord ¦ duplex
FDXKLKL42 |  | Base Product | OM4 LC/UPC to LC/UPC Fiber Patch Cord, 1.6 mm Duplex, Plenum, Rose (CB) Locking Clip | CommScope® | SYSTIMAX InstaPATCH® 360 | FDX | Fiber patch cord ¦ duplex
FDXL3SC21 |  | Base Product | OM4 LC/UPC Keyed Blue to SC/UPC Fiber Patch Cord, 1.6 mm Simplex, Plenum | CommScope® | SYSTIMAX InstaPATCH® 360 | FDX | Fiber patch cord ¦ simplex
FDXKAKA42 |  | Base Product | OM4 LC/UPC to LC/UPC, Fiber Patch Cord, 1.6 mm Duplex, Plenum, Blue (AC) Locking Clip | CommScope® | SYSTIMAX InstaPATCH® 360 | FDX | Fiber patch cord ¦ duplex
FDXL1SC42 |  | Base Product | OM4 LC/UPC Keyed Red to SC/UPC Fiber Patch Cord, 1.6 mm Duplex, Plenum | CommScope® | SYSTIMAX InstaPATCH® 360 | FDX | Fiber patch cord ¦ duplex
FDXKCKC42 |  | Base Product | OM4 LC/UPC to LC/UPC Fiber Patch Cord, 1.6 mm Duplex, Plenum, Green (AB)Locking Clip | CommScope® | SYSTIMAX InstaPATCH® 360 | FDX | Fiber patch cord ¦ duplex
FDXL4L421 |  | Base Product | OM4 LC/UPC Keyed Green to LC/UPC Keyed Green Fiber Patch Cord, 1.6 mm Simplex, Plenum | CommScope® | SYSTIMAX InstaPATCH® 360 | FDX | Fiber patch cord ¦ simplex
FDXL7L721 |  | Base Product | OM4 LC/UPC Keyed Brown to LC/UPC Keyed Brown Fiber Patch Cord, 1.6 mm Simplex, Plenum | CommScope® | SYSTIMAX InstaPATCH® 360 | FDX | Fiber patch cord ¦ simplex
FDXL3L342 |  | Base Product | OM4 LC/UPC Keyed Blue to LC/UPC Keyed Blue Fiber Patch Cord, 1.6 mm Duplex, Plenum | CommScope® | SYSTIMAX InstaPATCH® 360 | FDX | Fiber patch cord ¦ duplex
FDXL2L221 |  | Base Product | OM4 LC/UPC Keyed Yellow to LC/UPC Keyed Yellow Fiber Patch Cord, 1.6 mm Simplex, Plenum | CommScope® | SYSTIMAX InstaPATCH® 360 | FDX | Fiber patch cord ¦ simplex
FDXL7L742 |  | Base Product | OM4 LC/UPC Keyed Brown to LC/UPC Keyed Brown Fiber Patch Cord, 1.6 mm Duplex, Plenum | CommScope® | SYSTIMAX InstaPATCH® 360 | FDX | Fiber patch cord ¦ duplex
FDXL3LC21 |  | Base Product | OM4 LC/UPC Keyed Blue to LC/UPC Fiber Patch Cord, 1.6 mm Simplex, Plenum | CommScope® | SYSTIMAX InstaPATCH® 360 | FDX | Fiber patch cord ¦ simplex
FDXL2L242 |  | Base Product | OM4 LC/UPC Keyed Yellow to LC/UPC Keyed Yellow Fiber Patch Cord, 1.6 mm Duplex, Plenum | CommScope® | SYSTIMAX InstaPATCH® 360 | FDX | Fiber patch cord ¦ duplex
FDXL4LC21 |  | Base Product | OM4 LC/UPC Keyed Green to LC/UPC Fiber Patch Cord, 1.6 mm Simplex, Plenum | CommScope® | SYSTIMAX InstaPATCH® 360 | FDX | Fiber patch cord ¦ simplex
FDXL6LC21 |  | Base Product | OM4 LC/UPC Keyed Slate to LC/UPC Fiber Patch Cord, 1.6 mm Simplex, Plenum | CommScope® | SYSTIMAX InstaPATCH® 360 | FDX | Fiber patch cord ¦ simplex
FDXL7LC21 |  | Base Product | OM4 LC/UPC Keyed Brown to LC/UPC Fiber Patch Cord, 1.6 mm Simplex, Plenum | CommScope® | SYSTIMAX InstaPATCH® 360 | FDX | Fiber patch cord ¦ simplex
FDXL5LC42 |  | Base Product | OM4 LC/UPC Keyed Orange to LC/UPC Fiber Patch Cord, 1.6 mm Duplex, Plenum | CommScope® | SYSTIMAX InstaPATCH® 360 | FDX | Fiber patch cord ¦ duplex
FDXL9LC21 |  | Base Product | OM4 LC/UPC Keyed Rose to LC/UPC Fiber Patch Cord, 1.6 mm Simplex, Plenum | CommScope® | SYSTIMAX InstaPATCH® 360 | FDX | Fiber patch cord ¦ simplex
FDXL8L842 |  | Base Product | OM4 LC/UPC Keyed Aqua to LC/UPC Keyed Aqua Fiber Patch Cord, 1.6 mm Duplex, Plenum | CommScope® | SYSTIMAX InstaPATCH® 360 | FDX | Fiber patch cord ¦ duplex
FDXL4LC42 |  | Base Product | OM4 LC/UPC Keyed Green to LC/UPC Fiber Patch Cord, 1.6 mm Duplex, Plenum | CommScope® | SYSTIMAX InstaPATCH® 360 | FDX | Fiber patch cord ¦ duplex
FDXL2LC21 |  | Base Product | OM4 LC/UPC Keyed Yellow to LC/UPC Fiber Patch Cord, 1.6 mm Simplex, Plenum | CommScope® | SYSTIMAX InstaPATCH® 360 | FDX | Fiber patch cord ¦ simplex
FDXL7LC42 |  | Base Product | OM4 LC/UPC Keyed Brown to LC/UPC Fiber Patch Cord, 1.6 mm Duplex, Plenum | CommScope® | SYSTIMAX InstaPATCH® 360 | FDX | Fiber patch cord ¦ duplex
FDXL8LC21 |  | Base Product | OM4 LC/UPC Keyed Aqua to LC/UPC Fiber Patch Cord, 1.6 mm Simplex, Plenum | CommScope® | SYSTIMAX InstaPATCH® 360 | FDX | Fiber patch cord ¦ simplex
FDXLCLC21 |  | Base Product | OM4 LC/UPC to LC/UPC, Fiber Patch Cord, 1.6 mm Simplex, Plenum | CommScope® | SYSTIMAX InstaPATCH® 360 | FDX | Fiber patch cord ¦ simplex
FDXL5SC21 |  | Base Product | OM4 LC/UPC Keyed Orange to SC/UPC Fiber Patch Cord, 1.6 mm Simplex, Plenum | CommScope® | SYSTIMAX InstaPATCH® 360 | FDX | Fiber patch cord ¦ simplex
FDXL8LC42 |  | Base Product | OM4 LC/UPC Keyed Aqua to LC/UPC Fiber Patch Cord, 1.6 mm Duplex, Plenum | CommScope® | SYSTIMAX InstaPATCH® 360 | FDX | Fiber patch cord ¦ duplex
FDXL4SC21 |  | Base Product | OM4 LC/UPC Keyed Green to SC/UPC Fiber Patch Cord, 1.6 mm Simplex, Plenum | CommScope® | SYSTIMAX InstaPATCH® 360 | FDX | Fiber patch cord ¦ simplex
FDXLCLC42 |  | Base Product | OM4 LC/UPC to LC/UPC, Fiber Patch Cord, 1.6 mm Duplex, Plenum | CommScope® | SYSTIMAX InstaPATCH® 360 | FDX | Fiber patch cord ¦ duplex
FDXLVSC21 |  | Base Product | OM4 LC/UPC Keyed Violet to SC/UPC Fiber Patch Cord, 1.6 mm Simplex, Plenum | CommScope® | SYSTIMAX InstaPATCH® 360 | FDX | Fiber patch cord ¦ simplex
FDXL8SC21 |  | Base Product | OM4 LC/UPC Keyed Aqua to SC/UPC Fiber Patch Cord, 1.6 mm Simplex, Plenum | CommScope® | SYSTIMAX InstaPATCH® 360 | FDX | Fiber patch cord ¦ simplex
FDXL7SC42 |  | Base Product | OM4 LC/UPC Keyed Brown to SC/UPC Fiber Patch Cord, 1.6 mm Duplex, Plenum | CommScope® | SYSTIMAX InstaPATCH® 360 | FDX | Fiber patch cord ¦ duplex
FDXL9L921 |  | Base Product | OM4 LC/UPC Keyed Rose to LC/UPC Keyed Rose Fiber Patch Cord, 1.6 mm Simplex, Plenum | CommScope® | SYSTIMAX InstaPATCH® 360 | FDX | Fiber patch cord ¦ simplex
FDXLCSC42 |  | Base Product | OM4 LC/UPC to SC/UPC, Fiber Patch Cord, 1.6 mm Duplex, Plenum | CommScope® | SYSTIMAX InstaPATCH® 360 | FDX | Fiber patch cord ¦ duplex
FDXLVLC21 |  | Base Product | OM4 LC/UPC Keyed Violet to LC/UPC Fiber Patch Cord, 1.6 mm Simplex, Plenum | CommScope® | SYSTIMAX InstaPATCH® 360 | FDX | Fiber patch cord ¦ simplex
FDXLVLV42 |  | Base Product | OM4 LC/UPC Keyed Violet to LC/UPC Keyed Violet Fiber Patch Cord, 1.6 mm Duplex, Plenum | CommScope® | SYSTIMAX InstaPATCH® 360 | FDX | Fiber patch cord ¦ duplex
FEWL2LC21 |  | Base Product | Singlemode LC/UPC Keyed Yellow to LC/UPC Fiber Patch Cord, 1.6 mm Simplex, Riser | CommScope® | SYSTIMAX InstaPATCH® 360 | FEW | Fiber patch cord ¦ simplex
FEWL2LC42 |  | Base Product | Singlemode LC/UPC Keyed Yellow to LC/UPC Fiber Patch Cord, 1.6 mm Duplex, Riser | CommScope® | SYSTIMAX InstaPATCH® 360 | FEW | Fiber patch cord ¦ duplex
FEWL2SC21 |  | Base Product | Singlemode LC/UPC Keyed Yellow to SC/UPC Fiber Patch Cord, 1.6 mm Simplex, Riser | CommScope® | SYSTIMAX InstaPATCH® 360 | FEW | Fiber patch cord ¦ simplex
FEWL2SC42 |  | Base Product | Singlemode LC/UPC Keyed Yellow to SC/UPC Fiber Patch Cord, 1.6 mm Duplex, Riser | CommScope® | SYSTIMAX InstaPATCH® 360 | FEW | Fiber patch cord ¦ duplex
FEWL4L421 |  | Base Product | Singlemode LC/UPC Keyed Green to LC/UPC Keyed Green Fiber Patch Cord, 1.6 mm Simplex, Riser | CommScope® | SYSTIMAX InstaPATCH® 360 | FEW | Fiber patch cord ¦ simplex
FEWL3L321 |  | Base Product | Singlemode LC/UPC Keyed Blue to LC/UPC Keyed Blue Fiber Patch Cord, 1.6 mm Simplex, Riser | CommScope® | SYSTIMAX InstaPATCH® 360 | FEW | Fiber patch cord ¦ simplex
FEWL9SC21 |  | Base Product | Singlemode LC/UPC Keyed Rose to SC/UPC Fiber Patch Cord, 1.6 mm Simplex, Riser | CommScope® | SYSTIMAX InstaPATCH® 360 | FEW | Fiber patch cord ¦ simplex
FEWL7L742 |  | Base Product | Singlemode LC/UPC Keyed Brown to LC/UPC Keyed Brown Fiber Patch Cord, 1.6 mm Duplex, Riser | CommScope® | SYSTIMAX InstaPATCH® 360 | FEW | Fiber patch cord ¦ duplex
FEWL8LC42 |  | Base Product | Singlemode LC/UPC Keyed Aqua to LC/UPC Fiber Patch Cord, 1.6 mm Duplex, Riser | CommScope® | SYSTIMAX InstaPATCH® 360 | FEW | Fiber patch cord ¦ duplex
FEWL9SC42 |  | Base Product | Singlemode LC/UPC Keyed Rose to SC/UPC Fiber Patch Cord, 1.6 mm Duplex, Riser | CommScope® | SYSTIMAX InstaPATCH® 360 | FEW | Fiber patch cord ¦ duplex
FEWL3L342 |  | Base Product | Singlemode LC/UPC Keyed Blue to LC/UPC Keyed Blue Fiber Patch Cord, 1.6 mm Duplex, Riser | CommScope® | SYSTIMAX InstaPATCH® 360 | FEW | Fiber patch cord ¦ duplex
FEWL6L642 |  | Base Product | Singlemode LC/UPC Keyed Slate to LC/UPC Keyed Slate Fiber Patch Cord, 1.6 mm Duplex, Riser | CommScope® | SYSTIMAX InstaPATCH® 360 | FEW | Fiber patch cord ¦ duplex
FEWL8SC21 |  | Base Product | Singlemode LC/UPC Keyed Aqua to SC/UPC Fiber Patch Cord, 1.6 mm Simplex, Riser | CommScope® | SYSTIMAX InstaPATCH® 360 | FEW | Fiber patch cord ¦ simplex
FEWL6LC21 |  | Base Product | Singlemode LC/UPC Keyed Slate to LC/UPC Fiber Patch Cord, 1.6 mm Simplex, Riser | CommScope® | SYSTIMAX InstaPATCH® 360 | FEW | Fiber patch cord ¦ simplex
FEWL8SC42 |  | Base Product | Singlemode LC/UPC Keyed Aqua to SC/UPC Fiber Patch Cord, 1.6 mm Duplex, Riser | CommScope® | SYSTIMAX InstaPATCH® 360 | FEW | Fiber patch cord ¦ duplex
FEWLASA21 |  | Base Product | Singlemode LC APC to SC APC, Fiber Patch Cord, 1.6 mm Simplex, Riser | CommScope® | SYSTIMAX InstaPATCH® 360 | FEW | Fiber patch cord ¦ simplex
FEWL4SC21 |  | Base Product | Singlemode LC/UPC Keyed Green to SC/UPC Fiber Patch Cord, 1.6 mm Simplex, Riser | CommScope® | SYSTIMAX InstaPATCH® 360 | FEW | Fiber patch cord ¦ simplex
FEWL5SC42 |  | Base Product | Singlemode LC/UPC Keyed Orange to SC/UPC Fiber Patch Cord, 1.6 mm Duplex, Riser | CommScope® | SYSTIMAX InstaPATCH® 360 | FEW | Fiber patch cord ¦ duplex
FEWL6SC42 |  | Base Product | Singlemode LC/UPC Keyed Slate to SC/UPC Fiber Patch Cord, 1.6 mm Duplex, Riser | CommScope® | SYSTIMAX InstaPATCH® 360 | FEW | Fiber patch cord ¦ duplex
FEWL8L821 |  | Base Product | Singlemode LC/UPC Keyed Aqua to LC/UPC Keyed Aqua Fiber Patch Cord, 1.6 mm Simplex, Riser | CommScope® | SYSTIMAX InstaPATCH® 360 | FEW | Fiber patch cord ¦ simplex
FEWL8L842 |  | Base Product | Singlemode LC/UPC Keyed Aqua to LC/UPC Keyed Aqua Fiber Patch Cord, 1.6 mm Duplex, Riser | CommScope® | SYSTIMAX InstaPATCH® 360 | FEW | Fiber patch cord ¦ duplex
FEWL9LC42 |  | Base Product | Singlemode LC/UPC Keyed Rose to LC/UPC Fiber Patch Cord, 1.6 mm Duplex, Riser | CommScope® | SYSTIMAX InstaPATCH® 360 | FEW | Fiber patch cord ¦ duplex
FEWLCSA21 |  | Base Product | Singlemode LC/UPC to SC/APC, Fiber Patch Cord, 1.6 mm Simplex, Riser | CommScope® | SYSTIMAX InstaPATCH® 360 | FEW | Fiber patch cord ¦ simplex
FEWLCLA21 |  | Base Product | Singlemode LC/UPC to LC/APC, Fiber Patch Cord, 1.6 mm Simplex, Riser | CommScope® | SYSTIMAX InstaPATCH® 360 | FEW | Fiber patch cord ¦ simplex
FEWSCSA21 |  | Base Product | Singlemode SC/UPC to SC/APC, Fiber Patch Cord, 1.6 mm Simplex, Riser | CommScope® | SYSTIMAX InstaPATCH® 360 | FEW | Fiber patch cord ¦ simplex
FEWLVLC21 |  | Base Product | Singlemode LC/UPC Keyed Violet to LC/UPC Fiber Patch Cord, 1.6 mm Simplex, Riser | CommScope® | SYSTIMAX InstaPATCH® 360 | FEW | Fiber patch cord ¦ simplex
FEWLCSC21 |  | Base Product | Singlemode LC/UPC to SC/UPC, Fiber Patch Cord, 1.6 mm Simplex, Riser | CommScope® | SYSTIMAX InstaPATCH® 360 | FEW | Fiber patch cord ¦ simplex
FEWSCSA42 |  | Base Product | Singlemode SC/UPC to SC/APC, Fiber Patch Cord, 1.6 mm Duplex, Riser | CommScope® | SYSTIMAX InstaPATCH® 360 | FEW | Fiber patch cord ¦ duplex
FEWSASA21 |  | Base Product | Singlemode SC APC to SC APC, Fiber Patch Cord, 1.6 mm Simplex, Riser | CommScope® | SYSTIMAX InstaPATCH® 360 | FEW | Fiber patch cord ¦ simplex
FEWLCLA42 |  | Base Product | Singlemode LC/UPC to LC/APC, Fiber Patch Cord, 1.6 mm Duplex, Riser | CommScope® | SYSTIMAX InstaPATCH® 360 | FEW | Fiber patch cord ¦ duplex
FEWSCLA21 |  | Base Product | Singlemode SC/UPC to LC/APC, Fiber Patch Cord, 1.6 mm Simplex, Riser | CommScope® | SYSTIMAX InstaPATCH® 360 | FEW | Fiber patch cord ¦ simplex
FEWLVLV21 |  | Base Product | Singlemode LC/UPC Keyed Violet to LC/UPC Keyed Violet Fiber Patch Cord, 1.6 mm Simplex, Riser | CommScope® | SYSTIMAX InstaPATCH® 360 | FEW | Fiber patch cord ¦ simplex
FEWSCSC21 |  | Base Product | Singlemode SC/UPC to SC/UPC, Fiber Patch Cord, 1.6 mm Simplex, Riser | CommScope® | SYSTIMAX InstaPATCH® 360 | FEW | Fiber patch cord ¦ simplex
FEXL3L321 |  | Base Product | OM4 LC/UPC Keyed Blue to LC/UPC Keyed Blue Fiber Patch Cord, 1.6 mm Simplex, Riser | CommScope® | SYSTIMAX InstaPATCH® 360 | FEX | Fiber patch cord ¦ simplex
FEWSCLA42 |  | Base Product | Singlemode SC/UPC to LC/APC, Fiber Patch Cord, 1.6 mm Duplex, Riser | CommScope® | SYSTIMAX InstaPATCH® 360 | FEW | Fiber patch cord ¦ duplex
FEXL3L342 |  | Base Product | OM4 LC/UPC Keyed Blue to LC/UPC Keyed Blue Fiber Patch Cord, 1.6 mm Duplex, Riser | CommScope® | SYSTIMAX InstaPATCH® 360 | FEX | Fiber patch cord ¦ duplex
FEXL5L542 |  | Base Product | OM4 LC/UPC Keyed Orange to LC/UPC Keyed Orange Fiber Patch Cord, 1.6 mm Duplex, Riser | CommScope® | SYSTIMAX InstaPATCH® 360 | FEX | Fiber patch cord ¦ duplex
FEXL1SC21 |  | Base Product | OM4 LC/UPC Keyed Red to SC/UPC Fiber Patch Cord, 1.6 mm Simplex, Riser | CommScope® | SYSTIMAX InstaPATCH® 360 | FEX | Fiber patch cord ¦ simplex
FEXL4L442 |  | Base Product | OM4 LC/UPC Keyed Green to LC/UPC Keyed Green Fiber Patch Cord, 1.6 mm Duplex, Riser | CommScope® | SYSTIMAX InstaPATCH® 360 | FEX | Fiber patch cord ¦ duplex
FEXL1L121 |  | Base Product | OM4 LC/UPC Keyed Red to LC/UPC Keyed Red Fiber Patch Cord, 1.6 mm Simplex, Riser | CommScope® | SYSTIMAX InstaPATCH® 360 | FEX | Fiber patch cord ¦ simplex
FEXL1SC42 |  | Base Product | OM4 LC/UPC Keyed Red to SC/UPC Fiber Patch Cord, 1.6 mm Duplex, Riser | CommScope® | SYSTIMAX InstaPATCH® 360 | FEX | Fiber patch cord ¦ duplex
FEXL1L142 |  | Base Product | OM4 LC/UPC Keyed Red to LC/UPC Keyed Red Fiber Patch Cord, 1.6 mm Duplex, Riser | CommScope® | SYSTIMAX InstaPATCH® 360 | FEX | Fiber patch cord ¦ duplex
FEXL4LC21 |  | Base Product | OM4 LC/UPC Keyed Green to LC/UPC Fiber Patch Cord, 1.6 mm Simplex, Riser | CommScope® | SYSTIMAX InstaPATCH® 360 | FEX | Fiber patch cord ¦ simplex
FEXL5LC42 |  | Base Product | OM4 LC/UPC Keyed Orange to LC/UPC Fiber Patch Cord, 1.6 mm Duplex, Riser | CommScope® | SYSTIMAX InstaPATCH® 360 | FEX | Fiber patch cord ¦ duplex
FEXL4LC42 |  | Base Product | OM4 LC/UPC Keyed Green to LC/UPC Fiber Patch Cord, 1.6 mm Duplex, Riser | CommScope® | SYSTIMAX InstaPATCH® 360 | FEX | Fiber patch cord ¦ duplex
FEXL6LC42 |  | Base Product | OM4 LC/UPC Keyed Slate to LC/UPC Fiber Patch Cord, 1.6 mm Duplex, Riser | CommScope® | SYSTIMAX InstaPATCH® 360 | FEX | Fiber patch cord ¦ duplex
FEXL5SC21 |  | Base Product | OM4 LC/UPC Keyed Orange to SC/UPC Fiber Patch Cord, 1.6 mm Simplex, Riser | CommScope® | SYSTIMAX InstaPATCH® 360 | FEX | Fiber patch cord ¦ simplex
FEXL3SC21 |  | Base Product | OM4 LC/UPC Keyed Blue to SC/UPC Fiber Patch Cord, 1.6 mm Simplex, Riser | CommScope® | SYSTIMAX InstaPATCH® 360 | FEX | Fiber patch cord ¦ simplex
FEXL5SC42 |  | Base Product | OM4 LC/UPC Keyed Orange to SC/UPC Fiber Patch Cord, 1.6 mm Duplex, Riser | CommScope® | SYSTIMAX InstaPATCH® 360 | FEX | Fiber patch cord ¦ duplex
FEXL8SC21 |  | Base Product | OM4 LC/UPC Keyed Aqua to SC/UPC Fiber Patch Cord, 1.6 mm Simplex, Riser | CommScope® | SYSTIMAX InstaPATCH® 360 | FEX | Fiber patch cord ¦ simplex
FEXL6SC21 |  | Base Product | OM4 LC/UPC Keyed Slate to SC/UPC Fiber Patch Cord, 1.6 mm Simplex, Riser | CommScope® | SYSTIMAX InstaPATCH® 360 | FEX | Fiber patch cord ¦ simplex
FEXL2SC42 |  | Base Product | OM4 LC/UPC Keyed Yellow to SC/UPC Fiber Patch Cord, 1.6 mm Duplex, Riser | CommScope® | SYSTIMAX InstaPATCH® 360 | FEX | Fiber patch cord ¦ duplex
FEXL7SC21 |  | Base Product | OM4 LC/UPC Keyed Brown to SC/UPC Fiber Patch Cord, 1.6 mm Simplex, Riser | CommScope® | SYSTIMAX InstaPATCH® 360 | FEX | Fiber patch cord ¦ simplex
FEXL6L642 |  | Base Product | OM4 LC/UPC Keyed Slate to LC/UPC Keyed Slate Fiber Patch Cord, 1.6 mm Duplex, Riser | CommScope® | SYSTIMAX InstaPATCH® 360 | FEX | Fiber patch cord ¦ duplex
CCA-CORDS |  | Base Product | CCA Ceiling connector to RJ45 Cords | CommScope® |  |  | Twisted pair patch cord
CCA-CONNECTORS |  | Base Product | Ceiling Connector Assembly (CCA) without cordage | CommScope® |  |  | Connector kit
FD |  | Base Product | Fiber Optic Drop Cable Assembly for outdoor buried applications |  |  |  | Fiber drop cable assembly
FPCA |  | Base Product | Fiber Optic Patch Cord, Simplex, Singlemode, 1.2 mm OFNP and LSZH jacket | CommScope® |  | FPCA | Fiber patch cord ¦ simplex
FLXMPSCAH |  | Base Product | OM4 MPO (Unpinned) to SC/UPC, InstaPATCH® 360 Ruggedized Fanout Cable, 48-Fiber, Plenum | CommScope® | SYSTIMAX InstaPATCH® 360 |  | Ruggedized fanout
FLXLCUCAH |  | Base Product | OM4 LC/UPC to Unconnectorized 48-Fiber InstaPATCH® 360 Ruggedized Fanout Cable, Plenum | CommScope® | SYSTIMAX InstaPATCH® 360 |  | Ruggedized fanout
FLXMPLCAH |  | Base Product | OM4 MPO (Unpinned) to LC/UPC, InstaPATCH® 360 Ruggedized Fanout Cable, 48-Fiber, Plenum | CommScope® | SYSTIMAX InstaPATCH® 360 |  | Ruggedized fanout
FLXMXSCAF |  | Base Product | LazrSPEED® 550 MPO (Pinned) to SC/UPC, InstaPATCH® 360 Ruggedized Fanout Cable, 24-Fiber, Plenum | CommScope® | SYSTIMAX InstaPATCH® 360 |  | Ruggedized fanout
FLXMXLCAH |  | Base Product | OM4 MPO (Pinned) to LC/UPC, InstaPATCH® 360 Ruggedized Fanout Cable, 48-Fiber, Plenum | CommScope® | SYSTIMAX InstaPATCH® 360 |  | Ruggedized fanout
FLXMXSCAK |  | Base Product | LazrSPEED® 550 MPO (Pinned) to SC/UPC, InstaPATCH® 360 Ruggedized Fanout Cable, 72-Fiber, Plenum | CommScope® | SYSTIMAX InstaPATCH® 360 |  | Ruggedized fanout
FLXMPSCAD |  | Base Product | OM4 MPO (Unpinned) to SC/UPC, InstaPATCH® 360 Ruggedized Fanout Cable, 12-Fiber, Plenum | CommScope® | SYSTIMAX InstaPATCH® 360 |  | Ruggedized fanout
FLZLCLCAD |  | Base Product | OM3 LC/UPC to LC/UPC 12-Fiber InstaPATCH® 360 Ruggedized Fanout Cable, Plenum | CommScope® | SYSTIMAX InstaPATCH® 360 |  | Ruggedized fanout
FLZLCLCAH |  | Base Product | OM3 LC/UPC to LC/UPC 48-Fiber InstaPATCH® 360 Ruggedized Fanout Cable, Plenum | CommScope® | SYSTIMAX InstaPATCH® 360 |  | Ruggedized fanout
FLZLCLCAK |  | Base Product | OM3 LC/UPC to LC/UPC 72-Fiber InstaPATCH® 360 Ruggedized Fanout Cable, Plenum | CommScope® | SYSTIMAX InstaPATCH® 360 |  | Ruggedized fanout
FLZLCUCAH |  | Base Product | OM3 LC/UPC to Unconnectorized 48-Fiber InstaPATCH® 360 Ruggedized Fanout Cable, Plenum | CommScope® | SYSTIMAX InstaPATCH® 360 |  | Ruggedized fanout
FNVLCLCAD |  | Base Product | LazrSPEED® 550 WideBand LC/UPC to LC/UPC, InstaPATCH® 360 Ruggedized Fanout Cable, 12-Fiber, LSZH | CommScope® | SYSTIMAX InstaPATCH® 360 |  | Ruggedized fanout
FNWLCLCAG |  | Base Product | Singlemode LC/UPC to LC/UPC, InstaPATCH® 360 Ruggedized Fiber Fanout Cable Assembly, 36-Fiber, Low Smoke Zero Halogen (LSZH) | CommScope® | SYSTIMAX InstaPATCH® 360 |  | Ruggedized fanout
FNWLASAAF |  | Base Product | SingleMode LC/APC to SC/APC, Ruggedized Fiber Fanout Cable Assembly, 24-Fiber, Low Smoke Zero Halogen (LSZH) | CommScope® | SYSTIMAX InstaPATCH® 360 |  | Ruggedized fanout
FNWLCSCAD |  | Base Product | Singlemode LC/UPC to SC/UPC 12-Fiber InstaPATCH® 360 Ruggedized Fanout Cable, Low Smoke Zero Halogen | CommScope® | SYSTIMAX InstaPATCH® 360 |  | Ruggedized fanout
FNWLCLCAD |  | Base Product | SingleMode LC/UPC to LC/UPC, InstaPATCH® 360 Ruggedized Fiber Fanout Cable Assembly, 12-Fiber, Low Smoke Zero Halogen (LSZH) | CommScope® | SYSTIMAX InstaPATCH® 360 |  | Ruggedized fanout
FNWLCLCAF |  | Base Product | Singlemode LC/UPC to LC/UPC, InstaPATCH® 360 Ruggedized Fiber Fanout Cable Assembly, 24-Fiber, Low Smoke Zero Halogen (LSZH) | CommScope® | SYSTIMAX InstaPATCH® 360 |  | Ruggedized fanout
FNWMPLCAK |  | Base Product | Singlemode MPO (Unpinned) to LC/UPC, InstaPATCH® 360 Ruggedized Fanout Cable, 72-Fiber, Low Smoke Zero Halogen | CommScope® | SYSTIMAX InstaPATCH® 360 |  | Ruggedized fanout
FNWMXLCAH |  | Base Product | Singlemode MPO (Pinned) to LC/UPC, InstaPATCH® 360 Ruggedized Fanout Cable, 48-Fiber, Low Smoke Zero Halogen | CommScope® | SYSTIMAX InstaPATCH® 360 |  | Ruggedized fanout
FNWMXLCAK |  | Base Product | Singlemode MPO (Pinned) to LC/UPC, InstaPATCH® 360 Ruggedized Fanout Cable, 72-Fiber, Low Smoke Zero Halogen | CommScope® | SYSTIMAX InstaPATCH® 360 |  | Ruggedized fanout
FNWMPSCAF |  | Base Product | Singlemode MPO (Unpinned) to SC/UPC, InstaPATCH® 360 Ruggedized Fanout Cable, 24-Fiber, Low Smoke Zero Halogen | CommScope® | SYSTIMAX InstaPATCH® 360 |  | Ruggedized fanout
FNWMXLCAF |  | Base Product | Singlemode MPO (Pinned) to LC/UPC, InstaPATCH® 360 Ruggedized Fanout Cable, 24-Fiber, Low Smoke Zero Halogen | CommScope® | SYSTIMAX InstaPATCH® 360 |  | Ruggedized fanout
FNWMXLCAG |  | Base Product | Singlemode MPO (Pinned) to LC/UPC, InstaPATCH® 360 Ruggedized Fanout Cable, 36-Fiber, Low Smoke Zero Halogen | CommScope® | SYSTIMAX InstaPATCH® 360 |  | Ruggedized fanout
FNWSCSCAF |  | Base Product | Singlemode SC/UPC to SC/UPC 24-Fiber InstaPATCH® 360 Ruggedized Fanout Cable, Low Smoke Zero Halogen | CommScope® | SYSTIMAX InstaPATCH® 360 |  | Ruggedized fanout
FNWSCSCAH |  | Base Product | SingleMode SC/UPC to SC/UPC, InstaPATCH® 360 Ruggedized Fiber Fanout Cable Assembly, 48-Fiber, Low Smoke Zero Halogen (LSZH) | CommScope® | SYSTIMAX InstaPATCH® 360 |  | Ruggedized fanout
FNXLCLCAF |  | Base Product | OM4 LC/UPC to LC/UPC 24-Fiber InstaPATCH® 360 Ruggedized Fanout Cable, Low Smoke Zero Halogen | CommScope® | SYSTIMAX InstaPATCH® 360 |  | Ruggedized fanout
FNXLCSCAH |  | Base Product | OM4 LC/UPC to SC/UPC 48-Fiber InstaPATCH® 360 Ruggedized Fanout Cable, Low Smoke Zero Halogen | CommScope® | SYSTIMAX InstaPATCH® 360 |  | Ruggedized fanout
FNXLCLCAH |  | Base Product | OM4 LC/UPC to LC/UPC 48-Fiber InstaPATCH® 360 Ruggedized Fanout Cable, Low Smoke Zero Halogen | CommScope® | SYSTIMAX InstaPATCH® 360 |  | Ruggedized fanout
FNXMXSCAD |  | Base Product | OM4 MPO (Pinned) to SC/UPC, InstaPATCH® 360 Ruggedized Fanout Cable, 12-Fiber, Low Smoke Zero Halogen | CommScope® | SYSTIMAX InstaPATCH® 360 |  | Ruggedized fanout
FNXMPLCAD |  | Base Product | OM4 MPO (Unpinned) to LC/UPC, InstaPATCH® 360 Ruggedized Fanout Cable, 12-Fiber, Low Smoke Zero Halogen | CommScope® | SYSTIMAX InstaPATCH® 360 |  | Ruggedized fanout
FNXMXLCAD |  | Base Product | OM4 MPO (Pinned) to LC/UPC, InstaPATCH® 360 Ruggedized Fanout Cable, 12-Fiber, Low Smoke Zero Halogen | CommScope® | SYSTIMAX InstaPATCH® 360 |  | Ruggedized fanout
FNXMPLCAH |  | Base Product | OM4 MPO (Unpinned) to LC/UPC, InstaPATCH® 360 Ruggedized Fanout Cable, 48-Fiber, Low Smoke Zero Halogen | CommScope® | SYSTIMAX InstaPATCH® 360 |  | Ruggedized fanout
FNXMXLCAF |  | Base Product | OM4 MPO (Pinned) to LC/UPC, InstaPATCH® 360 Ruggedized Fanout Cable, 24-Fiber, Low Smoke Zero Halogen | CommScope® | SYSTIMAX InstaPATCH® 360 |  | Ruggedized fanout
FNXMPLCAK |  | Base Product | OM4 MPO (Unpinned) to LC/UPC, InstaPATCH® 360 Ruggedized Fanout Cable, 72-Fiber, Low Smoke Zero Halogen | CommScope® | SYSTIMAX InstaPATCH® 360 |  | Ruggedized fanout
FNXMXLCAH |  | Base Product | OM4 MPO (Pinned) to LC/UPC, InstaPATCH® 360 Ruggedized Fanout Cable, 48-Fiber, Low Smoke Zero Halogen | CommScope® | SYSTIMAX InstaPATCH® 360 |  | Ruggedized fanout
FNXMXLCAK |  | Base Product | LazrSPEED® 550 MPO (Pinned) to LC/UPC, InstaPATCH® 360 Ruggedized Fanout Cable, 72-Fiber, LSZH | CommScope® | SYSTIMAX InstaPATCH® 360 |  | Ruggedized fanout
1920743 |  | Base Product | Fiber Optic Patch Cord, Duplex, OM3, LC/UPC to LC/UPC, LSZH, Aqua | CommScope® |  | 192 | Fiber patch cord ¦ duplex
1989798 |  | Base Product | RJ45 Patch Cord, category 6, blue | NETCONNECT® |  |  | Twisted pair patch cord
1989800 |  | Base Product | RJ45 Patch Cord, category 6, yellow | NETCONNECT® |  |  | Twisted pair patch cord
2055108 |  | Base Product | Fiber Optic Patch Cord, Duplex, OM3, SC/UPC to SC/UPC, LSZH, Aqua | CommScope® |  | 205 | Fiber patch cord ¦ duplex
2055109 |  | Base Product | Fiber Optic Patch Cord, Duplex, Multimode, LC/UPC to SC/UPC, Aqua | CommScope® |  | 205 | Fiber patch cord ¦ duplex
2105061 |  | Base Product | Fiber Optic Patch Cord, OM4, LC/LC Duplex, 1.8mm, LSZH & OFNR, Aqua | CommScope® |  | 210 | Fiber patch cord ¦ duplex
CFBAG | IP6A-24LFTP-O2S-O1S | Base Product | InstaPATCH® Cu GigaSPEED X10D® F/UTP LSZH Copper Cable, dual row standard density outlet to single row standard density outlet, 24 links | CommScope® | GigaSPEED X10D® ¦ InstaPATCH® Cu |  | Copper trunk cable assembly
CFJXG | IP6A-24LFTP-PG2H-BLUNT | Base Product | InstaPATCH® Cu GigaSPEED X10D® F/UTP LSZH Preterminated Copper Cable, dual row high density RJ45 plug to unterminated, 24 links | CommScope® | GigaSPEED X10D® ¦ InstaPATCH® Cu |  | Copper trunk cable assembly
CFBBB | IP6A-06LFTP-O2S-O2S | Base Product | InstaPATCH® Cu GigaSPEED X10D® F/UTP LSZH Copper Cable, dual row standard density outlet to dual row standard density outlet, 6 links | CommScope® | GigaSPEED X10D® ¦ InstaPATCH® Cu |  | Copper trunk cable assembly
CEGXD | IP6A-12RFTP-PG1S-BLUNT | Base Product | InstaPATCH® Cu GigaSPEED X10D® F/UTP Riser Preterminated Copper Cable, single row standard density RJ45 plug to unterminated, 12 links | CommScope® | GigaSPEED X10D® ¦ InstaPATCH® Cu |  | Copper trunk cable assembly
CFBBC | IP6A-08LFTP-O2S-O2S | Base Product | InstaPATCH® Cu GigaSPEED X10D® F/UTP LSZH Copper Cable, dual row standard density outlet to dual row standard density outlet, 8 links | CommScope® | GigaSPEED X10D® ¦ InstaPATCH® Cu |  | Copper trunk cable assembly
CEGXG | IP6A-24RFTP-PG1S-BLUNT | Base Product | InstaPATCH® Cu GigaSPEED X10D® F/UTP Riser Preterminated Copper Cable, single row standard density RJ45 plug to unterminated, 24 links | CommScope® | GigaSPEED X10D® ¦ InstaPATCH® Cu |  | Copper trunk cable assembly
CFBBD | IP6A-12LFTP-O2S-O2S | Base Product | InstaPATCH® Cu GigaSPEED X10D® F/UTP LSZH Copper Cable, dual row standard density outlet to dual row standard density outlet, 12 links | CommScope® | GigaSPEED X10D® ¦ InstaPATCH® Cu |  | Copper trunk cable assembly
CFTTC | IP6A-08LFTP-1LK08-1LK08 | Base Product | InstaPATCH® Cu GigaSPEED X10D® F/UTP LSZH Copper Cable, dual row OneLink 2x4 to dual row OneLink 2x4, 8 links | CommScope® | GigaSPEED X10D® ¦ InstaPATCH® Cu |  | Copper trunk cable assembly
CEBXC | IP6A-08RFTP-O2S-BLUNT | Base Product | InstaPATCH® Cu GigaSPEED X10D® F/UTP Riser Copper Cable, dual row standard density outlet to unterminated, 8 links | CommScope® | GigaSPEED X10D® ¦ InstaPATCH® Cu |  | Copper trunk cable assembly
CFTXC | IP6A-08LFTP-1LK08-BLUNT | Base Product | InstaPATCH® Cu GigaSPEED X10D® F/UTP LSZH Copper Cable, dual row OneLink 2x4 to unterminated, 8 links | CommScope® | GigaSPEED X10D® ¦ InstaPATCH® Cu |  | Copper trunk cable assembly
CFGGD | IP6A-12LFTP-PG1S-PG1S | Base Product | InstaPATCH® Cu GigaSPEED X10D® F/UTP LSZH Preterminated Copper Cable, single row standard density RJ45 plug to single row standard density RJ45 plug, 12 links | CommScope® | GigaSPEED X10D® ¦ InstaPATCH® Cu |  | Copper trunk cable assembly
CEBJG | IP6A-24RFTP-O2S-PG2H | Base Product | InstaPATCH® Cu GigaSPEED X10D® F/UTP Riser Preterminated Copper Cable, dual row standard density outlet to dual row high density RJ45 plug, 24 links | CommScope® | GigaSPEED X10D® ¦ InstaPATCH® Cu |  | Copper trunk cable assembly
CFGGG | IP6A-24LFTP-PG1S-PG1S | Base Product | InstaPATCH® Cu GigaSPEED X10D® F/UTP LSZH Preterminated Copper Cable, single row standard density RJ45 plug to single row standard density RJ45 plug, 24 links | CommScope® | GigaSPEED X10D® ¦ InstaPATCH® Cu |  | Copper trunk cable assembly
CFHHG | IP6A-24LFTP-PG2S-PG2S | Base Product | InstaPATCH® Cu GigaSPEED X10D® F/UTP LSZH Preterminated Copper Cable, dual row standard density RJ45 plug to dual row standard density RJ45 plug, 24 links | CommScope® | GigaSPEED X10D® ¦ InstaPATCH® Cu |  | Copper trunk cable assembly
CLATC | IP6A-08SFTP-O1S-1LK08 | Base Product | InstaPATCH® Cu GigaSPEED X10D® S/FTP LSZH Copper Cable, single row standard density outlet to dual row OneLink 2x4, 8 links | CommScope® | GigaSPEED X10D® ¦ InstaPATCH® Cu |  | Copper trunk cable assembly
CQAXG | IP6A-24LSFTP-O1S-BLUNT | Base Product | InstaPATCH® Cu 3297B Category 7 S/FTP LSZH Preterminated Copper Cable, single row standard density outlet to unterminated, 24 links | CommScope® | GigaSPEED X10D® ¦ InstaPATCH® Cu |  | Copper trunk cable assembly
CQAAB | IP6A-06LSFTP-O1S-O1S | Base Product | InstaPATCH® Cu 3297B Category 7 S/FTP LSZH Preterminated Copper Cable, single row standard density outlet to single row standard density outlet, 6 links | CommScope® | GigaSPEED X10D® ¦ InstaPATCH® Cu |  | Copper trunk cable assembly
CQBBB | IP6A-06LSFTP-O2S-O2S | Base Product | InstaPATCH® Cu 3297B Category 7 S/FTP LSZH Preterminated Copper Cable, dual row standard density outlet to dual row standard density outlet, 6 links | CommScope® | GigaSPEED X10D® ¦ InstaPATCH® Cu |  | Copper trunk cable assembly
CQAAC | IP6A-08LSFTP-O1S-O1S | Base Product | InstaPATCH® Cu 3297B Category 7 S/FTP LSZH Preterminated Copper Cable, single row standard density outlet to single row standard density outlet, 12 links | CommScope® | GigaSPEED X10D® ¦ InstaPATCH® Cu |  | Copper trunk cable assembly
CQBBC | IP6A-08LSFTP-O2S-O2S | Base Product | InstaPATCH® Cu 3297B Category 7 S/FTP LSZH Preterminated Copper Cable, dual row standard density outlet to dual row standard density outlet, 8 links | CommScope® | GigaSPEED X10D® ¦ InstaPATCH® Cu |  | Copper trunk cable assembly
CQBXD | IP6A-12LSFTP-O2S-BLUNT | Base Product | InstaPATCH® Cu 3297B Category 7 S/FTP LSZH Preterminated Copper Cable, dual row standard density outlet to unterminated, 12 links | CommScope® | GigaSPEED X10D® ¦ InstaPATCH® Cu |  | Copper trunk cable assembly
CQBXE | IP6A-16LSFTP-O2S-BLUNT | Base Product | 3297B Category 7 S/FTP LSZH Preterminated Copper Cable, dual row standard density outlet to unterminated, 16 links | CommScope® | GigaSPEED X10D® ¦ InstaPATCH® Cu |  | Copper trunk cable assembly
CQBXG | IP6A-24LSFTP-O2S-BLUNT | Base Product | InstaPATCH® Cu 3297B Category 7 S/FTP LSZH Preterminated Copper Cable, dual row standard density outlet to unterminated, 24 links | CommScope® | GigaSPEED X10D® ¦ InstaPATCH® Cu |  | Copper trunk cable assembly
CQAAG | IP6A-24LSFTP-O1S-O1S | Base Product | InstaPATCH® Cu 3297B Category 7 S/FTP LSZH Preterminated Copper Cable, single row standard density outlet to single row standard density outlet, 24 links | CommScope® | GigaSPEED X10D® ¦ InstaPATCH® Cu |  | Copper trunk cable assembly
CTAAB | IP6A-06BFTP-O1S-O1S | Base Product | InstaPATCH® Cu GigaSPEED X10D® F/FTP LSZH Class B2ca Preterminated Copper Cable, single row standard density outlet to single row standard density outlet, 6 links | CommScope® | GigaSPEED X10D® ¦ InstaPATCH® Cu |  | Copper trunk cable assembly
CQGGA | IP6A-04SFTP-PG1S-PG1S | Base Product | 3297B Category 7 S/FTP LSZH Preterminated Copper Cable, single row standard density RJ45 plug to single row standard density RJ45 plug, 4 links | CommScope® | GigaSPEED X10D® ¦ InstaPATCH® Cu |  | Copper trunk cable assembly
CQHSD | IP6A-12SFTP-PG2S-1LK12 | Base Product | 3297B Category 7 S/FTP LSZH Preterminated Copper Cable, dual row standard density RJ45 plug to dual row OneLink 2x6, 12 links | CommScope® | GigaSPEED X10D® ¦ InstaPATCH® Cu |  | Copper trunk cable assembly
CQBBE | IP6A-16LSFTP-O2S-O2S | Base Product | InstaPATCH® Cu 3297B Category 7 S/FTP LSZH Preterminated Copper Cable, dual row standard density outlet to dual row standard density outlet, 16 links | CommScope® | GigaSPEED X10D® ¦ InstaPATCH® Cu |  | Copper trunk cable assembly
CTAAG | IP6A-24BFTP-O1S-O1S | Base Product | InstaPATCH® Cu GigaSPEED X10D® F/FTP LSZH Class B2ca Preterminated Copper Cable, single row standard density outlet to single row standard density outlet, 24 links | CommScope® | GigaSPEED X10D® ¦ InstaPATCH® Cu |  | Copper trunk cable assembly
CTAGG | IP6A-24BFTP-O1S-PG1S | Base Product | InstaPATCH® Cu GigaSPEED X10D® F/FTP LSZH Class B2ca Preterminated Copper Cable, single row standard density outlet to single row standard density RJ45 plug, 24 links | CommScope® | GigaSPEED X10D® ¦ InstaPATCH® Cu |  | Copper trunk cable assembly
CQBXB | IP6A-06LSFTP-O2S-BLUNT | Base Product | InstaPATCH® Cu 3297B Category 7 S/FTP LSZH Preterminated Copper Cable, dual row standard density outlet to unterminated, 6 links | CommScope® | GigaSPEED X10D® ¦ InstaPATCH® Cu |  | Copper trunk cable assembly
CTAJB | IP6A-06BFTP-O1S-PG2H | Base Product | InstaPATCH® Cu GigaSPEED X10D® F/FTP LSZH Class B2ca Preterminated Copper Cable, single row standard density outlet to dual row high density RJ45 plug, 6 links | CommScope® | GigaSPEED X10D® ¦ InstaPATCH® Cu |  | Copper trunk cable assembly
CSGRB | IP6A-06BUTP-PG1S-1100E | Base Product | InstaPATCH® Cu GigaSPEED X10D® U/UTP LSZH Class B2ca Preterminated Copper Cable, RJ45 to 360 1100 Evolve module, 6 links | CommScope® | GigaSPEED XL® ¦ InstaPATCH® Cu |  | Copper trunk cable assembly
CSRRG | IP6A-24BUTP-1100E-1100E | Base Product | InstaPATCH® Cu GigaSPEED X10D® U/UTP LSZH Class B2ca Preterminated Copper Cable, 360 1100 Evolve module to 360 1100 Evolve module, 24 links | CommScope® | GigaSPEED XL® ¦ InstaPATCH® Cu |  | Copper trunk cable assembly
F3VMPMPAF |  | Base Product | OM5 MPO (Unpinned) to MPO (Unpinned), InstaPATCH® 360 Pre-terminated Trunk Cable, 24-Fiber, Low Smoke Zero Halogen B2ca | CommScope® | SYSTIMAX InstaPATCH® 360 |  | Fiber trunk cable assembly
F3XMPMPAF |  | Base Product | OM4 MPO (Unpinned) to MPO (Unpinned), InstaPATCH® 360 Pre-terminated Trunk Cable, 24-Fiber, Low Smoke Zero Halogen B2ca | CommScope® | SYSTIMAX InstaPATCH® 360 |  | Fiber trunk cable assembly
F3WMPMPAM |  | Base Product | Singlemode MPO (Unpinned) to MPO (Unpinned), InstaPATCH® 360 Pre-terminated Trunk Cable, 144-Fiber, Low Smoke Zero Halogen B2ca | CommScope® | SYSTIMAX InstaPATCH® 360 |  | Fiber trunk cable assembly |  | Discontinued
F3WMPMXAD |  | Base Product | Singlemode MPO (Unpinned) to MPO (Pinned), InstaPATCH® 360 Pre-terminated Trunk Cable, 12-Fiber, Low Smoke Zero Halogen B2ca | CommScope® | SYSTIMAX InstaPATCH® 360 |  | Fiber trunk cable assembly |  | Discontinued
F3VMPMPAH |  | Base Product | OM5 MPO (Unpinned) to MPO (Unpinned), InstaPATCH® 360 Pre-terminated Trunk Cable, 48-Fiber, Low Smoke Zero Halogen B2ca | CommScope® | SYSTIMAX InstaPATCH® 360 |  | Fiber trunk cable assembly |  | Discontinued
F3WMPMXAF |  | Base Product | Singlemode MPO (Unpinned) to MPO (Pinned), InstaPATCH® 360 Pre-terminated Trunk Cable, 24-Fiber, Low Smoke Zero Halogen B2ca | CommScope® | SYSTIMAX InstaPATCH® 360 |  | Fiber trunk cable assembly |  | Discontinued
F3XMPMPAH |  | Base Product | OM4 MPO (Unpinned) to MPO (Unpinned), InstaPATCH® 360 Pre-terminated Trunk Cable, 48-Fiber, Low Smoke Zero Halogen B2ca | CommScope® | SYSTIMAX InstaPATCH® 360 |  | Fiber trunk cable assembly
F3WMPMXAG |  | Base Product | Singlemode MPO (Unpinned) to MPO (Pinned), InstaPATCH® 360 Pre-terminated Trunk Cable, 36-Fiber, Low Smoke Zero Halogen B2ca | CommScope® | SYSTIMAX InstaPATCH® 360 |  | Fiber trunk cable assembly |  | Discontinued
F3WMPMPAD |  | Base Product | Singlemode MPO (Unpinned) to MPO (Unpinned), InstaPATCH® 360 Pre-terminated Trunk Cable, 12-Fiber, Low Smoke Zero Halogen B2ca | CommScope® | SYSTIMAX InstaPATCH® 360 |  | Fiber trunk cable assembly
F3XMPMPAK |  | Base Product | OM4 MPO (Unpinned) to MPO (Unpinned), InstaPATCH® 360 Pre-terminated Trunk Cable, 72-Fiber, Low Smoke Zero Halogen B2ca | CommScope® | SYSTIMAX InstaPATCH® 360 |  | Fiber trunk cable assembly
F3XMPMXAK |  | Base Product | OM4 MPO (Unpinned) to MPO (Pinned), InstaPATCH® 360 Pre-terminated Trunk Cable, 72-Fiber, Low Smoke Zero Halogen B2ca | CommScope® | SYSTIMAX InstaPATCH® 360 |  | Fiber trunk cable assembly |  | Discontinued
F3WMPMXAH |  | Base Product | Singlemode MPO (Unpinned) to MPO (Pinned), InstaPATCH® 360 Pre-terminated Trunk Cable, 48-Fiber, Low Smoke Zero Halogen B2ca | CommScope® | SYSTIMAX InstaPATCH® 360 |  | Fiber trunk cable assembly |  | Discontinued
F3WMPMPAF |  | Base Product | Singlemode MPO (Unpinned) to MPO (Unpinned), InstaPATCH® 360 Pre-terminated Trunk Cable, 24-Fiber, Low Smoke Zero Halogen B2ca | CommScope® | SYSTIMAX InstaPATCH® 360 |  | Fiber trunk cable assembly
F3WMPMXAK |  | Base Product | Singlemode MPO (Unpinned) to MPO (Pinned), InstaPATCH® 360 Pre-terminated Trunk Cable, 72-Fiber, Low Smoke Zero Halogen B2ca | CommScope® | SYSTIMAX InstaPATCH® 360 |  | Fiber trunk cable assembly |  | Discontinued
F3XMPMXAD |  | Base Product | OM4 MPO (Unpinned) to MPO (Pinned), InstaPATCH® 360 Pre-terminated Trunk Cable, 12-Fiber, Low Smoke Zero Halogen B2ca | CommScope® | SYSTIMAX InstaPATCH® 360 |  | Fiber trunk cable assembly
F3WMPMXAM |  | Base Product | Singlemode MPO (Unpinned) to MPO (Pinned), InstaPATCH® 360 Pre-terminated Trunk Cable, 144-Fiber, Low Smoke Zero Halogen B2ca | CommScope® | SYSTIMAX InstaPATCH® 360 |  | Fiber trunk cable assembly |  | Discontinued
F3XMPMXAG |  | Base Product | OM4 MPO (Unpinned) to MPO (Pinned), InstaPATCH® 360 Pre-terminated Trunk Cable, 36-Fiber, Low Smoke Zero Halogen B2ca | CommScope® | SYSTIMAX InstaPATCH® 360 |  | Fiber trunk cable assembly |  | Discontinued
F4WMPLCAD |  | Base Product | Singlemode MPO (Unpinned) to LC/UPC, InstaPATCH® 360 Ruggedized Fanout Cable, 12-Fiber, Low Smoke Zero Halogen B2ca | CommScope® | SYSTIMAX InstaPATCH® 360 |  | Ruggedized fanout |  | Discontinued
F4WMXLCAD |  | Base Product | Singlemode MPO (Pinned) to LC/UPC, InstaPATCH® 360 Ruggedized Fanout Cable, 12-Fiber, Low Smoke Zero Halogen B2ca | CommScope® | SYSTIMAX InstaPATCH® 360 |  | Ruggedized fanout |  | Discontinued
F4WMPLCAF |  | Base Product | Singlemode MPO (Unpinned) to LC/UPC, InstaPATCH® 360 Ruggedized Fanout Cable, 24-Fiber, Low Smoke Zero Halogen B2ca | CommScope® | SYSTIMAX InstaPATCH® 360 |  | Ruggedized fanout |  | Discontinued
F4WMXLCAF |  | Base Product | Singlemode MPO (Pinned) to LC/UPC, InstaPATCH® 360 Ruggedized Fanout Cable, 24-Fiber, Low Smoke Zero Halogen B2ca | CommScope® | SYSTIMAX InstaPATCH® 360 |  | Ruggedized fanout |  | Discontinued
F4XLCUCAF |  | Base Product | LazrSPEED® 550 LC/UPC to stub, InstaPATCH® 360 Ruggedized Fanout Cable, 24-Fiber, LSZH | CommScope® | SYSTIMAX InstaPATCH® 360 |  | Ruggedized fanout |  | Discontinued
F4WSCSCAG |  | Base Product | SingleMode SC/UPC to SC/UPC, InstaPATCH® 360 Ruggedized Fiber Fanout Cable Assembly, 36-Fiber, Low Smoke Zero Halogen (LSZH) | CommScope® | SYSTIMAX InstaPATCH® 360 |  | Ruggedized fanout |  | Discontinued
F4XMPLCAD |  | Base Product | OM4 MPO (Unpinned) to LC/UPC, InstaPATCH® 360 Ruggedized Fanout Cable, 12-Fiber, Low Smoke Zero Halogen B2ca | CommScope® | SYSTIMAX InstaPATCH® 360 |  | Ruggedized fanout
F4WMXLCAH |  | Base Product | Singlemode MPO (Pinned) to LC/UPC, InstaPATCH® 360 Ruggedized Fanout Cable, 48-Fiber, Low Smoke Zero Halogen B2ca | CommScope® | SYSTIMAX InstaPATCH® 360 |  | Ruggedized fanout |  | Discontinued
F4WSCSCAH |  | Base Product | SingleMode SC/UPC to SC/UPC, InstaPATCH® 360 Ruggedized Fiber Fanout Cable Assembly, 48-Fiber, Low Smoke Zero Halogen (LSZH) | CommScope® | SYSTIMAX InstaPATCH® 360 |  | Ruggedized fanout |  | Discontinued
F4WMPLCAK |  | Base Product | Singlemode MPO (Unpinned) to LC/UPC, InstaPATCH® 360 Ruggedized Fanout Cable, 72-Fiber, Low Smoke Zero Halogen B2ca | CommScope® | SYSTIMAX InstaPATCH® 360 |  | Ruggedized fanout |  | Discontinued
F4WMXLCAK |  | Base Product | Singlemode MPO (Pinned) to LC/UPC, InstaPATCH® 360 Ruggedized Fanout Cable, 72-Fiber, Low Smoke Zero Halogen B2ca | CommScope® | SYSTIMAX InstaPATCH® 360 |  | Ruggedized fanout |  | Discontinued
F4WMPSCAD |  | Base Product | Singlemode MPO (Unpinned) to SC/UPC, InstaPATCH® 360 Ruggedized Fanout Cable, 12-Fiber, Low Smoke Zero Halogen B2ca | CommScope® | SYSTIMAX InstaPATCH® 360 |  | Ruggedized fanout |  | Discontinued
F4WMXSCAD |  | Base Product | Singlemode MPO (Pinned) to SC/UPC, InstaPATCH® 360 Ruggedized Fanout Cable, 12-Fiber, Low Smoke Zero Halogen B2ca | CommScope® | SYSTIMAX InstaPATCH® 360 |  | Ruggedized fanout |  | Discontinued
F4WMPSCAF |  | Base Product | Singlemode MPO (Unpinned) to SC/UPC, InstaPATCH® 360 Ruggedized Fanout Cable, 24-Fiber, Low Smoke Zero Halogen B2ca | CommScope® | SYSTIMAX InstaPATCH® 360 |  | Ruggedized fanout |  | Discontinued
F4WMXSCAF |  | Base Product | Singlemode MPO (Pinned) to SC/UPC, InstaPATCH® 360 Ruggedized Fanout Cable, 24-Fiber, Low Smoke Zero Halogen B2ca | CommScope® | SYSTIMAX InstaPATCH® 360 |  | Ruggedized fanout |  | Discontinued
F4XMXLCAD |  | Base Product | OM4 MPO (Pinned) to LC/UPC, InstaPATCH® 360 Ruggedized Fanout Cable, 12-Fiber, Low Smoke Zero Halogen B2ca | CommScope® | SYSTIMAX InstaPATCH® 360 |  | Ruggedized fanout
F4WLCLCAF |  | Base Product | SingleMode LC/UPC to LC/UPC, InstaPATCH® 360 Ruggedized Fiber Fanout Cable Assembly, 24-Fiber, LSZH B2ca | CommScope® | SYSTIMAX InstaPATCH® 360 |  | Ruggedized fanout
F4XMPLCAK |  | Base Product | OM4 MPO (Unpinned) to LC/UPC, InstaPATCH® 360 Ruggedized Fanout Cable, 72-Fiber, Low Smoke Zero Halogen B2ca | CommScope® | SYSTIMAX InstaPATCH® 360 |  | Ruggedized fanout |  | Discontinued
F4XMXLCAF |  | Base Product | OM4 MPO (Pinned) to LC/UPC, InstaPATCH® 360 Ruggedized Fanout Cable, 24-Fiber, Low Smoke Zero Halogen B2ca | CommScope® | SYSTIMAX InstaPATCH® 360 |  | Ruggedized fanout |  | Discontinued
F4WMPSCAH |  | Base Product | Singlemode MPO (Unpinned) to SC/UPC, InstaPATCH® 360 Ruggedized Fanout Cable, 48-Fiber, Low Smoke Zero Halogen B2ca | CommScope® | SYSTIMAX InstaPATCH® 360 |  | Ruggedized fanout |  | Discontinued
F4WLCLCAG |  | Base Product | Singlemode LC/UPC to LC/UPC, InstaPATCH® 360 Ruggedized Fiber Fanout Cable Assembly, 36-Fiber, Low Smoke Zero Halogen (LSZH) | CommScope® | SYSTIMAX InstaPATCH® 360 |  | Ruggedized fanout |  | Discontinued
F4XMXSCAK |  | Base Product | OM4 MPO (Pinned) to SC/UPC, InstaPATCH® 360 Ruggedized Fanout Cable, 72-Fiber, Low Smoke Zero Halogen B2ca | CommScope® | SYSTIMAX InstaPATCH® 360 |  | Ruggedized fanout |  | Discontinued
F4WMPSCAK |  | Base Product | Singlemode MPO (Unpinned) to SC/UPC, InstaPATCH® 360 Ruggedized Fanout Cable, 72-Fiber, Low Smoke Zero Halogen B2ca | CommScope® | SYSTIMAX InstaPATCH® 360 |  | Ruggedized fanout |  | Discontinued
F4XLCLCAH |  | Base Product | OM4 LC/UPC to LC/UPC 48-Fiber InstaPATCH® 360 Ruggedized Fanout Cable, Low Smoke Zero Halogen | CommScope® | SYSTIMAX InstaPATCH® 360 |  | Ruggedized fanout
F4WLCLCAH |  | Base Product | Singlemode LC/UPC to LC/UPC, InstaPATCH® 360 Ruggedized Fiber Fanout Cable Assembly, 48-Fiber, Low Smoke Zero Halogen (LSZH) | CommScope® | SYSTIMAX InstaPATCH® 360 |  | Ruggedized fanout
F4WMXSCAH |  | Base Product | Singlemode MPO (Pinned) to SC/UPC, InstaPATCH® 360 Ruggedized Fanout Cable, 48-Fiber, Low Smoke Zero Halogen B2ca | CommScope® | SYSTIMAX InstaPATCH® 360 |  | Ruggedized fanout |  | Discontinued
F4XMXLCAH |  | Base Product | OM4 MPO (Pinned) to LC/UPC, InstaPATCH® 360 Ruggedized Fanout Cable, 48-Fiber, Low Smoke Zero Halogen B2ca | CommScope® | SYSTIMAX InstaPATCH® 360 |  | Ruggedized fanout |  | Discontinued
F4WMXSCAK |  | Base Product | Singlemode MPO (Pinned) to SC/UPC, InstaPATCH® 360 Ruggedized Fanout Cable, 72-Fiber, Low Smoke Zero Halogen B2ca | CommScope® | SYSTIMAX InstaPATCH® 360 |  | Ruggedized fanout |  | Discontinued
F4XMXLCAK |  | Base Product | OM4 MPO (Pinned) to LC/UPC, InstaPATCH® 360 Ruggedized Fanout Cable, 72-Fiber, Low Smoke Zero Halogen B2ca | CommScope® | SYSTIMAX InstaPATCH® 360 |  | Ruggedized fanout |  | Discontinued
F4XMPSCAG |  | Base Product | OM4 MPO (Unpinned) to SC/UPC, InstaPATCH® 360 Ruggedized Fanout Cable, 36-Fiber, Low Smoke Zero Halogen B2ca | CommScope® | SYSTIMAX InstaPATCH® 360 |  | Ruggedized fanout |  | Discontinued
F4XMXSCAD |  | Base Product | OM4 MPO (Pinned) to SC/UPC, InstaPATCH® 360 Ruggedized Fanout Cable, 12-Fiber, Low Smoke Zero Halogen B2ca | CommScope® | SYSTIMAX InstaPATCH® 360 |  | Ruggedized fanout
F4ZSCSCAD |  | Base Product | OM3 SC/UPC to SC/UPC 12-Fiber InstaPATCH® 360 Ruggedized Fanout Cable, Low Smoke Zero Halogen | CommScope® | SYSTIMAX InstaPATCH® 360 |  | Ruggedized fanout |  | Discontinued
F4XMPSCAH |  | Base Product | OM4 MPO (Unpinned) to SC/UPC, InstaPATCH® 360 Ruggedized Fanout Cable, 48-Fiber, Low Smoke Zero Halogen B2ca | CommScope® | SYSTIMAX InstaPATCH® 360 |  | Ruggedized fanout |  | Discontinued
F4XSCSCAG |  | Base Product | OM4 SC/UPC to SC/UPC 36-Fiber InstaPATCH® 360 Ruggedized Fanout Cable, Low Smoke Zero Halogen | CommScope® | SYSTIMAX InstaPATCH® 360 |  | Ruggedized fanout |  | Discontinued
F4ZSCSCAF |  | Base Product | OM3 SC/UPC to SC/UPC 24-Fiber InstaPATCH® 360 Ruggedized Fanout Cable, Low Smoke Zero Halogen | CommScope® | SYSTIMAX InstaPATCH® 360 |  | Ruggedized fanout |  | Discontinued
F4XSCSCAH |  | Base Product | OM4 SC/UPC to SC/UPC 48-Fiber InstaPATCH® 360 Ruggedized Fanout Cable, Low Smoke Zero Halogen | CommScope® | SYSTIMAX InstaPATCH® 360 |  | Ruggedized fanout |  | Discontinued
F4ZSCSCAG |  | Base Product | OM3 SC/UPC to SC/UPC 36-Fiber InstaPATCH® 360 Ruggedized Fanout Cable, Low Smoke Zero Halogen | CommScope® | SYSTIMAX InstaPATCH® 360 |  | Ruggedized fanout |  | Discontinued
F4ZLCLCAH |  | Base Product | OM3 LC/UPC to LC/UPC 48-Fiber InstaPATCH® 360 Ruggedized Fanout Cable, Low Smoke Zero Halogen | CommScope® | SYSTIMAX InstaPATCH® 360 |  | Ruggedized fanout |  | Discontinued
FAWL2UC0C |  | Base Product | Singlemode LC/UPC Keyed Yellow to Unconnectorized, Fiber Pigtail, 0.9 mm Tight Buffer, 12-Fiber Kit Blue - Aqua (1-12) | CommScope® | SYSTIMAX InstaPATCH® 360 | FAW | Fiber pigtail ¦ unjacketed
FAWL7UC0C |  | Base Product | Singlemode LC/UPC Keyed Brown to Unconnectorized, Fiber Pigtail, 0.9 mm Tight Buffer, 12-Fiber Kit Blue - Aqua (1-12) | CommScope® | SYSTIMAX InstaPATCH® 360 | FAW | Fiber pigtail ¦ unjacketed
FAWLCUC0A |  | Base Product | Singlemode LC/UPC to Unconnectorized, Fiber Pigtail, 0.9 mm Tight Buffer, 6-Fiber Kit Blue - White (1-6) | CommScope® | SYSTIMAX InstaPATCH® 360 | FAW | Fiber pigtail ¦ unjacketed
FAWLCUC0B |  | Base Product | Singlemode LC/UPC to Unconnectorized, Fiber Pigtail, 0.9 mm Tight Buffer, 6-Fiber Kit Red - Aqua (7-12) | CommScope® | SYSTIMAX InstaPATCH® 360 | FAW | Fiber pigtail ¦ unjacketed
FAWL8UC0C |  | Base Product | Singlemode LC/UPC Keyed Aqua to Unconnectorized, Fiber Pigtail, 0.9 mm Tight Buffer, 12-Fiber Kit Blue - Aqua (1-12) | CommScope® | SYSTIMAX InstaPATCH® 360 | FAW | Fiber pigtail ¦ unjacketed
FAWSCUC0B |  | Base Product | Singlemode SC/UPC to Unconnectorized, Fiber Pigtail, 0.9 mm Tight Buffer, 6-Fiber Kit Red - Aqua (7-12) | CommScope® | SYSTIMAX InstaPATCH® 360 | FAW | Fiber pigtail ¦ unjacketed
FAWSCUC0C |  | Base Product | Singlemode SC/UPC to Unconnectorized, Fiber Pigtail, 0.9 mm Tight Buffer, 12-Fiber Kit Blue - Aqua (1-12) | CommScope® | SYSTIMAX InstaPATCH® 360 | FAW | Fiber pigtail ¦ unjacketed
FAWL4UC0C |  | Base Product | Singlemode LC/UPC Keyed Green to Unconnectorized, Fiber Pigtail, 0.9 mm Tight Buffer, 12-Fiber Kit Blue - Aqua (1-12) | CommScope® | SYSTIMAX InstaPATCH® 360 | FAW | Fiber pigtail ¦ unjacketed
FAWLAUC01 |  | Base Product | TeraSPEED® LC APC to Unconnectorized, Fiber Pigtail, 0.9 mm Tight Buffer | CommScope® | SYSTIMAX InstaPATCH® 360 | FAW | Fiber pigtail ¦ unjacketed
FAWSAUC01 |  | Base Product | TeraSPEED® SC APC to Unconnectorized, Fiber Pigtail, 0.9 mm Tight Buffer | CommScope® | SYSTIMAX InstaPATCH® 360 | FAW | Fiber pigtail ¦ unjacketed
FAWLAUC0A |  | Base Product | Singlemode LC APC to Unconnectorized, 0.9 mm Tight Buffer Fiber Pigtail, 6-fiber Kit, Blue - White (1-6) | CommScope® | SYSTIMAX InstaPATCH® 360 | FAW | Fiber pigtail ¦ unjacketed
FAXL2UC0C |  | Base Product | OM4 LC/UPC Keyed Yellow to Unconnectorized, Fiber Pigtail, 0.9 mm Tight Buffer, 12-Fiber Kit Blue - Aqua (1-12) | CommScope® | SYSTIMAX InstaPATCH® 360 | FAX | Fiber pigtail ¦ unjacketed
FAXLCUC0C |  | Base Product | OM4 LC/UPC to Unconnectorized, Fiber Pigtail, 0.9 mm Tight Buffer, 12-Fiber Kit Blue - Aqua (1-12) | CommScope® | SYSTIMAX InstaPATCH® 360 | FAX | Fiber pigtail ¦ unjacketed
FAXL6UC0C |  | Base Product | OM4 LC/UPC Keyed Slate to Unconnectorized, Fiber Pigtail, 0.9 mm Tight Buffer, 12-Fiber Kit Blue - Aqua (1-12) | CommScope® | SYSTIMAX InstaPATCH® 360 | FAX | Fiber pigtail ¦ unjacketed
FAWSAUC0A |  | Base Product | Singlemode SC APC to Unconnectorized, 0.9 mm Tight Buffer Fiber Pigtail, 6-fiber Kit, Blue - White (1-6) | CommScope® | SYSTIMAX InstaPATCH® 360 | FAW | Fiber pigtail ¦ unjacketed
UNGMXLFCM |  | Base Product | Ultra Low Loss ULL TeraSPEED® MPO(Pinned) to LC/UPC G B Ruggedized fanout Cable, 144-Fiber, LSZH, 12 fiber PmP 2.0 mm Dca | CommScope® | SYSTIMAX ULL |  | Ruggedized fanout
UNGMPLGCF |  | Base Product | Ultra Low Loss ULL TeraSPEED® MPO(Unpinned) to LC/APC G B Ruggedized fanout Cable, 24-Fiber, LSZH, 12 fiber PmP 2.0 mm Dca | CommScope® | SYSTIMAX ULL |  | Ruggedized fanout
UNGMXLGCD |  | Base Product | Ultra Low Loss ULL TeraSPEED® MPO(Pinned) to LC/APC G B Ruggedized fanout Cable, 12-Fiber, LSZH, 12 fiber PmP 2.0 mm Dca | CommScope® | SYSTIMAX ULL |  | Ruggedized fanout
UNGMXLUCG |  | Base Product | Ultra Low Loss ULL TeraSPEED® MPO(Pinned) to LC/UPC Uniboot Ruggedized fanout Cable, 36-Fiber, LSZH, 12 fiber PmP 2.0 mm Dca | CommScope® | SYSTIMAX ULL |  | Ruggedized fanout
UNGMXLACH |  | Base Product | Ultra Low Loss ULL TeraSPEED® MPO(Pinned) to LC/APC Ruggedized fanout Cable, 48-Fiber, LSZH, 12 fiber PmP 2.0 mm Dca | CommScope® | SYSTIMAX ULL |  | Ruggedized fanout
UNGMPSCCF |  | Base Product | Ultra Low Loss ULL TeraSPEED® MPO(Unpinned) to SC/UPC Ruggedized fanout Cable, 24-Fiber, LSZH, 12 fiber PmP 2.0 mm Dca | CommScope® | SYSTIMAX ULL |  | Ruggedized fanout
UNGMXLGCF |  | Base Product | Ultra Low Loss ULL TeraSPEED® MPO(Pinned) to LC/APC G B Ruggedized fanout Cable, 24-Fiber, LSZH, 12 fiber PmP 2.0 mm Dca | CommScope® | SYSTIMAX ULL |  | Ruggedized fanout
UNGMPSACD |  | Base Product | Ultra Low Loss ULL TeraSPEED® MPO(Unpinned) to SC/APC Ruggedized fanout Cable, 12-Fiber, LSZH, 12 fiber PmP 2.0 mm Dca | CommScope® | SYSTIMAX ULL |  | Ruggedized fanout
UNGMPLGCH |  | Base Product | Ultra Low Loss ULL TeraSPEED® MPO(Unpinned) to LC/APC G B Ruggedized fanout Cable, 48-Fiber, LSZH, 12 fiber PmP 2.0 mm Dca | CommScope® | SYSTIMAX ULL |  | Ruggedized fanout
UNGMPLCCM |  | Base Product | Ultra Low Loss ULL TeraSPEED® MPO(Unpinned) to LC/UPC Ruggedized fanout Cable, 144-Fiber, LSZH, 12 fiber PmP 2.0 mm Dca | CommScope® | SYSTIMAX ULL |  | Ruggedized fanout
UNGMXLCCL |  | Base Product | Ultra Low Loss ULL TeraSPEED® MPO(Pinned) to LC/UPC Ruggedized fanout Cable, 96-Fiber, LSZH, 12 fiber PmP 2.0 mm Dca | CommScope® | SYSTIMAX ULL |  | Ruggedized fanout
UNGMXSACG |  | Base Product | Ultra Low Loss ULL TeraSPEED® MPO(Pinned) to SC/APC Ruggedized fanout Cable, 36-Fiber, LSZH, 12 fiber PmP 2.0 mm Dca | CommScope® | SYSTIMAX ULL |  | Ruggedized fanout
UNGMXLACL |  | Base Product | Ultra Low Loss ULL TeraSPEED® MPO(Pinned) to LC/APC Ruggedized fanout Cable, 96-Fiber, LSZH, 12 fiber PmP 2.0 mm Dca | CommScope® | SYSTIMAX ULL |  | Ruggedized fanout
UNGMPSCCH |  | Base Product | Ultra Low Loss ULL TeraSPEED® MPO(Unpinned) to SC/UPC Ruggedized fanout Cable, 48-Fiber, LSZH, 12 fiber PmP 2.0 mm Dca | CommScope® | SYSTIMAX ULL |  | Ruggedized fanout
UNGMXSACH |  | Base Product | Ultra Low Loss ULL TeraSPEED® MPO(Pinned) to SC/APC Ruggedized fanout Cable, 48-Fiber, LSZH, 12 fiber PmP 2.0 mm Dca | CommScope® | SYSTIMAX ULL |  | Ruggedized fanout
UNGSCSCCF |  | Base Product | Ultra Low Loss ULL TeraSPEED® SC/UPC to SC/UPC Ruggedized fanout Cable, 24-Fiber, LSZH, 12 fiber PmP 2.0 mm Dca | CommScope® | SYSTIMAX ULL |  | Ruggedized fanout
UNGMXLGCK |  | Base Product | Ultra Low Loss ULL TeraSPEED® MPO(Pinned) to LC/APC G B Ruggedized fanout Cable, 72-Fiber, LSZH, 12 fiber PmP 2.0 mm Dca | CommScope® | SYSTIMAX ULL |  | Ruggedized fanout
UNGMXLUCM |  | Base Product | Ultra Low Loss ULL TeraSPEED® MPO(Pinned) to LC/UPC Uniboot Ruggedized fanout Cable, 144-Fiber, LSZH, 12 fiber PmP 2.0 mm Dca | CommScope® | SYSTIMAX ULL |  | Ruggedized fanout
UNGMXSACL |  | Base Product | Ultra Low Loss ULL TeraSPEED® MPO(Pinned) to SC/APC Ruggedized fanout Cable, 96-Fiber, LSZH, 12 fiber PmP 2.0 mm Dca | CommScope® | SYSTIMAX ULL |  | Ruggedized fanout
UNGMXLGCL |  | Base Product | Ultra Low Loss ULL TeraSPEED® MPO(Pinned) to LC/APC G B Ruggedized fanout Cable, 96-Fiber, LSZH, 12 fiber PmP 2.0 mm Dca | CommScope® | SYSTIMAX ULL |  | Ruggedized fanout
UNGMXLFCF |  | Base Product | Ultra Low Loss ULL TeraSPEED® MPO(Pinned) to LC/UPC G B Ruggedized fanout Cable, 24-Fiber, LSZH, 12 fiber PmP 2.0 mm Dca | CommScope® | SYSTIMAX ULL |  | Ruggedized fanout
UNVLCLCCL |  | Base Product | Ultra Low Loss ULL LazrSPEED® 550 OM5 LC/UPC to LC/UPC Ruggedized fanout Cable, 96-Fiber, LSZH, 12 fiber PmP 2.0 mm Dca | CommScope® | SYSTIMAX ULL |  | Ruggedized fanout
UNGSASACD |  | Base Product | Ultra Low Loss ULL TeraSPEED® SC/APC to SC/APC Ruggedized fanout Cable, 12-Fiber, LSZH, 12 fiber PmP 2.0 mm Dca | CommScope® | SYSTIMAX ULL |  | Ruggedized fanout
UNGMXSACM |  | Base Product | Ultra Low Loss ULL TeraSPEED® MPO(Pinned) to SC/APC Ruggedized fanout Cable, 144-Fiber, LSZH, 12 fiber PmP 2.0 mm Dca | CommScope® | SYSTIMAX ULL |  | Ruggedized fanout
UNGSCSCCH |  | Base Product | Ultra Low Loss ULL TeraSPEED® SC/UPC to SC/UPC Ruggedized fanout Cable, 48-Fiber, LSZH, 12 fiber PmP 2.0 mm Dca | CommScope® | SYSTIMAX ULL |  | Ruggedized fanout
UNVMPLCCH |  | Base Product | Ultra Low Loss ULL LazrSPEED® 550 OM5 MPO(Unpinned) to LC/UPC Ruggedized fanout Cable, 48-Fiber, LSZH, 12 fiber PmP 2.0 mm Dca | CommScope® | SYSTIMAX ULL |  | Ruggedized fanout
UNGMXLFCG |  | Base Product | Ultra Low Loss ULL TeraSPEED® MPO(Pinned) to LC/UPC G B Ruggedized fanout Cable, 36-Fiber, LSZH, 12 fiber PmP 2.0 mm Dca | CommScope® | SYSTIMAX ULL |  | Ruggedized fanout
UNVLCLCCM |  | Base Product | Ultra Low Loss ULL LazrSPEED® 550 OM5 LC/UPC to LC/UPC Ruggedized fanout Cable, 144-Fiber, LSZH, 12 fiber PmP 2.0 mm Dca | CommScope® | SYSTIMAX ULL |  | Ruggedized fanout
UNGSCSCCK |  | Base Product | Ultra Low Loss ULL TeraSPEED® SC/UPC to SC/UPC Ruggedized fanout Cable, 72-Fiber, LSZH, 12 fiber PmP 2.0 mm Dca | CommScope® | SYSTIMAX ULL |  | Ruggedized fanout
UNGMXSCCD |  | Base Product | Ultra Low Loss ULL TeraSPEED® MPO(Pinned) to SC/UPC Ruggedized fanout Cable, 12-Fiber, LSZH, 12 fiber PmP 2.0 mm Dca | CommScope® | SYSTIMAX ULL |  | Ruggedized fanout
UNGSCSCCL |  | Base Product | Ultra Low Loss ULL TeraSPEED® SC/UPC to SC/UPC Ruggedized fanout Cable, 96-Fiber, LSZH, 12 fiber PmP 2.0 mm Dca | CommScope® | SYSTIMAX ULL |  | Ruggedized fanout
UNGSASACG |  | Base Product | Ultra Low Loss ULL TeraSPEED® SC/APC to SC/APC Ruggedized fanout Cable, 36-Fiber, LSZH, 12 fiber PmP 2.0 mm Dca | CommScope® | SYSTIMAX ULL |  | Ruggedized fanout
UNGMXSCCG |  | Base Product | Ultra Low Loss ULL TeraSPEED® MPO(Pinned) to SC/UPC Ruggedized fanout Cable, 36-Fiber, LSZH, 12 fiber PmP 2.0 mm Dca | CommScope® | SYSTIMAX ULL |  | Ruggedized fanout
UNGSASACH |  | Base Product | Ultra Low Loss ULL TeraSPEED® SC/APC to SC/APC Ruggedized fanout Cable, 48-Fiber, LSZH, 12 fiber PmP 2.0 mm Dca | CommScope® | SYSTIMAX ULL |  | Ruggedized fanout
UNVLCLCCD |  | Base Product | Ultra Low Loss ULL LazrSPEED® 550 OM5 LC/UPC to LC/UPC Ruggedized fanout Cable, 12-Fiber, LSZH, 12 fiber PmP 2.0 mm Dca | CommScope® | SYSTIMAX ULL |  | Ruggedized fanout
UNVLULUCG |  | Base Product | Ultra Low Loss ULL LazrSPEED® 550 OM5 LC/UPC Uniboot to LC/UPC Uniboot Ruggedized fanout Cable, 36-Fiber, LSZH, 12 fiber PmP 2.0 mm Dca | CommScope® | SYSTIMAX ULL |  | Ruggedized fanout
UNGMXSCCH |  | Base Product | Ultra Low Loss ULL TeraSPEED® MPO(Pinned) to SC/UPC Ruggedized fanout Cable, 48-Fiber, LSZH, 12 fiber PmP 2.0 mm Dca | CommScope® | SYSTIMAX ULL |  | Ruggedized fanout
UNVMPLUCD |  | Base Product | Ultra Low Loss ULL LazrSPEED® 550 OM5 MPO(Unpinned) to LC/UPC Uniboot Ruggedized fanout Cable, 12-Fiber, LSZH, 12 fiber PmP 2.0 mm Dca | CommScope® | SYSTIMAX ULL |  | Ruggedized fanout
UNVMPSCCF |  | Base Product | Ultra Low Loss ULL LazrSPEED® 550 OM5 MPO(Unpinned) to SC/UPC Ruggedized fanout Cable, 24-Fiber, LSZH, 12 fiber PmP 2.0 mm Dca | CommScope® | SYSTIMAX ULL |  | Ruggedized fanout
UNVMPLUCF |  | Base Product | Ultra Low Loss ULL LazrSPEED® 550 OM5 MPO(Unpinned) to LC/UPC Uniboot Ruggedized fanout Cable, 24-Fiber, LSZH, 12 fiber PmP 2.0 mm Dca | CommScope® | SYSTIMAX ULL |  | Ruggedized fanout
UNVMXLCCL |  | Base Product | Ultra Low Loss ULL LazrSPEED® 550 OM5 MPO(Pinned) to LC/UPC Ruggedized fanout Cable, 96-Fiber, LSZH, 12 fiber PmP 2.0 mm Dca | CommScope® | SYSTIMAX ULL |  | Ruggedized fanout
UNGSASACM |  | Base Product | Ultra Low Loss ULL TeraSPEED® SC/APC to SC/APC Ruggedized fanout Cable, 144-Fiber, LSZH, 12 fiber PmP 2.0 mm Dca | CommScope® | SYSTIMAX ULL |  | Ruggedized fanout
UNVMPLUCH |  | Base Product | Ultra Low Loss ULL LazrSPEED® 550 OM5 MPO(Unpinned) to LC/UPC Uniboot Ruggedized fanout Cable, 48-Fiber, LSZH, 12 fiber PmP 2.0 mm Dca | CommScope® | SYSTIMAX ULL |  | Ruggedized fanout
UNVMPSCCH |  | Base Product | Ultra Low Loss ULL LazrSPEED® 550 OM5 MPO(Unpinned) to SC/UPC Ruggedized fanout Cable, 48-Fiber, LSZH, 12 fiber PmP 2.0 mm Dca | CommScope® | SYSTIMAX ULL |  | Ruggedized fanout
UNVMXLUCD |  | Base Product | Ultra Low Loss ULL LazrSPEED® 550 OM5 MPO(Pinned) to LC/UPC Uniboot Ruggedized fanout Cable, 12-Fiber, LSZH, 12 fiber PmP 2.0 mm Dca | CommScope® | SYSTIMAX ULL |  | Ruggedized fanout
UNVMPSCCK |  | Base Product | Ultra Low Loss ULL LazrSPEED® 550 OM5 MPO(Unpinned) to SC/UPC Ruggedized fanout Cable, 72-Fiber, LSZH, 12 fiber PmP 2.0 mm Dca | CommScope® | SYSTIMAX ULL |  | Ruggedized fanout
UNVMPLCCF |  | Base Product | Ultra Low Loss ULL LazrSPEED® 550 OM5 MPO(Unpinned) to LC/UPC Ruggedized fanout Cable, 24-Fiber, LSZH, 12 fiber PmP 2.0 mm Dca | CommScope® | SYSTIMAX ULL |  | Ruggedized fanout
UNVMXLCCD |  | Base Product | Ultra Low Loss ULL LazrSPEED® 550 OM5 MPO(Pinned) to LC/UPC Ruggedized fanout Cable, 12-Fiber, LSZH, 12 fiber PmP 2.0 mm Dca | CommScope® | SYSTIMAX ULL |  | Ruggedized fanout
UNVSCSCCK |  | Base Product | Ultra Low Loss ULL LazrSPEED® 550 OM5 SC/UPC to SC/UPC Ruggedized fanout Cable, 72-Fiber, LSZH, 12 fiber PmP 2.0 mm Dca | CommScope® | SYSTIMAX ULL |  | Ruggedized fanout
UNVMXLUCF |  | Base Product | Ultra Low Loss ULL LazrSPEED® 550 OM5 MPO(Pinned) to LC/UPC Uniboot Ruggedized fanout Cable, 24-Fiber, LSZH, 12 fiber PmP 2.0 mm Dca | CommScope® | SYSTIMAX ULL |  | Ruggedized fanout
UNVMPLCCG |  | Base Product | Ultra Low Loss ULL LazrSPEED® 550 OM5 MPO(Unpinned) to LC/UPC Ruggedized fanout Cable, 36-Fiber, LSZH, 12 fiber PmP 2.0 mm Dca | CommScope® | SYSTIMAX ULL |  | Ruggedized fanout
UNXMPLCCM |  | Base Product | Ultra Low Loss ULL LazrSPEED® 550 MPO(Unpinned) to LC/UPC Ruggedized fanout Cable, 144-Fiber, LSZH, 12 fiber PmP 2.0 mm Dca | CommScope® | SYSTIMAX ULL |  | Ruggedized fanout
UNVMXLUCH |  | Base Product | Ultra Low Loss ULL LazrSPEED® 550 OM5 MPO(Pinned) to LC/UPC Uniboot Ruggedized fanout Cable, 48-Fiber, LSZH, 12 fiber PmP 2.0 mm Dca | CommScope® | SYSTIMAX ULL |  | Ruggedized fanout
UNVMXLCCH |  | Base Product | Ultra Low Loss ULL LazrSPEED® 550 OM5 MPO(Pinned) to LC/UPC Ruggedized fanout Cable, 48-Fiber, LSZH, 12 fiber PmP 2.0 mm Dca | CommScope® | SYSTIMAX ULL |  | Ruggedized fanout
UNXLCLCCD |  | Base Product | Ultra Low Loss ULL LazrSPEED® 550 LC/UPC to LC/UPC Ruggedized fanout Cable, 12-Fiber, LSZH, 12 fiber PmP 2.0 mm Dca | CommScope® | SYSTIMAX ULL |  | Ruggedized fanout
UNVMXSCCL |  | Base Product | Ultra Low Loss ULL LazrSPEED® 550 OM5 MPO(Pinned) to SC/UPC Ruggedized fanout Cable, 96-Fiber, LSZH, 12 fiber PmP 2.0 mm Dca | CommScope® | SYSTIMAX ULL |  | Ruggedized fanout
UNXLCLCCF |  | Base Product | Ultra Low Loss ULL LazrSPEED® 550 LC/UPC to LC/UPC Ruggedized fanout Cable, 24-Fiber, LSZH, 12 fiber PmP 2.0 mm Dca | CommScope® | SYSTIMAX ULL |  | Ruggedized fanout
UNVMXSCCM |  | Base Product | Ultra Low Loss ULL LazrSPEED® 550 OM5 MPO(Pinned) to SC/UPC Ruggedized fanout Cable, 144-Fiber, LSZH, 12 fiber PmP 2.0 mm Dca | CommScope® | SYSTIMAX ULL |  | Ruggedized fanout
UNXMPLCCD |  | Base Product | Ultra Low Loss ULL LazrSPEED® 550 MPO(Unpinned) to LC/UPC Ruggedized fanout Cable, 12-Fiber, LSZH, 12 fiber PmP 2.0 mm Dca | CommScope® | SYSTIMAX ULL |  | Ruggedized fanout
UNXMPLCCF |  | Base Product | Ultra Low Loss ULL LazrSPEED® 550 MPO(Unpinned) to LC/UPC Ruggedized fanout Cable, 24-Fiber, LSZH, 12 fiber PmP 2.0 mm Dca | CommScope® | SYSTIMAX ULL |  | Ruggedized fanout
UNXMPSCCH |  | Base Product | Ultra Low Loss ULL LazrSPEED® 550 MPO(Unpinned) to SC/UPC Ruggedized fanout Cable, 48-Fiber, LSZH, 12 fiber PmP 2.0 mm Dca | CommScope® | SYSTIMAX ULL |  | Ruggedized fanout
UNXLCLCCH |  | Base Product | Ultra Low Loss ULL LazrSPEED® 550 LC/UPC to LC/UPC Ruggedized fanout Cable, 48-Fiber, LSZH, 12 fiber PmP 2.0 mm Dca | CommScope® | SYSTIMAX ULL |  | Ruggedized fanout
UNXLULUCM |  | Base Product | Ultra Low Loss ULL LazrSPEED® 550 LC/UPC Uniboot to LC/UPC Uniboot Ruggedized fanout Cable, 144-Fiber, LSZH, 12 fiber PmP 2.0 mm Dca | CommScope® | SYSTIMAX ULL |  | Ruggedized fanout
UNVSCSCCG |  | Base Product | Ultra Low Loss ULL LazrSPEED® 550 OM5 SC/UPC to SC/UPC Ruggedized fanout Cable, 36-Fiber, LSZH, 12 fiber PmP 2.0 mm Dca | CommScope® | SYSTIMAX ULL |  | Ruggedized fanout
UNXMPLUCF |  | Base Product | Ultra Low Loss ULL LazrSPEED® 550 MPO(Unpinned) to LC/UPC Uniboot Ruggedized fanout Cable, 24-Fiber, LSZH, 12 fiber PmP 2.0 mm Dca | CommScope® | SYSTIMAX ULL |  | Ruggedized fanout
UNXLCLCCK |  | Base Product | Ultra Low Loss ULL LazrSPEED® 550 LC/UPC to LC/UPC Ruggedized fanout Cable, 72-Fiber, LSZH, 12 fiber PmP 2.0 mm Dca | CommScope® | SYSTIMAX ULL |  | Ruggedized fanout
UNXMPSCCL |  | Base Product | Ultra Low Loss ULL LazrSPEED® 550 MPO(Unpinned) to SC/UPC Ruggedized fanout Cable, 96-Fiber, LSZH, 12 fiber PmP 2.0 mm Dca | CommScope® | SYSTIMAX ULL |  | Ruggedized fanout
UNXMXLCCF |  | Base Product | Ultra Low Loss ULL LazrSPEED® 550 MPO(Pinned) to LC/UPC Ruggedized fanout Cable, 24-Fiber, LSZH, 12 fiber PmP 2.0 mm Dca | CommScope® | SYSTIMAX ULL |  | Ruggedized fanout
UNVMXSCCD |  | Base Product | Ultra Low Loss ULL LazrSPEED® 550 OM5 MPO(Pinned) to SC/UPC Ruggedized fanout Cable, 12-Fiber, LSZH, 12 fiber PmP 2.0 mm Dca | CommScope® | SYSTIMAX ULL |  | Ruggedized fanout
UNXMPLUCG |  | Base Product | Ultra Low Loss ULL LazrSPEED® 550 MPO(Unpinned) to LC/UPC Uniboot Ruggedized fanout Cable, 36-Fiber, LSZH, 12 fiber PmP 2.0 mm Dca | CommScope® | SYSTIMAX ULL |  | Ruggedized fanout
UNXMXSCCK |  | Base Product | Ultra Low Loss ULL LazrSPEED® 550 MPO(Pinned) to SC/UPC Ruggedized fanout Cable, 72-Fiber, LSZH, 12 fiber PmP 2.0 mm Dca | CommScope® | SYSTIMAX ULL |  | Ruggedized fanout
UNXMPSCCM |  | Base Product | Ultra Low Loss ULL LazrSPEED® 550 MPO(Unpinned) to SC/UPC Ruggedized fanout Cable, 144-Fiber, LSZH, 12 fiber PmP 2.0 mm Dca | CommScope® | SYSTIMAX ULL |  | Ruggedized fanout
UNXMXLUCG |  | Base Product | Ultra Low Loss ULL LazrSPEED® 550 MPO(Pinned) to LC/UPC Uniboot Ruggedized fanout Cable, 36-Fiber, LSZH, 12 fiber PmP 2.0 mm Dca | CommScope® | SYSTIMAX ULL |  | Ruggedized fanout
UNXMPLUCH |  | Base Product | Ultra Low Loss ULL LazrSPEED® 550 MPO(Unpinned) to LC/UPC Uniboot Ruggedized fanout Cable, 48-Fiber, LSZH, 12 fiber PmP 2.0 mm Dca | CommScope® | SYSTIMAX ULL |  | Ruggedized fanout
UNXSCSCCL |  | Base Product | Ultra Low Loss ULL LazrSPEED® 550 SC/UPC to SC/UPC Ruggedized fanout Cable, 96-Fiber, LSZH, 12 fiber PmP 2.0 mm Dca | CommScope® | SYSTIMAX ULL |  | Ruggedized fanout
UNXSCSCCM |  | Base Product | Ultra Low Loss ULL LazrSPEED® 550 SC/UPC to SC/UPC Ruggedized fanout Cable, 144-Fiber, LSZH, 12 fiber PmP 2.0 mm Dca | CommScope® | SYSTIMAX ULL |  | Ruggedized fanout
UQGMXMXGD |  | Base Product | Ultra Low Loss (ULL) Singlemode MPO12 (Pinned) to MPO12 (Pinned), Fiber Extension Cable Assembly, 12-Fiber, Plenum | CommScope® | SYSTIMAX ULL |  | Fiber array cable assembly
UQGMPLCGD |  | Base Product | Ultra Low Loss (ULL) Singlemode MPO12 (Unpinned) to LC/UPC, Fiber Extension Cable Assembly, 12-Fiber, Plenum | CommScope® | SYSTIMAX ULL |  | Fiber array cable assembly
UNXMPLUCL |  | Base Product | Ultra Low Loss ULL LazrSPEED® 550 MPO(Unpinned) to LC/UPC Uniboot Ruggedized fanout Cable, 96-Fiber, LSZH, 12 fiber PmP 2.0 mm Dca | CommScope® | SYSTIMAX ULL |  | Ruggedized fanout
UNXMXLCCK |  | Base Product | Ultra Low Loss ULL LazrSPEED® 550 MPO(Pinned) to LC/UPC Ruggedized fanout Cable, 72-Fiber, LSZH, 12 fiber PmP 2.0 mm Dca | CommScope® | SYSTIMAX ULL |  | Ruggedized fanout
UQGQPLCJ8 |  | Base Product | Ultra Low Loss Singlemode MPO8 Unpinned to LC/UPC 8-Fiber Plenum Array Cord | CommScope® | SYSTIMAX ULL |  | Fiber array cable assembly
UNXMXLCAD |  | Base Product | Ultra Low Loss (ULL) LazrSPEED® 550 MPO (Pinned) to LC/UPC, InstaPATCH® 360 Ruggedized Fanout Cable, 12-Fiber, LSZH | CommScope® | SYSTIMAX InstaPATCH® 360 ¦ SYSTIMAX ULL |  | Ruggedized fanout
UNXMPLUCM |  | Base Product | Ultra Low Loss ULL LazrSPEED® 550 MPO(Unpinned) to LC/UPC Uniboot Ruggedized fanout Cable, 144-Fiber, LSZH, 12 fiber PmP 2.0 mm Dca | CommScope® | SYSTIMAX ULL |  | Ruggedized fanout
UQGQPLUHF |  | Base Product | Ultra Low Loss Singlemode, MPO8 (Unpinned) to LC/UPC Uniboot, Fiber Extension Cable Assembly, 24-Fiber, Plenum | CommScope® | SYSTIMAX ULL |  | Fiber array cable assembly
UNXMXLCAF |  | Base Product | Ultra Low Loss OM4 MPO12 Pinned to LC/UPC Uniboot 24-Fiber InstaPATCH® 360 Ruggedized Fanout Cable, Low Smoke Zero Halogen | CommScope® | SYSTIMAX InstaPATCH® 360 |  | Ruggedized fanout
UQV2C2PHF |  | Base Product | Ultra Low Loss (ULL) OM5, MPO24 Equipment (Unpinned) to MPO24 (Unpinned), 24-Fiber, Plenum Patchcord | CommScope® | SYSTIMAX ULL |  | Fiber array cable assembly
UNXMXLCCM |  | Base Product | Ultra Low Loss ULL LazrSPEED® 550 MPO(Pinned) to LC/UPC Ruggedized fanout Cable, 144-Fiber, LSZH, 12 fiber PmP 2.0 mm Dca | CommScope® | SYSTIMAX ULL |  | Ruggedized fanout
UNXMXLUCM |  | Base Product | Ultra Low Loss ULL LazrSPEED® 550 MPO(Pinned) to LC/UPC Uniboot Ruggedized fanout Cable, 144-Fiber, LSZH, 12 fiber PmP 2.0 mm Dca | CommScope® | SYSTIMAX ULL |  | Ruggedized fanout
UQGMPLUHF |  | Base Product | Ultra Low Loss Singlemode, MPO12 (Unpinned) to LC/UPC Uniboot, Fiber Extension Cable Assembly, 24-Fiber, Plenum | CommScope® | SYSTIMAX ULL |  | Fiber array cable assembly
UQGQPQPJ8 |  | Base Product | Ultra Low Loss (ULL) TeraSpeed® MPO/8 (Unpinned) to MPO/8 (Unpinned), 8-Fiber, Plenum | CommScope® | SYSTIMAX ULL |  | Fiber array cable assembly
UNXMXLUCD |  | Base Product | Ultra Low Loss ULL LazrSPEED® 550 MPO(Pinned) to LC/UPC Uniboot Ruggedized fanout Cable, 12-Fiber, LSZH, 12 fiber PmP 2.0 mm Dca | CommScope® | SYSTIMAX ULL |  | Ruggedized fanout
CCJJG | IP6A-24LUTP-PG2H-PG2H | Base Product | InstaPATCH® Cu GigaSPEED X10D® U/UTP LSZH Preterminated Copper Cable, dual row high density RJ45 plug to dual row high density RJ45 plug, 24 links | CommScope® | GigaSPEED X10D® ¦ InstaPATCH® Cu |  | Copper trunk cable assembly
CCGGD | IP6A-12LUTP-PG1S-PG1S | Base Product | InstaPATCH® Cu GigaSPEED X10D® U/UTP LSZH Preterminated Copper Cable, single row standard density RJ45 plug to single row standard density RJ45 plug, 12 links | CommScope® | GigaSPEED X10D® ¦ InstaPATCH® Cu |  | Copper trunk cable assembly
CCJNG | IP6A-24LUTP-PG2H-1100L | Base Product | InstaPATCH® Cu GigaSPEED X10D® U/UTP LSZH Preterminated Copper Cable, dual row high density RJ45 plug to 1100 module, 24 links | CommScope® | GigaSPEED X10D® ¦ InstaPATCH® Cu |  | Copper trunk cable assembly
CBBGG | IP6A-24RUTP-O2S-PG1S | Base Product | InstaPATCH® Cu GigaSPEED X10D® U/UTP Riser Preterminated Copper Cable, dual row standard density outlet to single row standard density RJ45 plug, 24 links | CommScope® | GigaSPEED X10D® ¦ InstaPATCH® Cu |  | Copper trunk cable assembly
CCGGG | IP6A-24LUTP-PG1S-PG1S | Base Product | InstaPATCH® Cu GigaSPEED X10D® U/UTP LSZH Preterminated Copper Cable, single row standard density RJ45 plug to single row standard density RJ45 plug, 24 links | CommScope® | GigaSPEED X10D® ¦ InstaPATCH® Cu |  | Copper trunk cable assembly
CCJRG | IP6A-24LUTP-PG2H-1100E | Base Product | InstaPATCH® Cu GigaSPEED X10D® U/UTP LSZH Preterminated Copper Cable, dual row high density RJ45 plug to 360 1100 Evolve module, 24 links | CommScope® | GigaSPEED X10D® ¦ InstaPATCH® Cu |  | Copper trunk cable assembly
CCHNB | IP6A-06LUTP-PG2S-1100L | Base Product | InstaPATCH® Cu GigaSPEED X10D® U/UTP LSZH Preterminated Copper Cable, dual row standard density RJ45 plug to 1100 module, 6 links | CommScope® | GigaSPEED X10D® ¦ InstaPATCH® Cu |  | Copper trunk cable assembly
CCNNB | IP6A-06LUTP-1100L-1100L | Base Product | InstaPATCH® Cu GigaSPEED X10D® U/UTP LSZH Preterminated Copper Cable, 1100 module to 1100 module, 6 links | CommScope® | GigaSPEED X10D® ¦ InstaPATCH® Cu |  | Copper trunk cable assembly
CCHNG | IP6A-24LUTP-PG2S-1100L | Base Product | InstaPATCH® Cu GigaSPEED X10D® U/UTP LSZH Preterminated Copper Cable, dual row standard density RJ45 plug to 1100 module, 24 links | CommScope® | GigaSPEED X10D® ¦ InstaPATCH® Cu |  | Copper trunk cable assembly
CCHRB | IP6A-06LUTP-PG2S-1100E | Base Product | InstaPATCH® Cu GigaSPEED X10D® U/UTP LSZH Preterminated Copper Cable, dual row standard density RJ45 plug to 360 1100 Evolve module, 6 links | CommScope® | GigaSPEED X10D® ¦ InstaPATCH® Cu |  | Copper trunk cable assembly
CCNND | IP6A-12LUTP-1100L-1100L | Base Product | InstaPATCH® Cu GigaSPEED X10D® U/UTP LSZH Preterminated Copper Cable, 1100 module to 1100 module, 12 links | CommScope® | GigaSPEED X10D® ¦ InstaPATCH® Cu |  | Copper trunk cable assembly
CCRNG | IP6A-24LUTP-1100E-1100L | Base Product | InstaPATCH® Cu GigaSPEED X10D® U/UTP LSZH Preterminated Copper Cable, 360 1100 module to 1100 module, 24 links | CommScope® | GigaSPEED X10D® ¦ InstaPATCH® Cu |  | Copper trunk cable assembly
CCGXB | IP6A-06LUTP-PG1S-BLUNT | Base Product | InstaPATCH® Cu GigaSPEED X10D® U/UTP LSZH Preterminated Copper Cable, ingle row standard density RJ45 plug to unterminated, 6 links | CommScope® | GigaSPEED X10D® ¦ InstaPATCH® Cu |  | Copper trunk cable assembly
CCGND | IP6A-12LUTP-PG1S-1100L | Base Product | InstaPATCH® Cu GigaSPEED X10D® U/UTP LSZH Preterminated Copper Cable, single row standard density RJ45 plug to 1100 module, 12 links | CommScope® | GigaSPEED X10D® ¦ InstaPATCH® Cu |  | Copper trunk cable assembly
CCRRB | IP6A-06LUTP-1100E-1100E | Base Product | InstaPATCH® Cu GigaSPEED X10D® U/UTP LSZH Preterminated Copper Cable, 360 1100 Evolve module to 360 1100 Evolve module, 6 links | CommScope® | GigaSPEED X10D® ¦ InstaPATCH® Cu |  | Copper trunk cable assembly
CCNSD | IP6A-12LUTP-1100L-1LK12 | Base Product | InstaPATCH® Cu GigaSPEED X10D® U/UTP LSZH Preterminated Copper Cable, 1100 module to dual row OneLink 2x6, 12 links | CommScope® | GigaSPEED X10D® ¦ InstaPATCH® Cu |  | Copper trunk cable assembly
CCHRG | IP6A-24LUTP-PG2S-1100E | Base Product | InstaPATCH® Cu GigaSPEED X10D® U/UTP LSZH Preterminated Copper Cable, dual row standard density RJ45 plug to 360 1100 Evolve module, 24 links | CommScope® | GigaSPEED X10D® ¦ InstaPATCH® Cu |  | Copper trunk cable assembly
CCNNG | IP6A-24LUTP-1100L-1100L | Base Product | InstaPATCH® Cu GigaSPEED X10D® U/UTP LSZH Preterminated Copper Cable, 1100 module to 1100 module, 24 links | CommScope® | GigaSPEED X10D® ¦ InstaPATCH® Cu |  | Copper trunk cable assembly
CCNXB | IP6A-06LUTP-1100L-BLUNT | Base Product | InstaPATCH® Cu GigaSPEED X10D® U/UTP LSZH Preterminated Copper Cable, 1100 module to unterminated, 6 links | CommScope® | GigaSPEED X10D® ¦ InstaPATCH® Cu |  | Copper trunk cable assembly
CCSSD | IP6A-12LUTP-1LK12-1LK12 | Base Product | InstaPATCH® Cu GigaSPEED X10D® U/UTP LSZH Preterminated Copper Cable, dual row OneLink 2x6 to dual row OneLink 2x6, 12 links | CommScope® | GigaSPEED X10D® ¦ InstaPATCH® Cu |  | Copper trunk cable assembly
CCNXD | IP6A-12LUTP-1100L-BLUNT | Base Product | InstaPATCH® Cu GigaSPEED X10D® U/UTP LSZH Preterminated Copper Cable, 1100 module to unterminated, 12 links | CommScope® | GigaSPEED X10D® ¦ InstaPATCH® Cu |  | Copper trunk cable assembly
CCNRD | IP6A-12LUTP-1100L-1100E | Base Product | InstaPATCH® Cu GigaSPEED X10D® U/UTP LSZH Preterminated Copper Cable, 1100 module to 360 1100 Evolve module, 12 links | CommScope® | GigaSPEED X10D® ¦ InstaPATCH® Cu |  | Copper trunk cable assembly
CCNXF | IP6A-18LUTP-1100L-BLUNT | Base Product | InstaPATCH® Cu GigaSPEED X10D® U/UTP LSZH Preterminated Copper Cable, 1100 module to unterminated, 18 links | CommScope® | GigaSPEED X10D® ¦ InstaPATCH® Cu |  | Copper trunk cable assembly
CDAAG | IP6A-24PFTP-O1S-O1S | Base Product | InstaPATCH® Cu GigaSPEED X10D® F/UTP Plenum Copper Cable, single row standard density outlet to single row standard density outlet, 24 links | CommScope® | GigaSPEED X10D® ¦ InstaPATCH® Cu |  | Copper trunk cable assembly
CCNXG | IP6A-24LUTP-1100L-BLUNT | Base Product | InstaPATCH® Cu GigaSPEED X10D® U/UTP LSZH Preterminated Copper Cable, 1100 module to unterminated, 24 links | CommScope® | GigaSPEED X10D® ¦ InstaPATCH® Cu |  | Copper trunk cable assembly
CCRRG | IP6A-24LUTP-1100E-1100E | Base Product | InstaPATCH® Cu GigaSPEED X10D® U/UTP LSZH Preterminated Copper Cable, 360 1100 Evolve module to 360 1100 Evolve module, 24 links | CommScope® | GigaSPEED X10D® ¦ InstaPATCH® Cu |  | Copper trunk cable assembly
CDBTE | IP6A-16PFTP-O2S-1LK08 | Base Product | InstaPATCH® Cu GigaSPEED X10D® F/UTP Plenum Copper Cable, dual row standard density outlet to dual row OneLink 2x4, 16 links | CommScope® | GigaSPEED X10D® ¦ InstaPATCH® Cu |  | Copper trunk cable assembly
CDABC | IP6A-08PFTP-O1S-O2S | Base Product | InstaPATCH® Cu GigaSPEED X10D® F/UTP Plenum Copper Cable, single row standard density outlet to dual row standard density outlet, 8 links | CommScope® | GigaSPEED X10D® ¦ InstaPATCH® Cu |  | Copper trunk cable assembly
CDGGA | IP6A-04PFTP-PG1S-PG1S | Base Product | InstaPATCH® Cu GigaSPEED X10D® F/UTP Plenum Preterminated Copper Cable, single row standard density RJ45 plug to single row standard density RJ45 plug, 4 links | CommScope® | GigaSPEED X10D® ¦ InstaPATCH® Cu |  | Copper trunk cable assembly
CDATC | IP6A-08PFTP-O1S-1LK08 | Base Product | InstaPATCH® Cu GigaSPEED X10D® F/UTP Plenum Copper Cable, single row standard density outlet to dual row OneLink 2x4, 8 links | CommScope® | GigaSPEED X10D® ¦ InstaPATCH® Cu |  | Copper trunk cable assembly
CCRXB | IP6A-06LUTP-1100E-BLUNT | Base Product | InstaPATCH® Cu GigaSPEED X10D® U/UTP LSZH Preterminated Copper Cable, 360 1100 Evolve module to unterminated, 6 links | CommScope® | GigaSPEED X10D® ¦ InstaPATCH® Cu |  | Copper trunk cable assembly
CDBXB | IP6A-06PFTP-O2S-BLUNT | Base Product | InstaPATCH® Cu GigaSPEED X10D® F/UTP Plenum Copper Cable, dual row standard density outlet to unterminated, 6 links | CommScope® | GigaSPEED X10D® ¦ InstaPATCH® Cu |  | Copper trunk cable assembly
CDABG | IP6A-24PFTP-O1S-O2S | Base Product | InstaPATCH® Cu GigaSPEED X10D® F/UTP Plenum Copper Cable, single row standard density outlet to dual row standard density outlet, 24 links | CommScope® | GigaSPEED X10D® ¦ InstaPATCH® Cu |  | Copper trunk cable assembly
CDBXC | IP6A-08PFTP-O2S-BLUNT | Base Product | InstaPATCH® Cu GigaSPEED X10D® F/UTP Plenum Copper Cable, dual row standard density outlet to unterminated, 8 links | CommScope® | GigaSPEED X10D® ¦ InstaPATCH® Cu |  | Copper trunk cable assembly
CCTXC | IP6A-08LUTP-1LK08-BLUNT | Base Product | InstaPATCH® Cu GigaSPEED X10D® U/UTP LSZH Preterminated Copper Cable, dual row OneLink 2x4 to unterminated, 8 links | CommScope® | GigaSPEED X10D® ¦ InstaPATCH® Cu |  | Copper trunk cable assembly
CDBAG | IP6A-24PFTP-O2S-O1S | Base Product | InstaPATCH® Cu GigaSPEED X10D® F/UTP Plenum Copper Cable, dual row standard density outlet to single row standard density outlet, 24 links | CommScope® | GigaSPEED X10D® ¦ InstaPATCH® Cu |  | Copper trunk cable assembly
CDASD | IP6A-12PFTP-O1S-1LK12 | Base Product | InstaPATCH® Cu GigaSPEED X10D® F/UTP Plenum Copper Cable, single row standard density outlet to dual row OneLink 2x6, 12 links | CommScope® | GigaSPEED X10D® ¦ InstaPATCH® Cu |  | Copper trunk cable assembly
CDGSD | IP6A-12PFTP-PG1S-1LK12 | Base Product | InstaPATCH® Cu GigaSPEED X10D® F/UTP Plenum Preterminated Copper Cable, single row standard density RJ45 plug to dual row OneLink 2x6, 12 links | CommScope® | GigaSPEED X10D® ¦ InstaPATCH® Cu |  | Copper trunk cable assembly
CDHSD | IP6A-12PFTP-PG2S-1LK12 | Base Product | InstaPATCH® Cu GigaSPEED X10D® F/UTP Plenum Preterminated Copper Cable, dual row standard density RJ45 plug to dual row OneLink 2x6, 12 links | CommScope® | GigaSPEED X10D® ¦ InstaPATCH® Cu |  | Copper trunk cable assembly
CDATE | IP6A-16PFTP-O1S-1LK08 | Base Product | InstaPATCH® Cu GigaSPEED X10D® F/UTP Plenum Copper Cable, single row standard density outlet to dual row OneLink 2x4, 18 links | CommScope® | GigaSPEED X10D® ¦ InstaPATCH® Cu |  | Copper trunk cable assembly
CEAAD | IP6A-12RFTP-O1S-O1S | Base Product | InstaPATCH® Cu GigaSPEED X10D® F/UTP Riser Copper Cable, single row standard density outlet to single row standard density outlet, 12 links | CommScope® | GigaSPEED X10D® ¦ InstaPATCH® Cu |  | Copper trunk cable assembly
CDGXA | IP6A-04PFTP-PG1S-BLUNT | Base Product | InstaPATCH® Cu GigaSPEED X10D® F/UTP Plenum Preterminated Copper Cable, single row standard density RJ45 plug to unterminated, 4 links | CommScope® | GigaSPEED X10D® ¦ InstaPATCH® Cu |  | Copper trunk cable assembly
CDCGG | IP6A-24PFTP-O2H-PG1S | Base Product | InstaPATCH® Cu GigaSPEED X10D® F/UTP Plenum Preterminated Copper Cable, dual row high density outlet to single row standard density RJ45 plug, 24 links | CommScope® | GigaSPEED X10D® ¦ InstaPATCH® Cu |  | Copper trunk cable assembly
CDHXG | IP6A-24PFTP-PG2S-BLUNT | Base Product | InstaPATCH® Cu GigaSPEED X10D® F/UTP Plenum Preterminated Copper Cable, dual row standard density RJ45 plug to unterminated, 24 links | CommScope® | GigaSPEED X10D® ¦ InstaPATCH® Cu |  | Copper trunk cable assembly
CEAAG | IP6A-24RFTP-O1S-O1S | Base Product | InstaPATCH® Cu GigaSPEED X10D® F/UTP Riser Copper Cable, single row standard density outlet to single row standard density outlet, 24 links | CommScope® | GigaSPEED X10D® ¦ InstaPATCH® Cu |  | Copper trunk cable assembly
CDBBD | IP6A-12PFTP-O2S-O2S | Base Product | InstaPATCH® Cu GigaSPEED X10D® F/UTP Plenum Copper Cable, dual row standard density outlet to dual row standard density outlet, 12 links | CommScope® | GigaSPEED X10D® ¦ InstaPATCH® Cu |  | Copper trunk cable assembly
CDSSD | IP6A-12PFTP-1LK12-1LK12 | Base Product | InstaPATCH® Cu GigaSPEED X10D® F/UTP Plenum Copper Cable, dual row OneLink 2x6 to dual row OneLink 2x6, 12 links | CommScope® | GigaSPEED X10D® ¦ InstaPATCH® Cu |  | Copper trunk cable assembly
CEABD | IP6A-12RFTP-O1S-O2S | Base Product | InstaPATCH® Cu GigaSPEED X10D® F/UTP Riser Copper Cable, single row standard density outlet to dual row standard density outlet, 12 links | CommScope® | GigaSPEED X10D® ¦ InstaPATCH® Cu |  | Copper trunk cable assembly
CEATC | IP6A-08RFTP-O1S-1LK08 | Base Product | InstaPATCH® Cu GigaSPEED X10D® F/UTP Riser Copper Cable, single row standard density outlet to dual row OneLink 2x4, 8 links | CommScope® | GigaSPEED X10D® ¦ InstaPATCH® Cu |  | Copper trunk cable assembly
CEBAD | IP6A-12RFTP-O2S-O1S | Base Product | InstaPATCH® Cu GigaSPEED X10D® F/UTP Riser Copper Cable, dual row standard density outlet to single row standard density outlet, 12 links | CommScope® | GigaSPEED X10D® ¦ InstaPATCH® Cu |  | Copper trunk cable assembly
CEATE | IP6A-16RFTP-O1S-1LK08 | Base Product | InstaPATCH® Cu GigaSPEED X10D® F/UTP Riser Copper Cable, single row standard density outlet to dual row OneLink 2x4, 16 links | CommScope® | GigaSPEED X10D® ¦ InstaPATCH® Cu |  | Copper trunk cable assembly
CDSXD | IP6A-12PFTP-1LK12-BLUNT | Base Product | InstaPATCH® Cu GigaSPEED X10D® F/UTP Plenum Copper Cable, dual row OneLink 2x6 to unterminated, 12 links | CommScope® | GigaSPEED X10D® ¦ InstaPATCH® Cu |  | Copper trunk cable assembly
CEBBB | IP6A-06RFTP-O2S-O2S | Base Product | InstaPATCH® Cu GigaSPEED X10D® F/UTP Riser Copper Cable, dual row standard density outlet to dual row standard density outlet, 6 links | CommScope® | GigaSPEED X10D® ¦ InstaPATCH® Cu |  | Copper trunk cable assembly
CDAXC | IP6A-08PFTP-O1S-BLUNT | Base Product | InstaPATCH® Cu GigaSPEED X10D® F/UTP Plenum Copper Cable, single row standard density outlet to unterminated, 8 links | CommScope® | GigaSPEED X10D® ¦ InstaPATCH® Cu |  | Copper trunk cable assembly
CB9468-000 | OCJ-S3-03MASEN-S3 | Variant of OCJ | Fiber Optic Patch Cord, Simplex, Singlemode, SC/APC 9° to SC/APC 9°, white, 3 m |  |  | OCJ | Fiber patch cord ¦ simplex
CC0909-000 | OCJ-L1-15MASHA-S1 | Variant of OCJ | Fiber Optic Patch Cord, Duplex, Singlemode, LC/UPC to SC/UPC, yellow, 15 m |  |  | OCJ | Fiber patch cord ¦ duplex
CC0932-000 | OCP-S1-02MASEN-XX | Variant of OCP | Fiber Optic Pigtail, Simplex, Singlemode, SC/UPC to Stub, 0.9 mm diameter, 2 m |  |  | OCP | Fiber pigtail ¦ jacketed
CC0871-000 | OCP-L1-02MASEN-XX | Variant of OCP | Fiber Optic Pigtail, Simplex, Singlemode, LC/UPC to Stub, 0.9 mm diameter, 2 m |  |  | OCP | Fiber pigtail ¦ jacketed
CC0877-000 | OCJ-L1-10MASHA-L1 | Variant of OCJ | Fiber Optic Patch Cord, Duplex, Singlemode, LC/UPC to LC/UPC, yellow, 10 m |  |  | OCJ | Fiber patch cord ¦ duplex
CC0987-000 | OCP-E8-02MASEN-XX | Variant of OCP | Fiber Optic Pigtail, Simplex, Singlemode, LSH/APC to Stub, 0.9 mm diameter, 2 m |  |  | OCP | Fiber pigtail ¦ jacketed |  | Discontinued
CC0905-000 | OCJ-L1-03MASHA-S1 | Variant of OCJ | Fiber Optic Patch Cord, Duplex, Singlemode, LC/UPC to SC/UPC, yellow, 3 m |  |  | OCJ | Fiber patch cord ¦ duplex
CC0906-000 | OCJ-L1-05MASHA-S1 | Variant of OCJ | Fiber Optic Patch Cord, Duplex, Singlemode, LC/UPC to SC/UPC, yellow, 5 m |  |  | OCJ | Fiber patch cord ¦ duplex
CC2430-000 | OCJ-L1-02MASIA-L1 | Variant of OCJ | Fiber Optic Patch Cord, Simplex, Singlemode, LC/UPC to LC/UPC, yellow, 2 m |  |  | OCJ | Fiber patch cord ¦ simplex
FQVMXMXGD |  | Base Product | OM5 MPO (Pinned) to MPO (Pinned), InstaPATCH® 360 Array Cord, 12-Fiber, Plenum | CommScope® | SYSTIMAX InstaPATCH® 360 |  | Fiber array cable assembly
FQWMPMPGD |  | Base Product | Singlemode MPO (Unpinned) to MPO (Unpinned), InstaPATCH® 360 Array Cord, 12-Fiber, Plenum | CommScope® | SYSTIMAX InstaPATCH® 360 |  | Fiber array cable assembly
FQWMXLCGD |  | Base Product | Singlemode MPO (Pinned) to LC/UPC, InstaPATCH® 360 Array Cord, 12-Fiber, Plenum | CommScope® | SYSTIMAX InstaPATCH® 360 |  | Fiber array cable assembly
FQXMPMXGD |  | Base Product | OM4 MPO (Unpinned) to MPO (Pinned), InstaPATCH® 360 Array Cord, 12-Fiber, Plenum | CommScope® | SYSTIMAX InstaPATCH® 360 |  | Fiber array cable assembly
FQVMPMPGD |  | Base Product | OM5 MPO (Unpinned) to MPO (Unpinned), InstaPATCH® 360 Array Cord, 12-Fiber, Plenum | CommScope® | SYSTIMAX InstaPATCH® 360 |  | Fiber array cable assembly
FQXMPSCGD |  | Base Product | OM4 MPO (Unpinned) to SC/UPC, InstaPATCH® 360 Array Cord, 12-Fiber, Plenum | CommScope® | SYSTIMAX InstaPATCH® 360 |  | Fiber array cable assembly
FQVMPMXGD |  | Base Product | OM5 MPO (Unpinned) to MPO (Pinned), InstaPATCH® 360 Array Cord, 12-Fiber, Plenum | CommScope® | SYSTIMAX InstaPATCH® 360 |  | Fiber array cable assembly
FQWMQLCGD |  | Base Product | Singlemode MPO (Equipment) to LC/UPC, InstaPATCH® 360 Array Cord, 12-Fiber, Plenum | CommScope® | SYSTIMAX InstaPATCH® 360 |  | Fiber array cable assembly
FQWMPLCGD |  | Base Product | Singlemode MPO (Unpinned) to LC/UPC, InstaPATCH® 360 Array Cord, 12-Fiber, Plenum | CommScope® | SYSTIMAX InstaPATCH® 360 |  | Fiber array cable assembly
FQXMXLCGD |  | Base Product | OM4 MPO (Pinned) to LC/UPC, InstaPATCH® 360 Array Cord, 12-Fiber, Plenum | CommScope® | SYSTIMAX InstaPATCH® 360 |  | Fiber array cable assembly
FQXMPMPGD |  | Base Product | OM4 MPO (Unpinned) to MPO (Unpinned), InstaPATCH® 360 Array Cord, 12-Fiber, Plenum | CommScope® | SYSTIMAX InstaPATCH® 360 |  | Fiber array cable assembly
FQZMPMXGD |  | Base Product | OM3 MPO (Unpinned) to MPO (Pinned), InstaPATCH® 360 Array Cord, 12-Fiber, Plenum | CommScope® | SYSTIMAX InstaPATCH® 360 |  | Fiber array cable assembly
FRWMQMXGD |  | Base Product | Singlemode MPO (Equipment) to MPO (Pinned), InstaPATCH® 360 Array Cord, 12-Fiber, Low Smoke Zero Halogen | CommScope® | SYSTIMAX InstaPATCH® 360 |  | Fiber array cable assembly
FRXMPMPGD |  | Base Product | OM4 MPO (Unpinned) to MPO (Unpinned), InstaPATCH® 360 Array Cord, 12-Fiber, Low Smoke Zero Halogen | CommScope® | SYSTIMAX InstaPATCH® 360 |  | Fiber array cable assembly
FRXMPMPHF |  | Base Product | LazrSPEED® 550 OM4, MPO/12(Unpinned) to MPO/12(Unpinned), 24-Fiber, LSZH array cord | CommScope® | SYSTIMAX InstaPATCH® 360 |  | Fiber array cable assembly
FRWMXLCGD |  | Base Product | Singlemode MPO (Pinned) to LC/UPC, InstaPATCH® 360 Array Cord, 12-Fiber, Low Smoke Zero Halogen | CommScope® | SYSTIMAX InstaPATCH® 360 |  | Fiber array cable assembly
FRXMPMXGD |  | Base Product | OM4 MPO (Unpinned) to MPO (Pinned), InstaPATCH® 360 Array Cord, 12-Fiber, Low Smoke Zero Halogen | CommScope® | SYSTIMAX InstaPATCH® 360 |  | Fiber array cable assembly
FRVMXMXGD |  | Base Product | OM5 MPO (Pinned) to MPO (Pinned), InstaPATCH® 360 Array Cord, 12-Fiber, Low Smoke Zero Halogen | CommScope® | SYSTIMAX InstaPATCH® 360 |  | Fiber array cable assembly
FRXMPMXHF |  | Base Product | LazrSPEED® 550 OM4, MPO/12(Unpinned) to MPO/12(Pinned), 24-Fiber,LSZH array cord | CommScope® | SYSTIMAX InstaPATCH® 360 |  | Fiber array cable assembly
FRWMXMXGD |  | Base Product | Singlemode MPO (Pinned) to MPO (Pinned), InstaPATCH® 360 Array Cord, 12-Fiber, Low Smoke Zero Halogen | CommScope® | SYSTIMAX InstaPATCH® 360 |  | Fiber array cable assembly
FRXMXLCGD |  | Base Product | OM4 MPO (Pinned) to LC/UPC, InstaPATCH® 360 Array Cord, 12-Fiber, Low Smoke Zero Halogen | CommScope® | SYSTIMAX InstaPATCH® 360 |  | Fiber array cable assembly
FRWMXSCGD |  | Base Product | Singlemode MPO (Pinned) to SC/UPC, InstaPATCH® 360 Array Cord, 12-Fiber, Low Smoke Zero Halogen | CommScope® | SYSTIMAX InstaPATCH® 360 |  | Fiber array cable assembly
FSWL2UCWH |  | Base Product | TeraSPEED® LC/UPC Keyed Yellow to Unconnectorized, Distribution Cable, 48-Fiber, Plenum | CommScope® | SYSTIMAX InstaPATCH® 360 |  | Fiber distribution cable assembly
FSWLCLCW6 |  | Variant | TeraSPEED® LC/UPC to LC/UPC, Distribution Cable, 6-Fiber, Plenum | CommScope® | SYSTIMAX InstaPATCH® 360 |  | Fiber distribution cable assembly
FSWLCLCWH |  | Base Product | TeraSPEED® LC/UPC to LC/UPC, Distribution Cable, 48-Fiber, Plenum | CommScope® | SYSTIMAX InstaPATCH® 360 |  | Fiber distribution cable assembly
FSWLCLCWK |  | Base Product | TeraSPEED® LC/UPC to LC/UPC, Distribution Cable, 72-Fiber, Plenum | CommScope® | SYSTIMAX InstaPATCH® 360 |  | Fiber distribution cable assembly
FSXLCLCWH |  | Base Product | LazrSPEED® 550 LC/UPC to LC/UPC, Distribution Cable, 48-Fiber, Plenum | CommScope® | SYSTIMAX InstaPATCH® 360 |  | Fiber distribution cable assembly
FSXLCLCWK |  | Base Product | LazrSPEED® 550 LC/UPC to LC/UPC, Distribution Cable, 72-Fiber, Plenum | CommScope® | SYSTIMAX InstaPATCH® 360 |  | Fiber distribution cable assembly
FSXLCLCWM |  | Base Product | LazrSPEED® 550 LC/UPC to LC/UPC, Distribution Cable, 144-Fiber, Plenum | CommScope® | SYSTIMAX InstaPATCH® 360 |  | Fiber distribution cable assembly
FSXLCLCWD |  | Base Product | LazrSPEED® 550 LC/UPC to LC/UPC, Distribution Cable, 12-Fiber, Plenum | CommScope® | SYSTIMAX InstaPATCH® 360 |  | Fiber distribution cable assembly
U3GMPMPAL |  | Base Product | Ultra Low Loss (ULL) Singlemode MPO12 (Unpinned) to MPO12 (Unpinned), Fiber Trunk Cable Assembly, 96-Fiber, CPR Class B2ca, Low Smoke Zero Halogen (LSZH)/Riser | CommScope® | SYSTIMAX ULL |  | Fiber trunk cable assembly |  | Discontinued
U3GMPMXAD |  | Base Product | Ultra Low Loss (ULL) Singlemode MPO12 (Unpinned) to MPO12 (Pinned), Fiber Trunk Cable Assembly, 12-Fiber, Low Smoke Zero Halogen | CommScope® | SYSTIMAX ULL |  | Fiber trunk cable assembly |  | Discontinued
U3GMPMPCD |  | Base Product | Ultra Low Loss ULL TeraSPEED® MPO(Unpinned) to MPO(Unpinned) Pre-terminated Trunk Cable, MPO12, 12-Fiber, LSZH, 12 fiber PmP 2.0 mm /B2ca | CommScope® | SYSTIMAX ULL |  | Fiber trunk cable assembly
U3GMPMPCF |  | Base Product | Ultra Low Loss ULL TeraSPEED® MPO(Unpinned) to MPO(Unpinned) Pre-terminated Trunk Cable, MPO12, 24-Fiber, LSZH, 12 fiber PmP 2.0 mm /B2ca | CommScope® | SYSTIMAX ULL |  | Fiber trunk cable assembly
U3GMPMXAK |  | Base Product | Ultra Low Loss (ULL) Singlemode MPO12 (Unpinned) to MPO12 (Pinned), Fiber Trunk Cable Assembly, 72-Fiber, Low Smoke Zero Halogen (LSZH) | CommScope® | SYSTIMAX ULL |  | Fiber trunk cable assembly |  | Discontinued
U3GMPMXCK |  | Base Product | Ultra Low Loss ULL TeraSPEED® MPO(Unpinned) to MPO(Pinned) Pre-terminated Trunk Cable, MPO12, 72-Fiber, LSZH, 12 fiber PmP 2.0 mm /B2ca | CommScope® | SYSTIMAX ULL |  | Fiber trunk cable assembly
U3GMPMXAL |  | Base Product | Ultra Low Loss (ULL) Singlemode MPO12 (Unpinned) to MPO12 (Pinned), Fiber Trunk Cable Assembly, 96-Fiber, Low Smoke Zero Halogen (LSZH) | CommScope® | SYSTIMAX ULL |  | Fiber trunk cable assembly |  | Discontinued
U3GMPMPCL |  | Base Product | Ultra Low Loss ULL TeraSPEED® MPO(Unpinned) to MPO(Unpinned) Pre-terminated Trunk Cable, MPO12, 96-Fiber, LSZH, 12 fiber PmP 2.0 mm /B2ca | CommScope® | SYSTIMAX ULL |  | Fiber trunk cable assembly
U3GMPMXCD |  | Base Product | Ultra Low Loss ULL TeraSPEED® MPO(Unpinned) to MPO(Pinned) Pre-terminated Trunk Cable, MPO12, 12-Fiber, LSZH, 12 fiber PmP 2.0 mm /B2ca | CommScope® | SYSTIMAX ULL |  | Fiber trunk cable assembly
U3GMXMXCG |  | Base Product | Ultra Low Loss ULL TeraSPEED® MPO(Pinned) to MPO(Pinned) Pre-terminated Trunk Cable, MPO12, 36-Fiber, LSZH, 12 fiber PmP 2.0 mm /B2ca | CommScope® | SYSTIMAX ULL |  | Fiber trunk cable assembly
U3GMXUCAK |  | Base Product | Ultra Low Loss (ULL) Singlemode MPO12 (Pinned) to Unconnectorized, Fiber Trunk Cable Assembly, 72-Fiber, CPR Class B2ca, Low Smoke Zero Halogen/Riser | CommScope® | SYSTIMAX ULL |  | Fiber trunk cable assembly |  | Discontinued
U3GMPUCAD |  | Base Product | Ultra Low Loss (ULL) Singlemode MPO12 (Unpinned) to Unconnectorized, Fiber Trunk Cable Assembly, 12-Fiber, CPR Class B2ca, Low Smoke Zero Halogen/Riser | CommScope® | SYSTIMAX ULL |  | Fiber trunk cable assembly |  | Discontinued
U3GMXMXAF |  | Base Product | Ultra Low Loss (ULL) Singlemode MPO12 (Pinned) to MPO12 (Pinned), Fiber Trunk Cable Assembly, 24-Fiber, Low Smoke Zero Halogen | CommScope® | SYSTIMAX ULL |  | Fiber trunk cable assembly |  | Discontinued
760248886 | OCJ-LG-03MASHA-LG | Variant of OCJ | Fiber Optic Patch Cord, Duplex, Singlemode, LC/APC to LC/APC, yellow, 3 m |  |  | OCJ | Fiber patch cord ¦ duplex
760252172 | OCJ-LG-01MASIA-LG | Variant of OCJ | Fiber Optic Patch Cord, Simplex, Singlemode, LC/APC to LC/APC, yellow, 1 m |  |  | OCJ | Fiber patch cord ¦ simplex
760250027 | OCJ-LG-03MASIA-LG | Variant of OCJ | Fiber Optic Patch Cord, Simplex, Singlemode, LC/APC to LC/APC, yellow, 3 m |  |  | OCJ | Fiber patch cord ¦ simplex
760250821 | OCJ-LG-15MASIA-LG | Variant of OCJ | Fiber Optic Patch Cord, Simplex, Singlemode, LC/APC to LC/APC, yellow, 15 m |  |  | OCJ | Fiber patch cord ¦ simplex
760248510 | OCJ-LG-03MASIA-SG | Variant of OCJ | Fiber Optic Patch Cord, Simplex, Singlemode, LC/APC to SC/APC, yellow, 3 m |  |  | OCJ | Fiber patch cord ¦ simplex
760250830 | OCJ-LG-08MASIA-SG | Variant of OCJ | Fiber Optic Patch Cord, Simplex, Singlemode, LC/APC to SC/APC, yellow, 8 m |  |  | OCJ | Fiber patch cord ¦ simplex
1-2160485-5 | OCJ-LG-15MASIA-SG | Variant of OCJ | Fiber Optic Patch Cord, Simplex, Singlemode, LC/APC to SC/APC, yellow, 15 m |  |  | OCJ | Fiber patch cord ¦ simplex
2-2160485-0 | OCJ-LG-20-MASIA-SG | Variant of OCJ | Fiber Optic Patch Cord, Simplex, Singlemode, LC/APC to SC/APC, yellow, 20 m |  |  | OCJ | Fiber patch cord ¦ simplex
2-1920721-5 | OCJ-L2-25MASHA-S2 | Variant of OCJ | Fiber Optic Patch Cord, Duplex, Singlemode, LC/APC to SC/APC, yellow, 25 m |  |  | OCJ | Fiber patch cord ¦ duplex
760248795 | OCJ-L2-01MASIA-S2 | Variant of OCJ | Fiber Optic Patch Cord, Simplex, Singlemode, LC/APC to SC/APC, yellow, 1 m |  |  | OCJ | Fiber patch cord ¦ simplex
1920750-2 | OCJ-L2-02MASIA-S2 | Variant of OCJ | Fiber Optic Patch Cord, Simplex, Singlemode, LC/APC to SC/APC, yellow, 2 m |  |  | OCJ | Fiber patch cord ¦ simplex
760245634 | OCJ-L2-03MASIA-S2 | Variant of OCJ | Fiber Optic Patch Cord, Simplex, Singlemode, LC/APC to SC/APC, yellow, 3 m |  |  | OCJ | Fiber patch cord ¦ simplex
1-1920750-5 | OCJ-L2-15MASIA-S2 | Variant of OCJ | Fiber Optic Patch Cord, Simplex, Singlemode, LC/APC to SC/APC, yellow, 15 m |  |  | OCJ | Fiber patch cord ¦ simplex
760240943 | OCJ-L2-03MASIA-S3 | Variant of OCJ | Fiber Optic Patch Cord, Simplex, Singlemode, LC/APC to SC/APC 9°, yellow, 3 m |  |  | OCJ | Fiber patch cord ¦ simplex
760242507 | OCJ-L2-10MASHA-S1 | Variant of OCJ | Fiber Optic Patch Cord, Duplex, Singlemode, LC/APC to SC/UPC, yellow, 10 m |  |  | OCJ | Fiber patch cord ¦ duplex
760249615 | OCJ-L2-02MASIA-S1 | Variant of OCJ | Fiber Optic Patch Cord, Simplex, Singlemode, LC/APC to SC/UPC, yellow, 2 m |  |  | OCJ | Fiber patch cord ¦ simplex
760252170 | OCJ-L2-05MASIA-S1 | Variant of OCJ | Fiber Optic Patch Cord, Simplex, Singlemode, LC/APC to SC/UPC, yellow, 5 m |  |  | OCJ | Fiber patch cord ¦ simplex
760254386 | OCJ-L2-10MASIA-S1 | Variant of OCJ | Fiber Optic Patch Cord, Simplex, Singlemode, LC/APC to SC/UPC, yellow, 10 m |  |  | OCJ | Fiber patch cord ¦ simplex
760242190 | OCJ-LF-02MASHA-LF | Variant of OCJ | Fiber Optic Patch Cord, Duplex, Singlemode, LC/UPC to LC/UPC, yellow, 2 m |  |  | OCJ | Fiber patch cord ¦ duplex
760250500 | OCJ-LF-01MASIA-LF | Variant of OCJ | Fiber Optic Patch Cord, Simplex, Singlemode, LC/UPC to LC/UPC, yellow, 1 m |  |  | OCJ | Fiber patch cord ¦ simplex
760250502 | OCJ-LF-05MASIA-LF | Variant of OCJ | Fiber Optic Patch Cord, Simplex, Singlemode, LC/UPC to LC/UPC, yellow, 5 m |  |  | OCJ | Fiber patch cord ¦ simplex
760250503 | OCJ-LF-10MASIA-LF | Variant of OCJ | Fiber Optic Patch Cord, Simplex, Singlemode, LC/UPC to LC/UPC, yellow, 10 m |  |  | OCJ | Fiber patch cord ¦ simplex
760250504 | OCJ-LF-15MASIA-LF | Variant of OCJ | Fiber Optic Patch Cord, Simplex, Singlemode, LC/UPC to LC/UPC, yellow, 15 m |  |  | OCJ | Fiber patch cord ¦ simplex
760250506 | OCJ-LF-25MASIA-LF | Variant of OCJ | Fiber Optic Patch Cord, Simplex, Singlemode, LC/UPC to LC/UPC, yellow, 25 m |  |  | OCJ | Fiber patch cord ¦ simplex
760254431 | OCJ-LF-03MASIA-SG | Variant of OCJ | Fiber Optic Patch Cord, Simplex, Singlemode, SC/APC to LC/UPC, yellow, 3 m |  |  | OCJ | Fiber patch cord ¦ simplex
760245912 | OCJ-LF-15MASIA-SG | Variant of OCJ | Fiber Optic Patch Cord, Simplex, Singlemode, SC/APC to LC/UPC, yellow, 15 m |  |  | OCJ | Fiber patch cord ¦ simplex
760252488 | OCJ-LF-02MASHA-SF | Variant of OCJ | Fiber Optic Patch Cord, Duplex, Singlemode, LC/UPC to SC/UPC, yellow, 2 m |  |  | OCJ | Fiber patch cord ¦ duplex
760252489 | OCJ-LF-05MASHA-SF | Variant of OCJ | Fiber Optic Patch Cord, Duplex, Singlemode, LC/UPC to SC/UPC, yellow, 5 m |  |  | OCJ | Fiber patch cord ¦ duplex
760252491 | OCJ-LF-15MASHA-SF | Variant of OCJ | Fiber Optic Patch Cord, Duplex, Singlemode, LC/UPC to SC/UPC, yellow, 15 m |  |  | OCJ | Fiber patch cord ¦ duplex
1-2055253-5 | OCJ-S2-15MASIA-S2 | Variant of OCJ | Fiber Optic Patch Cord, Simplex, Singlemode, SC/APC to SC/APC, yellow, 15 m |  |  | OCJ | Fiber patch cord ¦ simplex
760241463 | OCJ-S2-02MASIA-S3 | Variant of OCJ | Fiber Optic Patch Cord, Simplex, Singlemode, SC/APC to SC/APC 9°, yellow, 2 m |  |  | OCJ | Fiber patch cord ¦ simplex
760254254 | OCJ-SH-01MASIA-SH | Variant of OCJ | Fiber Optic Patch Cord, Simplex, Singlemode, SC/APC 9° to SC/APC 9°, yellow, 1 m |  |  | OCJ | Fiber patch cord ¦ simplex
760252505 | OCJ-S3-01MASIA-S1 | Variant of OCJ | Fiber Optic Patch Cord, Simplex, Singlemode, SC/APC 9° to SC/UPC, yellow, 1 m |  |  | OCJ | Fiber patch cord ¦ simplex
760253274 | OCJ-SF-02MASHA-SF | Variant of OCJ | Fiber Optic Patch Cord, Duplex, Singlemode, SC/UPC to SC/UPC, yellow, 2 m |  |  | OCJ | Fiber patch cord ¦ duplex
1-2160363-0 | OCJ-S1-10MASIA-S2 | Variant of OCJ | Fiber Optic Patch Cord, Simplex, Singlemode, SC/UPC to SC/APC, yellow, 10 m |  |  | OCJ | Fiber patch cord ¦ simplex
760253713 | OCJ-S1-03MASHA-L1 | Variant of OCJ | Fiber Optic Patch Cord, Duplex, Singlemode, LC/UPC to SC/UPC, yellow, 3 m |  |  | OCJ | Fiber patch cord ¦ duplex
760253714 | OCJ-S1-05MASHA-L1 | Variant of OCJ | Fiber Optic Patch Cord, Duplex, Singlemode, LC/UPC to SC/UPC, yellow, 5 m |  |  | OCJ | Fiber patch cord ¦ duplex
760253385 | OCJ-S1-10MASHA-L1 | Variant of OCJ | Fiber Optic Patch Cord, Duplex, Singlemode, LC/UPC to SC/UPC, yellow, 10 m |  |  | OCJ | Fiber patch cord ¦ duplex
760253386 | OCJ-S1-15MASHA-L1 | Variant of OCJ | Fiber Optic Patch Cord, Duplex, Singlemode, LC/UPC to SC/UPC, yellow, 15 m |  |  | OCJ | Fiber patch cord ¦ duplex
2055083-1 | OCJ-S1-01MASHA-S2 | Variant of OCJ | Fiber Optic Patch Cord, Duplex, Singlemode, SC/UPC to SC/APC, yellow, 1 m |  |  | OCJ | Fiber patch cord ¦ duplex
2055083-3 | OCJ-S1-03MASHA-S2 | Variant of OCJ | Fiber Optic Patch Cord, Duplex, Singlemode, SC/UPC to SC/APC, yellow, 3 m |  |  | OCJ | Fiber patch cord ¦ duplex
2055083-5 | OCJ-S1-05MASHA-S2 | Variant of OCJ | Fiber Optic Patch Cord, Duplex, Singlemode, SC/UPC to SC/APC, yellow, 5 m |  |  | OCJ | Fiber patch cord ¦ duplex
1-2055083-0 | OCJ-S1-10MASHA-S2 | Variant of OCJ | Fiber Optic Patch Cord, Duplex, Singlemode, SC/UPC to SC/APC, yellow, 10 m |  |  | OCJ | Fiber patch cord ¦ duplex
760253381 | OCJ-SF-03MASHA-SF | Variant of OCJ | Fiber Optic Patch Cord, Duplex, Singlemode, SC/UPC to SC/UPC, yellow, 3 m |  |  | OCJ | Fiber patch cord ¦ duplex
760253276 | OCJ-SF-10MASHA-SF | Variant of OCJ | Fiber Optic Patch Cord, Duplex, Singlemode, SC/UPC to SC/UPC, yellow, 10 m |  |  | OCJ | Fiber patch cord ¦ duplex
760253277 | OCJ-SF-15MASHA-SF | Variant of OCJ | Fiber Optic Patch Cord, Duplex, Singlemode, SC/UPC to SC/UPC, yellow, 15 m |  |  | OCJ | Fiber patch cord ¦ duplex
760253383 | OCJ-S1-15MASHA-S1 | Variant of OCJ | Fiber Optic Patch Cord, Duplex, Singlemode, SC/UPC to SC/UPC, yellow, 15 m |  |  | OCJ | Fiber patch cord ¦ duplex
760245629 | OCJ-S1-02MASIA-S3 | Variant of OCJ | Fiber Optic Patch Cord, Simplex, Singlemode, SC/UPC to SC/APC 9°, yellow, 2 m |  |  | OCJ | Fiber patch cord ¦ simplex
760245632 | OCJ-S1-20MASIA-S3 | Variant of OCJ | Fiber Optic Patch Cord, Simplex, Singlemode, SC/UPC to SC/APC 9°, yellow, 20 m |  |  | OCJ | Fiber patch cord ¦ simplex
760245630 | OCJ-S1-25MASIA-S3 | Variant of OCJ | Fiber Optic Patch Cord, Simplex, Singlemode, SC/UPC to SC/APC 9°, yellow, 25 m |  |  | OCJ | Fiber patch cord ¦ simplex
1-1920751-5 | OCJ-S1-15MASIA-S1 | Variant of OCJ | Fiber Optic Patch Cord, Simplex, Singlemode, SC/UPC to SC/UPC, yellow, 15 m |  |  | OCJ | Fiber patch cord ¦ simplex
2160634-2 | OCP-S1-02MASEN-XX-(12COL) | Variant of OCP | Fiber Optic Pigtail, Simplex, Singlemode, SC/UPC to Stub, 0.9 mm diameter, multicolor, 2 m |  |  | OCP | Fiber pigtail ¦ jacketed
760249511 | OCP-L5-02MGLEN-XX-(12COL/D) | Variant of OCP | Fiber Optic Pigtail, Multi-fiber, Multimode, OM4, LC/PC to Stub, 0.9 mm diameter, 12 fibers, multicolor, 2 m |  |  | OCP | Fiber pigtail ¦ jacketed
760248796 | OCJ-L2-10MASIA-S2 | Variant of OCJ | Fiber Optic Patch Cord, Simplex, Singlemode, LC/APC to SC/APC, yellow, 10 m |  |  | OCJ | Fiber patch cord ¦ simplex
760255490 | HCA-ACC-FEMALE-BAYONET-CVTR | Variant of HCA-ACC | Prodigy™ Female Bayonet Converter |  | PRODIGY™ | HCA | Fiber converter
760255254 | HCA-ACC-FEMALE-FULLSIZE-CVTR | Variant of HCA-ACC | Prodigy Full Size Female Converter |  | PRODIGY™ | HCA | Fiber converter
HCA-A01G |  | Variant of HCA | Fiber Optic Drop Cable Assembly, PRODIGY™ Connector Core to Stub, 4.5mm Round Cable |  | PRODIGY™ | HCA | Fiber drop cable assembly
HCA-A01F |  | Variant of HCA | Fiber Optic Drop Cable Assembly, PRODIGY™ Connector Core to Stub, 3.4mm Round Cable |  |  |  | Fiber drop cable assembly
UGVMPMXCM |  | Base Product | Ultra Low Loss ULL LazrSPEED® 550 OM5 MPO(Unpinned) to MPO(Pinned) Pre-terminated Trunk Cable, MPO12, 144-Fiber, Plenum, 12 fiber PmP 2.0 mm Dca | CommScope® | SYSTIMAX ULL |  | Fiber trunk cable assembly
UGVMPMXAM |  | Base Product | Ultra Low Loss (ULL) OM5, MPO12 Unpinned to MPO12 Pinned, Fiber Trunk Cable Assembly, 144-Fiber, Plenum | CommScope® | SYSTIMAX ULL |  | Fiber trunk cable assembly
UGXMPMPCK |  | Base Product | Ultra Low Loss ULL LazrSPEED® 550 MPO(Unpinned) to MPO(Unpinned) Pre-terminated Trunk Cable, MPO12, 72-Fiber, Plenum, 12 fiber PmP 2.0 mm Dca | CommScope® | SYSTIMAX ULL |  | Fiber trunk cable assembly
UGVMXUCCG |  | Base Product | Ultra Low Loss ULL LazrSPEED® 550 OM5 MPO(Pinned) to Unconnectorized Pre-terminated Trunk Cable, MPO12, 36-Fiber, Plenum, 12 fiber PmP 2.0 mm Dca | CommScope® | SYSTIMAX ULL |  | Fiber trunk cable assembly
UGVMPMXCD |  | Base Product | Ultra Low Loss ULL LazrSPEED® 550 OM5 MPO(Unpinned) to MPO(Pinned) Pre-terminated Trunk Cable, MPO12, 12-Fiber, Plenum, 12 fiber PmP 2.0 mm Dca | CommScope® | SYSTIMAX ULL |  | Fiber trunk cable assembly
UGXMPMPCL |  | Base Product | Ultra Low Loss ULL LazrSPEED® 550 MPO(Unpinned) to MPO(Unpinned) Pre-terminated Trunk Cable, MPO12, 96-Fiber, Plenum, 12 fiber PmP 2.0 mm Dca | CommScope® | SYSTIMAX ULL |  | Fiber trunk cable assembly
UGVMXMXCF |  | Base Product | Ultra Low Loss ULL LazrSPEED® 550 OM5 MPO(Pinned) to MPO(Pinned) Pre-terminated Trunk Cable, MPO12, 24-Fiber, Plenum, 12 fiber PmP 2.0 mm Dca | CommScope® | SYSTIMAX ULL |  | Fiber trunk cable assembly
UGVMXUCCH |  | Base Product | Ultra Low Loss ULL LazrSPEED® 550 OM5 MPO(Pinned) to Unconnectorized Pre-terminated Trunk Cable, MPO12, 48-Fiber, Plenum, 12 fiber PmP 2.0 mm Dca | CommScope® | SYSTIMAX ULL |  | Fiber trunk cable assembly
UGVMXMXAF |  | Base Product | Ultra Low Loss (ULL) OM5 MPO12 (Pinned) to MPO12 (Pinned), Fiber Trunk Cable Assembly, 24-Fiber, Plenum | CommScope® | SYSTIMAX ULL |  | Fiber trunk cable assembly
UGX2P2XBF |  | Base Product | Ultra Low Loss (ULL) OM4 MPO24 (Unpinned) to MPO24 (Pinned), Fiber Trunk Cable Assembly, 24-Fiber, Plenum | CommScope® | SYSTIMAX ULL |  | Fiber trunk cable assembly
UGVQPQXQU |  | Base Product | Ultra Low Loss (ULL) OM5, MPO8 QSFP Unpinned to MPO8 QSFP Pinned, Fiber Trunk Cable Assembly, 64-Fiber, Plenum | CommScope® | SYSTIMAX ULL |  | Fiber trunk cable assembly
UGX2P2XBH |  | Base Product | Ultra Low Loss (ULL) OM4 MPO24 (Unpinned) to MPO24 (Pinned), Fiber Trunk Cable Assembly, 48-Fiber, Plenum | CommScope® | SYSTIMAX ULL |  | Fiber trunk cable assembly
UGXMPMXAL |  | Base Product | Ultra Low Loss (ULL) OM4 MPO (Unpinned) to MPO (Pinned), Pre-terminated Trunk Cable, MPO12, 96-Fiber, Plenum | CommScope® | SYSTIMAX ULL |  | Fiber trunk cable assembly
UGXMPMPAF |  | Base Product | Ultra Low Loss (ULL) OM4 MPO12 (Unpinned) to MPO12 (Unpinned), Fiber Trunk Cable Assembly, 24-Fiber, Plenum | CommScope® | SYSTIMAX ULL |  | Fiber trunk cable assembly
UGVMXUCCL |  | Base Product | Ultra Low Loss ULL LazrSPEED® 550 OM5 MPO(Pinned) to Unconnectorized Pre-terminated Trunk Cable, MPO12, 96-Fiber, Plenum, 12 fiber PmP 2.0 mm Dca | CommScope® | SYSTIMAX ULL |  | Fiber trunk cable assembly
UGX2P2XBK |  | Base Product | Ultra Low Loss (ULL) OM4 MPO24 (Unpinned) to MPO24 (Pinned), Fiber Trunk Cable Assembly, 72-Fiber, Plenum | CommScope® | SYSTIMAX ULL |  | Fiber trunk cable assembly
UGXMXMXAD |  | Base Product | Ultra Low Loss (ULL) OM4 MPO12 (Pinned) to MPO12 (Pinned), Fiber Trunk Cable Assembly, 12-Fiber, Plenum | CommScope® | SYSTIMAX ULL |  | Fiber trunk cable assembly
UGXMPMPAH |  | Base Product | Ultra Low Loss (ULL) OM4 MPO12 (Unpinned) to MPO12 (Unpinned), Fiber Trunk Cable Assembly, 48-Fiber, Plenum | CommScope® | SYSTIMAX ULL |  | Fiber trunk cable assembly
UGVMXUCCM |  | Base Product | Ultra Low Loss ULL LazrSPEED® 550 OM5 MPO(Pinned) to Unconnectorized Pre-terminated Trunk Cable, MPO12, 144-Fiber, Plenum, 12 fiber PmP 2.0 mm Dca | CommScope® | SYSTIMAX ULL |  | Fiber trunk cable assembly
UGXMPMXCD |  | Base Product | Ultra Low Loss ULL LazrSPEED® 550 MPO(Unpinned) to MPO(Pinned) Pre-terminated Trunk Cable, MPO12, 12-Fiber, Plenum, 12 fiber PmP 2.0 mm Dca | CommScope® | SYSTIMAX ULL |  | Fiber trunk cable assembly
UGXMXMXAF |  | Base Product | Ultra Low Loss (ULL) OM4 MPO12 (Pinned) to MPO12 (Pinned), Fiber Trunk Cable Assembly, 24-Fiber, Plenum | CommScope® | SYSTIMAX ULL |  | Fiber trunk cable assembly
UGVQPQXBM |  | Base Product | Ultra Low Loss (ULL) OM5 MPO8 QSFP (Unpinned) to MPO8 QSFP (Pinned), Fiber Trunk Cable Assembly, 144-Fiber, Plenum | CommScope® | SYSTIMAX ULL |  | Fiber trunk cable assembly
UGXMXMXAG |  | Base Product | Ultra Low Loss (ULL) OM4 MPO12 (Pinned) to MPO12 (Pinned), Fiber Trunk Cable Assembly, 36-Fiber, Plenum | CommScope® | SYSTIMAX ULL |  | Fiber trunk cable assembly
UGVQPQXQ8 |  | Base Product | Ultra Low Loss (ULL) OM5 MPO8 QSFP (Unpinned) to MPO8 QSFP (Pinned), Fiber Trunk Cable Assembly, 8-Fiber, Plenum | CommScope® | SYSTIMAX ULL |  | Fiber trunk cable assembly
UGXMPMXAF |  | Base Product | Ultra Low Loss (ULL) OM4 MPO12 (Unpinned) to MPO12 (Pinned), Fiber Trunk Cable Assembly, 24-Fiber, Plenum | CommScope® | SYSTIMAX ULL |  | Fiber trunk cable assembly
UGXMXMXAH |  | Base Product | Ultra Low Loss (ULL) OM4 MPO12 (Pinned) to MPO12 (Pinned), Fiber Trunk Cable Assembly, 48-Fiber, Plenum | CommScope® | SYSTIMAX ULL |  | Fiber trunk cable assembly
UGXMPMPCD |  | Base Product | Ultra Low Loss ULL LazrSPEED® 550 MPO(Unpinned) to MPO(Unpinned) Pre-terminated Trunk Cable, MPO12, 12-Fiber, Plenum, 12 fiber PmP 2.0 mm Dca | CommScope® | SYSTIMAX ULL |  | Fiber trunk cable assembly
UGXMPMXAG |  | Base Product | Ultra Low Loss (ULL) OM4 MPO12 (Unpinned) to MP12O (Pinned), Fiber Trunk Cable Assembly, 36-Fiber, Plenum | CommScope® | SYSTIMAX ULL |  | Fiber trunk cable assembly
UGXQXQXQ8 |  | Base Product | Ultra Low Loss (ULL) OM4 MPO8 QSFP (Pinned) to MPO8 QSFP (Pinned), Fiber Trunk Cable Assembly, 8-Fiber, Plenum | CommScope® | SYSTIMAX ULL |  | Fiber trunk cable assembly
UGXMXUCCM |  | Base Product | Ultra Low Loss ULL LazrSPEED® 550 MPO(Pinned) to Unconnectorized Pre-terminated Trunk Cable, MPO12, 144-Fiber, Plenum, 12 fiber PmP 2.0 mm Dca | CommScope® | SYSTIMAX ULL |  | Fiber trunk cable assembly
UGXMPMXAH |  | Base Product | Ultra Low Loss (ULL) OM4 MPO12 (Unpinned) to MPO12 (Pinned), Fiber Trunk Cable Assembly, 48-Fiber, Plenum | CommScope® | SYSTIMAX ULL |  | Fiber trunk cable assembly
UGXMXMXCL |  | Base Product | Ultra Low Loss ULL LazrSPEED® 550 MPO(Pinned) to MPO(Pinned) Pre-terminated Trunk Cable, MPO12, 96-Fiber, Plenum, 12 fiber PmP 2.0 mm | CommScope® | SYSTIMAX ULL |  | Fiber trunk cable assembly
UGXMXMXAL |  | Base Product | Ultra Low Loss (ULL) OM4 MPO12 (Pinned) to MPO12 (Pinned), Fiber Trunk Cable Assembly, 96-Fiber, Plenum | CommScope® | SYSTIMAX ULL |  | Fiber trunk cable assembly
UGXMXMXAM |  | Base Product | Ultra Low Loss (ULL) OM4 MPO12 (Pinned) to MPO12 (Pinned), Fiber Trunk Cable Assembly, 144-Fiber, Plenum | CommScope® | SYSTIMAX ULL |  | Fiber trunk cable assembly
UGXQPQXQ8 |  | Base Product | Ultra Low Loss (ULL) OM4 MPO8 QSFP (Unpinned) to MPO8 QSFP (Pinned), Fiber Trunk Cable Assembly, 8-Fiber, Plenum | CommScope® | SYSTIMAX ULL |  | Fiber trunk cable assembly
UGXMPMPCF |  | Base Product | Ultra Low Loss ULL LazrSPEED® 550 MPO(Unpinned) to MPO(Unpinned) Pre-terminated Trunk Cable, MPO12, 24-Fiber, Plenum, 12 fiber PmP 2.0 mm Dca | CommScope® | SYSTIMAX ULL |  | Fiber trunk cable assembly
UGXMXUCCD |  | Base Product | Ultra Low Loss ULL LazrSPEED® 550 MPO(Pinned) to Unconnectorized Pre-terminated Trunk Cable, MPO12, 12-Fiber, Plenum, 12 fiber PmP 2.0 mm Dca | CommScope® | SYSTIMAX ULL |  | Fiber trunk cable assembly
UGXMPMXCM |  | Base Product | Ultra Low Loss ULL LazrSPEED® 550 MPO(Unpinned) to MPO(Pinned) Pre-terminated Trunk Cable, MPO12, 144-Fiber, Plenum, 12 fiber PmP 2.0 mm Dca | CommScope® | SYSTIMAX ULL |  | Fiber trunk cable assembly
UGX2X2XBF |  | Base Product | Ultra Low Loss (ULL) OM4 MPO24 (Pinned) to MPO24 (Pinned), Fiber Trunk Cable Assembly, 24-Fiber, Plenum | CommScope® | SYSTIMAX ULL |  | Fiber trunk cable assembly
UGXQPQXQF |  | Base Product | Ultra Low Loss (ULL) OM4 MPO8 QSFP (Unpinned) to MPO8 QSFP (Pinned), Fiber Trunk Cable Assembly, 24-Fiber, Plenum | CommScope® | SYSTIMAX ULL |  | Fiber trunk cable assembly
UGXMXUCCF |  | Base Product | Ultra Low Loss ULL LazrSPEED® 550 MPO(Pinned) to Unconnectorized Pre-terminated Trunk Cable, MPO12, 24-Fiber, Plenum, 12 fiber PmP 2.0 mm Dca | CommScope® | SYSTIMAX ULL |  | Fiber trunk cable assembly
UGXMPMPCG |  | Base Product | Ultra Low Loss ULL LazrSPEED® 550 MPO(Unpinned) to MPO(Unpinned) Pre-terminated Trunk Cable, MPO12, 36-Fiber, Plenum, 12 fiber PmP 2.0 mm Dca | CommScope® | SYSTIMAX ULL |  | Fiber trunk cable assembly
UGXQPQXQH |  | Base Product | Ultra Low Loss (ULL) OM4 MPO8 QSFP (Unpinned) to MPO8 QSFP (Pinned), Fiber Trunk Cable Assembly, 48-Fiber, Plenum | CommScope® | SYSTIMAX ULL |  | Fiber trunk cable assembly
UGXMXMXCF |  | Base Product | Ultra Low Loss ULL LazrSPEED® 550 MPO(Pinned) to MPO(Pinned) Pre-terminated Trunk Cable, MPO12, 24-Fiber, Plenum, 12 fiber PmP 2.0 mm | CommScope® | SYSTIMAX ULL |  | Fiber trunk cable assembly
UGX2X2XBH |  | Base Product | Ultra Low Loss (ULL) OM4 MPO24 (Pinned) to MPO24 (Pinned), Fiber Trunk Cable Assembly, 48-Fiber, Plenum | CommScope® | SYSTIMAX ULL |  | Fiber trunk cable assembly
UGXMXMXCG |  | Base Product | Ultra Low Loss ULL LazrSPEED® 550 MPO(Pinned) to MPO(Pinned) Pre-terminated Trunk Cable, MPO12, 36-Fiber, Plenum, 12 fiber PmP 2.0 mm | CommScope® | SYSTIMAX ULL |  | Fiber trunk cable assembly
UGXQPQXQR |  | Base Product | Ultra Low Loss (ULL) OM4 MPO8 QSFP (Unpinned) to MPO8 QSFP (Pinned), Fiber Trunk Cable Assembly, 16-Fiber, Plenum | CommScope® | SYSTIMAX ULL |  | Fiber trunk cable assembly
UGXQXQXQU |  | Base Product | Ultra Low Loss (ULL) OM4 MPO8 QSFP (Pinned) to MPO8 QSFP (Pinned), Fiber Trunk Cable Assembly, 64-Fiber, Plenum | CommScope® | SYSTIMAX ULL |  | Fiber trunk cable assembly
UGXQPQXQS |  | Base Product | Ultra Low Loss (ULL) OM4 MPO QSFP (Unpinned) to MPO QSFP (Pinned), Pre-terminated Trunk Cable, MPO8, 32-Fiber, Plenum | CommScope® | SYSTIMAX ULL |  | Fiber trunk cable assembly
UGXQXQXBM |  | Base Product | Ultra Low Loss (ULL) OM4 MPO8 QSFP (Pinned) to MPO8 QSFP (Pinned), Fiber Trunk Cable Assembly, 144-Fiber, Plenum | CommScope® | SYSTIMAX ULL |  | Fiber trunk cable assembly
UJGMPMPAK |  | Base Product | Ultra Low Loss (ULL) Singlemode MPO12 (Unpinned) to MPO12 (Unpinned), Fiber Trunk Cable Assembly, 72-Fiber, Low Smoke Zero Halogen (LSZH)/Riser | CommScope® | SYSTIMAX ULL |  | Fiber trunk cable assembly
UJGMPMPAL |  | Base Product | Ultra Low Loss (ULL) Singlemode MPO12 (Unpinned) to MPO12 (Unpinned), Fiber Trunk Cable Assembly, 96-Fiber, Low Smoke Zero Halogen (LSZH)/Riser | CommScope® | SYSTIMAX ULL |  | Fiber trunk cable assembly
UJGMPMPAM |  | Base Product | Ultra Low Loss (ULL) Singlemode MPO12 (Unpinned) to MPO12 (Unpinned), Fiber Trunk Cable Assembly, 144-Fiber, Low Smoke Zero Halogen (LSZH)/Riser | CommScope® | SYSTIMAX ULL |  | Fiber trunk cable assembly
UJGMPMPDF |  | Base Product | Ultra Low Loss (ULL) Singlemode, MPO12 Unpinned to MPO12 Unpinned, Fiber Trunk Cable Assembly, 24-Fiber, Indoor/outdoor, Low Smoke Zero Halogen/Riser | CommScope® | SYSTIMAX ULL |  | Fiber trunk cable assembly
UJGMPMPCF |  | Base Product | Ultra Low Loss ULL TeraSPEED® MPO(Unpinned) to MPO(Unpinned) Pre-terminated Trunk Cable, MPO12, 24-Fiber, LSZH, 12 fiber PmP 2.0 mm Dca | CommScope® | SYSTIMAX ULL |  | Fiber trunk cable assembly
UJGMPMPCH |  | Base Product | Ultra Low Loss ULL TeraSPEED® MPO(Unpinned) to MPO(Unpinned) Pre-terminated Trunk Cable, MPO12, 48-Fiber, LSZH, 12 fiber PmP 2.0 mm Dca | CommScope® | SYSTIMAX ULL |  | Fiber trunk cable assembly
UJGMPMXDF |  | Base Product | Ultra Low Loss (ULL) Singlemode, MPO12 Unpinned to MPO12 Pinned, Fiber Trunk Cable Assembly, 24-Fiber, Indoor/Outdoor, Low Smoke Zero Halogen/Riser | CommScope® | SYSTIMAX ULL |  | Fiber trunk cable assembly
UJGMPMXSP |  | Base Product | Ultra Low Loss Singlemode MPO12 Unpinned to MPO12 Pinned 288-Fiber Pre-terminated Trunk Cable, Rollable Ribbon Indoor/Outdoor Central Tube, Low Smoke Zero Halogen/Riser | CommScope® | SYSTIMAX ULL |  | Fiber trunk cable assembly
UJGMPUCDD |  | Base Product | Ultra Low Loss (ULL) Singlemode, MPO12 Unpinned to Unconnectorized, Fiber Trunk Cable Assembly, 12-Fiber, Indoor/Outdoor, Low Smoke Zero Halogen/Riser | CommScope® | SYSTIMAX ULL |  | Fiber trunk cable assembly
UJGMPMXDH |  | Base Product | Ultra Low Loss (ULL) Singlemode, MPO12 Unpinned to MPO12 Pinned, Fiber Trunk Cable Assembly, 48-Fiber, Indoor/Outdoor, Low Smoke Zero Halogen/Riser | CommScope® | SYSTIMAX ULL |  | Fiber trunk cable assembly
UJGMPMPCL |  | Base Product | Ultra Low Loss ULL TeraSPEED® MPO(Unpinned) to MPO(Unpinned) Pre-terminated Trunk Cable, MPO12, 96-Fiber, LSZH, 12 fiber PmP 2.0 mm Dca | CommScope® | SYSTIMAX ULL |  | Fiber trunk cable assembly
UJGMPMXCF |  | Base Product | Ultra Low Loss ULL TeraSPEED® MPO(Unpinned) to MPO(Pinned) Pre-terminated Trunk Cable, MPO12, 24-Fiber, LSZH, 12 fiber PmP 2.0 mm Dca | CommScope® | SYSTIMAX ULL |  | Fiber trunk cable assembly
UJGMPMXSV |  | Base Product | Ultra Low Loss Singlemode MPO12 Unpinned to MPO12 Pinned 432-Fiber Pre-terminated Trunk Cable, Rollable Ribbon Indoor/Outdoor Central Tube, Low Smoke Zero Halogen/Riser | CommScope® | SYSTIMAX ULL |  | Fiber trunk cable assembly
UJGMPMPSX |  | Base Product | Ultra Low Loss Singlemode MPO12 Unpinned to MPO12 Unpinned 864-Fiber Pre-terminated Trunk Cable, Rollable Ribbon Indoor/Outdoor Central Tube, Low Smoke Zero Halogen/Riser | CommScope® | SYSTIMAX ULL |  | Fiber trunk cable assembly
UJGMPMPRP |  | Base Product | Ultra Low Loss (ULL) Singlemode MPO12 (Unpinned) to MPO12 (Unpinned), Fiber Trunk Cable Assembly, 288-Fiber, Rollable Ribbon Central Tube, Low Smoke Zero Halogen/Riser | CommScope® | SYSTIMAX ULL |  | Fiber trunk cable assembly
UJGMPMPCM |  | Base Product | Ultra Low Loss ULL TeraSPEED® MPO(Unpinned) to MPO(Unpinned) Pre-terminated Trunk Cable, MPO12, 144-Fiber, LSZH, 12 fiber PmP 2.0 mm Dca | CommScope® | SYSTIMAX ULL |  | Fiber trunk cable assembly
UJGMPUCRY |  | Base Product | Ultra Low Loss ULL TeraSPEED® MPO (Unpinned) to Unconnectorized Pre-terminated Trunk Cable, MPO12, 1728-Fiber, LSZH/Riser, 12-fiber Rollable Ribbon Central Tube | CommScope® |  |  | Fiber trunk cable assembly
UJGMPUCDH |  | Base Product | Ultra Low Loss Singlemode MPO12 Unpinned to Unconnectorized 48-Fiber Pre-terminated Trunk Cable, Indoor/Outdoor, Low Smoke Zero Halogen/Riser | CommScope® | SYSTIMAX ULL |  | Fiber trunk cable assembly
UJGMPMPRV |  | Base Product | Ultra Low Loss (ULL) Singlemode MPO12 (Unpinned) to MPO12 (Unpinned), Fiber Trunk Cable Assembly, 432-Fiber, Rollable Ribbon Central Tube, Low Smoke Zero Halogen/Riser | CommScope® | SYSTIMAX ULL |  | Fiber trunk cable assembly
UJGMPMXSX |  | Base Product | Ultra Low Loss Singlemode MPO12 Unpinned to MPO12 Pinned 864-Fiber Pre-terminated Trunk Cable, Rollable Ribbon Indoor/Outdoor Central Tube, Low Smoke Zero Halogen/Riser | CommScope® | SYSTIMAX ULL |  | Fiber trunk cable assembly
UJGMPUCDK |  | Base Product | Ultra Low Loss Singlemode MPO12 Unpinned to Unconnectorized 72-Fiber Pre-terminated Trunk Cable, Indoor/Outdoor, Low Smoke Zero Halogen/Riser | CommScope® | SYSTIMAX ULL |  | Fiber trunk cable assembly
UJGMPMPRW |  | Base Product | Ultra Low Loss ULL TeraSPEED® MPO (Unpinned) to MPO (Unpinned) Pre-terminated Trunk Cable, MPO12, 576-Fiber, LSZH/riser, 12-fiber Rollable Ribbon Central Tube | CommScope® | SYSTIMAX ULL |  | Fiber trunk cable assembly
UJGMPMXCK |  | Base Product | Ultra Low Loss ULL TeraSPEED® MPO(Unpinned) to MPO(Pinned) Pre-terminated Trunk Cable, MPO12, 72-Fiber, LSZH, 12 fiber PmP 2.0 mm Dca | CommScope® | SYSTIMAX ULL |  | Fiber trunk cable assembly
UJGMPUCAD |  | Base Product | Ultra Low Loss (ULL) Singlemode MPO12 (Unpinned) to Unconnectorized, Fiber Trunk Cable Assembly, 12-Fiber, Low Smoke Zero Halogen/Riser | CommScope® | SYSTIMAX ULL |  | Fiber trunk cable assembly
UJGMPUCSP |  | Base Product | Ultra Low Loss Singlemode MPO12 Unpinned to Unconnectorized 288-Fiber Pre-terminated Trunk Cable, Rollable Ribbon Indoor/Outdoor Central Tube, Low Smoke Zero Halogen/Riser | CommScope® | SYSTIMAX ULL |  | Fiber trunk cable assembly
UJGMPMXRP |  | Base Product | Ultra Low Loss (ULL) Singlemode MPO (Unpinned) to MPO (Pinned) Pre-terminated Trunk Cable, MPO12, 288-Fiber, 12-fiber Rollable Ribbon Central Tube, Low Smoke Zero Halogen (LSZH)/Riser | CommScope® | SYSTIMAX ULL |  | Fiber trunk cable assembly
UJGMPMPRX |  | Base Product | Ultra Low Loss ULL TeraSPEED® MPO (Unpinned) to MPO (Unpinned) Pre-terminated Trunk Cable, MPO12, 864-Fiber, LSZH/riser, 12-fiber Rollable Ribbon Central Tube | CommScope® | SYSTIMAX ULL |  | Fiber trunk cable assembly
UJGMXMXAL |  | Base Product | Ultra Low Loss (ULL) Singlemode MPO12 (Pinned) to MPO12 (Pinned), Fiber Trunk Cable Assembly, 96-Fiber, Low Smoke Zero Halogen (LSZH) | CommScope® | SYSTIMAX ULL |  | Fiber trunk cable assembly
UJGMPMXCL |  | Base Product | Ultra Low Loss ULL TeraSPEED® MPO(Unpinned) to MPO(Pinned) Pre-terminated Trunk Cable, MPO12, 96-Fiber, LSZH, 12 fiber PmP 2.0 mm Dca | CommScope® | SYSTIMAX ULL |  | Fiber trunk cable assembly
UJGMPUCAF |  | Base Product | Ultra Low Loss (ULL) Singlemode MPO12 (Unpinned) to Unconnectorized, Fiber Trunk Cable Assembly, 24-Fiber, Low Smoke Zero Halogen/Riser | CommScope® | SYSTIMAX ULL |  | Fiber trunk cable assembly
UJGMPUCSV |  | Base Product | Ultra Low Loss Singlemode MPO12 Unpinned to Unconnectorized 432-Fiber Pre-terminated Trunk Cable, Rollable Ribbon Indoor/Outdoor Central Tube, Low Smoke Zero Halogen/Riser | CommScope® | SYSTIMAX ULL |  | Fiber trunk cable assembly
UJGMPUCRM |  | Base Product | Ultra Low Loss (ULL) Singlemode, MPO12 Unpinned to Unconnectorized, Fiber Trunk Cable Assembly, 144-Fiber, Rollable Ribbon Central Tube, Low Smoke Zero Halogen/Riser | CommScope® | SYSTIMAX ULL |  | Fiber trunk cable assembly
UJGMXMXCM |  | Base Product | Ultra Low Loss ULL TeraSPEED® MPO(Pinned) to MPO(Pinned) Pre-terminated Trunk Cable, MPO12, 144-Fiber, LSZH, 12 fiber PmP 2.0 mm Dca | CommScope® | SYSTIMAX ULL |  | Fiber trunk cable assembly
UJGMPUCAH |  | Base Product | Ultra Low Loss (ULL) Singlemode MPO12 (Unpinned) to Unconnectorized, Fiber Trunk Cable Assembly, 48-Fiber, Low Smoke Zero Halogen/Riser | CommScope® | SYSTIMAX ULL |  | Fiber trunk cable assembly
UJGMXMXCF |  | Base Product | Ultra Low Loss ULL TeraSPEED® MPO(Pinned) to MPO(Pinned) Pre-terminated Trunk Cable, MPO12, 24-Fiber, LSZH, 12 fiber PmP 2.0 mm Dca | CommScope® | SYSTIMAX ULL |  | Fiber trunk cable assembly
UJGMPMXAK |  | Base Product | Ultra Low Loss (ULL) Singlemode MPO12 (Unpinned) to MPO12 (Pinned), Fiber Trunk Cable Assembly, 72-Fiber, Low Smoke Zero Halogen (LSZH) | CommScope® | SYSTIMAX ULL |  | Fiber trunk cable assembly
UJGMPUCRV |  | Base Product | Ultra Low Loss (ULL) Singlemode, MPO12 Unpinned to Unconnectorized, Fiber Trunk Cable Assembly, 432-Fiber, Rollable Ribbon Central Tube, Low Smoke Zero Halogen/Riser | CommScope® | SYSTIMAX ULL |  | Fiber trunk cable assembly
UJGMPMXSM |  | Base Product | Ultra Low Loss (ULL) Singlemode, MPO12 Unpinned to MPO12 Pinned, Fiber Trunk Cable Assembly, 144-Fiber, Rollable Ribbon Indoor/Outdoor Central Tube, Low Smoke Zero Halogen/Riser | CommScope® | SYSTIMAX ULL |  | Fiber trunk cable assembly
UJGMXMXDF |  | Base Product | Ultra Low Loss (ULL) Singlemode, MPO12 Pinned to MPO12 Pinned, Fiber Trunk Cable Assembly, 24-Fiber, Indoor/Outdoor, Low Smoke Zero Halogen/Riser | CommScope® | SYSTIMAX ULL |  | Fiber trunk cable assembly
UJGMXMXCG |  | Base Product | Ultra Low Loss ULL TeraSPEED® MPO(Pinned) to MPO(Pinned) Pre-terminated Trunk Cable, MPO12, 36-Fiber, LSZH, 12 fiber PmP 2.0 mm Dca | CommScope® | SYSTIMAX ULL |  | Fiber trunk cable assembly
UJGMXUCDD |  | Base Product | Ultra Low Loss (ULL) Singlemode, MPO12 Pinned to Unconnectorized, Fiber Trunk Cable Assembly, 12-Fiber, Indoor/OLutdoor, Low Smoke Zero Halogen/Riser | CommScope® | SYSTIMAX ULL |  | Fiber trunk cable assembly
UJGMXUCAK |  | Base Product | Ultra Low Loss (ULL) Singlemode MPO12 (Pinned) to Unconnectorized, Fiber Trunk Cable Assembly, 72-Fiber, Low Smoke Zero Halogen/Riser | CommScope® | SYSTIMAX ULL |  | Fiber trunk cable assembly
UJGMXMXDH |  | Base Product | Ultra Low Loss (ULL) Singlemode MPO12 Pinned to MPO12 Pinned, Fiber Trunk Cable Assembly, 48-Fiber, Indoor/Outdoor, Low Smoke Zero Halogen/Riser | CommScope® | SYSTIMAX ULL |  | Fiber trunk cable assembly
UJGMXMXCH |  | Base Product | Ultra Low Loss ULL TeraSPEED® MPO(Pinned) to MPO(Pinned) Pre-terminated Trunk Cable, MPO12, 48-Fiber, LSZH, 12 fiber PmP 2.0 mm Dca | CommScope® | SYSTIMAX ULL |  | Fiber trunk cable assembly
UJGMPUCAM |  | Base Product | Ultra Low Loss (ULL) Singlemode, MPO12 Unpinned to Unconnectorized, Fiber Trunk Cable Assembly, 144-Fiber, Low Smoke Zero Halogen/Riser | CommScope® | SYSTIMAX ULL |  | Fiber trunk cable assembly
UJGMXUCDF |  | Base Product | Ultra Low Loss Singlemode MPO12 Pinned to Unconnectorized 24-Fiber Pre-terminated Trunk Cable, Indoor/Outdoor, Low Smoke Zero Halogen/Riser | CommScope® | SYSTIMAX ULL |  | Fiber trunk cable assembly
UJGMXUCAL |  | Base Product | Ultra Low Loss (ULL) Singlemode MPO12 (Pinned) to Unconnectorized, Fiber Trunk Cable Assembly, 96-Fiber, Low Smoke Zero Halogen/Riser | CommScope® | SYSTIMAX ULL |  | Fiber trunk cable assembly
UJGMXUCRX |  | Base Product | Ultra Low Loss ULL TeraSPEED® MPO (Pinned) to Unconnectorized Pre-terminated Trunk Cable, MPO12, 864-Fiber, LSZH/riser, 12-fiber Rollable Ribbon Central Tube | CommScope® | SYSTIMAX ULL |  | Fiber trunk cable assembly
UJGQPQXQF |  | Base Product | Ultra Low Loss (ULL) Singlemode, MPO8 QSFP Unpinned to MPO8 QSFP Pinned, Fiber Trunk Cable Assembly, 24-Fiber, Low Smoke Zero Halogen | CommScope® | SYSTIMAX ULL |  | Fiber trunk cable assembly
UJGMXUCAM |  | Base Product | Ultra Low Loss (ULL) Singlemode, MPO12 Pinned to Unconnectorized, Fiber Trunk Cable Assembly, 144-Fiber, Low Smoke Zero Halogen/Riser | CommScope® | SYSTIMAX ULL |  | Fiber trunk cable assembly
UJGMXMXCL |  | Base Product | Ultra Low Loss ULL TeraSPEED® MPO(Pinned) to MPO(Pinned) Pre-terminated Trunk Cable, MPO12, 96-Fiber, LSZH, 12 fiber PmP 2.0 mm Dca | CommScope® | SYSTIMAX ULL |  | Fiber trunk cable assembly
UJGMXMXSP |  | Base Product | Ultra Low Loss Singlemode MPO12 Pinned to MPO12 Pinned 288-Fiber Pre-terminated Trunk Cable, Rollable Ribbon Indoor/Outdoor Central Tube, Low Smoke Zero Halogen/Riser | CommScope® | SYSTIMAX ULL |  | Fiber trunk cable assembly
UJGMXUCDK |  | Base Product | Ultra Low Loss Singlemode MPO12 Pinned to Unconnectorized 72-Fiber Pre-terminated Trunk Cable, Indoor/Outdoor, Low Smoke Zero Halogen/Riser | CommScope® | SYSTIMAX ULL |  | Fiber trunk cable assembly
UJGQPQXQH |  | Base Product | Ultra Low Loss (ULL) Singlemode MPO8 QSFP (Unpinned) to MPO8 QSFP (Pinned), Fiber Trunk Cable Assembly, 48-Fiber, Low Smoke Zero Halogen | CommScope® | SYSTIMAX ULL |  | Fiber trunk cable assembly
UJGQXQXQL |  | Base Product | Ultra Low Loss (ULL) Singlemode MPO8 QSFP (Pinned) to MPO8 QSFP (Pinned), Fiber Trunk Cable Assembly, 96-Fiber, Low Smoke Zero Halogen | CommScope® | SYSTIMAX ULL |  | Fiber trunk cable assembly
UJV2X2XBF |  | Base Product | Ultra Low Loss (ULL) OM5 MPO24 (Pinned) to MPO24 (Pinned), Fiber Trunk Cable Assembly, 24-Fiber, Low Smoke Zero Halogen (LSZH) | CommScope® | SYSTIMAX ULL |  | Fiber trunk cable assembly
UJGMXUCDL |  | Base Product | Ultra Low Loss Singlemode MPO12 Pinned to Unconnectorized 96-Fiber Pre-terminated Trunk Cable, Indoor/Outdoor, Low Smoke Zero Halogen/Riser | CommScope® | SYSTIMAX ULL |  | Fiber trunk cable assembly
UJGMXMXSV |  | Base Product | Ultra Low Loss Singlemode MPO12 Pinned to MPO12 Pinned 432-Fiber Pre-terminated Trunk Cable, Rollable Ribbon Indoor/Outdoor Central Tube, Low Smoke Zero Halogen/Riser | CommScope® | SYSTIMAX ULL |  | Fiber trunk cable assembly
UJGMXUCSM |  | Base Product | Ultra Low Loss Singlemode MPO12 Pinned to Unconnectorized 144-Fiber Pre-terminated Trunk Cable, Rollable Ribbon Indoor/Outdoor Central Tube, Low Smoke Zero Halogen/Riser | CommScope® | SYSTIMAX ULL |  | Fiber trunk cable assembly
UJGQXQXQR |  | Base Product | Ultra Low Loss (ULL) Singlemode MPO8 QSFP (Pinned) to MPO8 QSFP (Pinned), Fiber Trunk Cable Assembly, 16-Fiber, Low Smoke Zero Halogen | CommScope® | SYSTIMAX ULL |  | Fiber trunk cable assembly
UJV2X2XBH |  | Base Product | Ultra Low Loss (ULL) OM5 MPO24 (Pinned) to MPO24 (Pinned), Fiber Trunk Cable Assembly, 48-Fiber, Low Smoke Zero Halogen (LSZH) | CommScope® | SYSTIMAX ULL |  | Fiber trunk cable assembly
UJGMXUCRM |  | Base Product | Ultra Low Loss (ULL) Singlemode, MPO12 Pinned to Unconnectorized, Fiber Trunk Cable Assembly, 144-Fiber, Rollable Ribbon Central Tube, Low Smoke Zero Halogen/Riser | CommScope® | SYSTIMAX ULL |  | Fiber trunk cable assembly
UJGMXUCSP |  | Base Product | Ultra Low Loss Singlemode MPO12 Pinned to Unconnectorized 288-Fiber Pre-terminated Trunk Cable, Rollable Ribbon Indoor/Outdoor Central Tube, Low Smoke Zero Halogen/Riser | CommScope® | SYSTIMAX ULL |  | Fiber trunk cable assembly
UJGMXMXSW |  | Base Product | Ultra Low Loss Singlemode MPO12 Pinned to MPO12 Pinned 576-Fiber Pre-terminated Trunk Cable, Rollable Ribbon Indoor/Outdoor Central Tube, Low Smoke Zero Halogen/Riser | CommScope® | SYSTIMAX ULL |  | Fiber trunk cable assembly
UJGQPQXQR |  | Base Product | Ultra Low Loss (ULL) Singlemode MPO8 QSFP (Unpinned) to MPO8 QSFP (Pinned), Fiber Trunk Cable Assembly, 16-Fiber, Low Smoke Zero Halogen | CommScope® | SYSTIMAX ULL |  | Fiber trunk cable assembly
UJGMXMXRP |  | Base Product | Ultra Low Loss (ULL) Singlemode MPO12 (Pinned) to MPO12 (Pinned), Fiber Trunk Cable Assembly, 288-Fiber, Low Smoke Zero Halogen/Riser | CommScope® | SYSTIMAX ULL |  | Fiber trunk cable assembly
UJGMXUCSV |  | Base Product | Ultra Low Loss Singlemode MPO12 Pinned to Unconnectorized 432-Fiber Pre-terminated Trunk Cable, Rollable Ribbon Indoor/Outdoor Central Tube, Low Smoke Zero Halogen/Riser | CommScope® | SYSTIMAX ULL |  | Fiber trunk cable assembly
UJGQPQXQS |  | Base Product | Ultra Low Loss (ULL) Singlemode MPO8 QSFP (Unpinned) to MPO8 QSFP (Pinned), Fiber Trunk Cable Assembly, 32-Fiber, Low Smoke Zero Halogen | CommScope® | SYSTIMAX ULL |  | Fiber trunk cable assembly
UJGMXUCRP |  | Base Product | Ultra Low Loss (ULL) Singlemode, MPO12 Pinned to Unconnectorized, Fiber Trunk Cable Assembly, 288-Fiber, Rollable Ribbon Central Tube, Low Smoke Zero Halogen/Riser | CommScope® | SYSTIMAX ULL |  | Fiber trunk cable assembly
UJGMXMXRV |  | Base Product | Ultra Low Loss (ULL) Singlemode MPO12 (Pinned) to MPO12 (Pinned), Fiber Trunk Cable Assembly, 432-Fiber, Low Smoke Zero Halogen/Riser | CommScope® | SYSTIMAX ULL |  | Fiber trunk cable assembly
UJV2X2XBM |  | Base Product | Ultra Low Loss (ULL) OM5 MPO24 (Pinned) to MPO24 (Pinned), Fiber Trunk Cable Assembly, 144-Fiber, Low Smoke Zero Halogen (LSZH) | CommScope® | SYSTIMAX ULL |  | Fiber trunk cable assembly
UJGMXUCSW |  | Base Product | Ultra Low Loss Singlemode MPO12 Pinned to Unconnectorized 576-Fiber Pre-terminated Trunk Cable, Rollable Ribbon Indoor/Outdoor Central Tube, Low Smoke Zero Halogen/Riser | CommScope® | SYSTIMAX ULL |  | Fiber trunk cable assembly
UJGMXUCRV |  | Base Product | Ultra Low Loss (ULL) Singlemode, MPO12 Pinned to Unconnectorized, Fiber Trunk Cable Assembly, 432-Fiber, Rollable Ribbon Central Tube, Low Smoke Zero Halogen/Riser | CommScope® | SYSTIMAX ULL |  | Fiber trunk cable assembly
UJV2P2XBF |  | Base Product | Ultra Low Loss (ULL) OM5 MPO24 (Unpinned) to MPO24 (Pinned), Fiber Trunk Cable Assembly, 24-Fiber, Low Smoke Zero Halogen (LSZH) | CommScope® | SYSTIMAX ULL |  | Fiber trunk cable assembly
UJVMPMPCD |  | Base Product | Ultra Low Loss ULL LazrSPEED® 550 OM5 MPO(Unpinned) to MPO(Unpinned) Pre-terminated Trunk Cable, MPO12, 12-Fiber, LSZH, 12 fiber PmP 2.0 mm Dca | CommScope® | SYSTIMAX ULL |  | Fiber trunk cable assembly
UJGQXQXBM |  | Base Product | Ultra Low Loss (ULL) Singlemode MPO QSFP (Pinned) to MPO QSFP (Pinned), Pre-terminated Trunk Cable, MPO8, 144-Fiber, Low Smoke Zero Halogen (LSZH)/Riser | CommScope® | SYSTIMAX ULL |  | Fiber trunk cable assembly
UJVMPMPCF |  | Base Product | Ultra Low Loss ULL LazrSPEED® 550 OM5 MPO(Unpinned) to MPO(Unpinned) Pre-terminated Trunk Cable, MPO12, 24-Fiber, LSZH, 12 fiber PmP 2.0 mm Dca | CommScope® | SYSTIMAX ULL |  | Fiber trunk cable assembly
UJV2P2XBH |  | Base Product | Ultra Low Loss (ULL) OM5 MPO24 (Unpinned) to MPO24 (Pinned), Fiber Trunk Cable Assembly, 48-Fiber, Low Smoke Zero Halogen (LSZH) | CommScope® | SYSTIMAX ULL |  | Fiber trunk cable assembly
UJGQXQXQ8 |  | Base Product | Ultra Low Loss (ULL) Singlemode MPO8 QSFP (Pinned) to MPO8 QSFP (Pinned), Fiber Trunk Cable Assembly, 8-Fiber, Low Smoke Zero Halogen | CommScope® | SYSTIMAX ULL |  | Fiber trunk cable assembly
UJVMPMPCM |  | Base Product | Ultra Low Loss ULL LazrSPEED® 550 OM5 MPO(Unpinned) to MPO(Unpinned) Pre-terminated Trunk Cable, MPO12, 144-Fiber, LSZH, 12 fiber PmP 2.0 mm Dca | CommScope® | SYSTIMAX ULL |  | Fiber trunk cable assembly
UJVMPMXCF |  | Base Product | Ultra Low Loss ULL LazrSPEED® 550 OM5 MPO(Unpinned) to MPO(Pinned) Pre-terminated Trunk Cable, MPO12, 24-Fiber, LSZH, 12 fiber PmP 2.0 mm Dca | CommScope® | SYSTIMAX ULL |  | Fiber trunk cable assembly
UJVMPMPCG |  | Base Product | Ultra Low Loss ULL LazrSPEED® 550 OM5 MPO(Unpinned) to MPO(Unpinned) Pre-terminated Trunk Cable, MPO12, 36-Fiber, LSZH, 12 fiber PmP 2.0 mm Dca | CommScope® | SYSTIMAX ULL |  | Fiber trunk cable assembly
UJGMXUCAH |  | Base Product | Ultra Low Loss (ULL) Singlemode MPO12 (Pinned) to Unconnectorized, Fiber Trunk Cable Assembly, 48-Fiber, Low Smoke Zero Halogen/Riser | CommScope® | SYSTIMAX ULL |  | Fiber trunk cable assembly
UJGMXUCCL |  | Base Product | Ultra Low Loss ULL TeraSPEED® MPO(Pinned) to Unconnectorized Pre-terminated Trunk Cable, MPO12, 96-Fiber, LSZH, 12 fiber PmP 2.0 mm Dca | CommScope® | SYSTIMAX ULL |  | Fiber trunk cable assembly
UJVMPMXCG |  | Base Product | Ultra Low Loss ULL LazrSPEED® 550 OM5 MPO(Unpinned) to MPO(Pinned) Pre-terminated Trunk Cable, MPO12, 36-Fiber, LSZH, 12 fiber PmP 2.0 mm Dca | CommScope® | SYSTIMAX ULL |  | Fiber trunk cable assembly
UJVMPMPCH |  | Base Product | Ultra Low Loss ULL LazrSPEED® 550 OM5 MPO(Unpinned) to MPO(Unpinned) Pre-terminated Trunk Cable, MPO12, 48-Fiber, LSZH, 12 fiber PmP 2.0 mm Dca | CommScope® | SYSTIMAX ULL |  | Fiber trunk cable assembly
UJVMXMXAK |  | Base Product | Ultra Low Loss (ULL) OM5 MPO12 (Pinned) to MPO12 (Pinned), Fiber Trunk Cable Assembly, 72-Fiber, Low Smoke Zero Halogen (LSZH) | CommScope® | SYSTIMAX ULL |  | Fiber trunk cable assembly
UJGQPQXBM |  | Base Product | Ultra Low Loss (ULL) Singlemode MPO QSFP (Unpinned) to MPO QSFP (Pinned), Pre-terminated Trunk Cable, MPO8, 144-Fiber, Low Smoke Zero Halogen (LSZH)/Riser | CommScope® | SYSTIMAX ULL |  | Fiber trunk cable assembly
UJVMXMXAL |  | Base Product | Ultra Low Loss (ULL) OM5 MPO12 (Pinned) to MPO12 (Pinned), Fiber Trunk Cable Assembly, 96-Fiber, Low Smoke Zero Halogen (LSZH) | CommScope® | SYSTIMAX ULL |  | Fiber trunk cable assembly
UJGQXQXQH |  | Base Product | Ultra Low Loss (ULL) Singlemode MPO8 QSFP (Pinned) to MPO8 QSFP (Pinned), Fiber Trunk Cable Assembly, 48-Fiber, Low Smoke Zero Halogen | CommScope® | SYSTIMAX ULL |  | Fiber trunk cable assembly
UJVMPMPCK |  | Base Product | Ultra Low Loss ULL LazrSPEED® 550 OM5 MPO(Unpinned) to MPO(Unpinned) Pre-terminated Trunk Cable, MPO12, 72-Fiber, LSZH, 12 fiber PmP 2.0 mm Dca | CommScope® | SYSTIMAX ULL |  | Fiber trunk cable assembly
UJV2P2XBM |  | Base Product | Ultra Low Loss (ULL) OM5 MPO24 (Unpinned) to MPO24 (Pinned), Fiber Trunk Cable Assembly, 144-Fiber, Low Smoke Zero Halogen (LSZH) | CommScope® | SYSTIMAX ULL |  | Fiber trunk cable assembly
UJVMXUCCD |  | Base Product | Ultra Low Loss ULL LazrSPEED® 550 OM5 MPO(Pinned) to Unconnectorized Pre-terminated Trunk Cable, MPO12, 12-Fiber, LSZH, 12 fiber PmP 2.0 mm Dca | CommScope® | SYSTIMAX ULL |  | Fiber trunk cable assembly
UJVMXMXAM |  | Base Product | Ultra Low Loss (ULL) OM5, MPO12 Pinned to MPO12 Pinned, Fiber Trunk Cable Assembly, 144-Fiber, Low Smoke Zero Halogen | CommScope® | SYSTIMAX ULL |  | Fiber trunk cable assembly
UJVMPMXCK |  | Base Product | Ultra Low Loss ULL LazrSPEED® 550 OM5 MPO(Unpinned) to MPO(Pinned) Pre-terminated Trunk Cable, MPO12, 72-Fiber, LSZH, 12 fiber PmP 2.0 mm Dca | CommScope® | SYSTIMAX ULL |  | Fiber trunk cable assembly
UJX2X2XBK |  | Base Product | Ultra Low Loss (ULL) OM4 MPO24 (Pinned) to MPO24 (Pinned), Fiber Trunk Cable Assembly, 72-Fiber, Low Smoke Zero Halogen (LSZH) | CommScope® | SYSTIMAX ULL |  | Fiber trunk cable assembly
UJVMXMXCD |  | Base Product | Ultra Low Loss ULL LazrSPEED® 550 OM5 MPO(Pinned) to MPO(Pinned) Pre-terminated Trunk Cable, MPO12, 12-Fiber, LSZH, 12 fiber PmP 2.0 mm Dca | CommScope® | SYSTIMAX ULL |  | Fiber trunk cable assembly
UJXMPMXAD |  | Base Product | Ultra Low Loss (ULL) OM4 MPO12 (Unpinned) to MPO12 (Pinned), Fiber Trunk Cable Assembly, 12-Fiber, Low Smoke Zero Halogen (LSZH) | CommScope® | SYSTIMAX ULL |  | Fiber trunk cable assembly
FQZMPMPGD |  | Base Product | OM3 MPO (Unpinned) to MPO (Unpinned), InstaPATCH® 360 Array Cord, 12-Fiber, Plenum | CommScope® | SYSTIMAX InstaPATCH® 360 |  | Fiber array cable assembly
FLZMPLCAD |  | Base Product | OM3 MPO (Unpinned) to LC/UPC, InstaPATCH® 360 Ruggedized Fanout Cable, 12-Fiber, Plenum | CommScope® | SYSTIMAX InstaPATCH® 360 |  | Ruggedized fanout
FGZMPMPAF |  | Base Product | OM3 MPO (Unpinned) to MPO (Unpinned), InstaPATCH® 360 Pre-terminated Trunk Cable, 24-Fiber, Plenum | CommScope® | SYSTIMAX InstaPATCH® 360 |  | Fiber trunk cable assembly
FGZMPMPAK |  | Base Product | OM3 MPO (Unpinned) to MPO (Unpinned), InstaPATCH® 360 Pre-terminated Trunk Cable, 72-Fiber, Plenum | CommScope® | SYSTIMAX InstaPATCH® 360 |  | Fiber trunk cable assembly
FGZMPMPAD |  | Base Product | OM3 MPO (Unpinned) to MPO (Unpinned), InstaPATCH® 360 Pre-terminated Trunk Cable, 12-Fiber, Plenum | CommScope® | SYSTIMAX InstaPATCH® 360 |  | Fiber trunk cable assembly
760263101 | NCA-LC-300-01Y-XX-XXXX | Variant of NCA | Fibre Optic Indoor/outdoor 3 mm Drop Cable Stub Assembly, LC/PC, 300 M |  |  | NCA | Fiber drop cable assembly
760261531 | NCA-SC-050-01Y-XX-XXXX | Variant of NCA | Fibre Optic Indoor/outdoor 3 mm Drop Cable Stub Assembly, SC/PC, 50 M |  |  | NCA | Fiber drop cable assembly
760261547 | NCA-SC-020-01Y-SC-XXXX | Variant of NCA | Fibre Optic Indoor/outdoor 3 mm Drop Cable Assembly, SC/PC-SC/PC, 20 M |  |  | NCA | Fiber drop cable assembly
760261549 | NCA-SC-050-01Y-SC-XXXX | Variant of NCA | Fibre Optic Indoor/outdoor 3 mm Drop Cable Assembly, SC/PC-SC/PC, 50 M |  |  | NCA | Fiber drop cable assembly
760261533 | NCA-SC-100-01Y-XX-XXXX | Variant of NCA | Fibre Optic Indoor/outdoor 3 mm Drop Cable Stub Assembly, SC/PC, 100 M |  |  | NCA | Fiber drop cable assembly
760261517 | NCA-SA-200-01Y-SA-XXXX | Variant of NCA | Fibre Optic Indoor/outdoor 3 mm Drop Cable Assembly, SC/APC-SC/APC, 200 M |  |  | NCA | Fiber drop cable assembly
760261497 | NCA-SA-100-01Y-XX-XXXX | Variant of NCA | Fibre Optic Indoor/outdoor 3 mm Drop Cable Stub Assembly, SC/APC, 100 M |  |  | NCA | Fiber drop cable assembly
760261537 | NCA-SC-350-01Y-XX-XXXX | Variant of NCA | Fibre Optic Indoor/outdoor 3 mm Drop Cable Stub Assembly, SC/PC, 350 M |  |  | NCA | Fiber drop cable assembly
760261550 | NCA-SC-075-01Y-SC-XXXX | Variant of NCA | Fibre Optic Indoor/outdoor 3 mm Drop Cable Assembly, SC/PC-SC/PC, 75 M |  |  | NCA | Fiber drop cable assembly
760261500 | NCA-SA-250-01Y-XX-XXXX | Variant of NCA | Fibre Optic Indoor/outdoor 3 mm Drop Cable Stub Assembly, SC/APC, 250 M |  |  | NCA | Fiber drop cable assembly
760261548 | NCA-SC-035-01Y-SC-XXXX | Variant of NCA | Fibre Optic Indoor/outdoor 3 mm Drop Cable Assembly, SC/PC-SC/PC, 35 M |  |  | NCA | Fiber drop cable assembly
760261532 | NCA-SC-075-01Y-XX-XXXX | Variant of NCA | Fibre Optic Indoor/outdoor 3 mm Drop Cable Stub Assembly, SC/PC, 75 M |  |  | NCA | Fiber drop cable assembly
760261516 | NCA-SA-150-01Y-SA-XXXX | Variant of NCA | Fibre Optic Indoor/outdoor 3 mm Drop Cable Assembly, SC/APC-SC/APC, 150 M |  |  | NCA | Fiber drop cable assembly
760261512 | NCA-SA-035-01Y-SA-XXXX | Variant of NCA | Fibre Optic Indoor/outdoor 3 mm Drop Cable Assembly, SC/APC-SC/APC, 35 M |  |  | NCA | Fiber drop cable assembly
760261519 | NCA-SA-350-01Y-SA-XXXX | Variant of NCA | Fibre Optic Indoor/outdoor 3 mm Drop Cable Assembly, SC/APC-SC/APC, 350 M |  |  | NCA | Fiber drop cable assembly
760261535 | NCA-SC-200-01Y-XX-XXXX | Variant of NCA | Fibre Optic Indoor/outdoor 3 mm Drop Cable Stub Assembly, SC/PC, 200 M |  |  | NCA | Fiber drop cable assembly
760261619 | NCA-LC-020-01Y-LC-XXXX | Variant of NCA | Fibre Optic Indoor/outdoor 3 mm Drop Cable Assembly, LC/PC-LC/PC, 20 M |  |  | NCA | Fiber drop cable assembly
760262442 | NCA-LA-300-01Y-LA-XXXX | Variant of NCA | Fibre Optic Indoor/outdoor 3 mm Drop Cable Assembly, LC/APC-LC/APC, 300 M |  |  | NCA | Fiber drop cable assembly
760263111 | NCA-SC-165-01Y-XX-XXXX | Variant of NCA | Fibre Optic Indoor/outdoor 3 mm Drop Cable Stub Assembly, SC/PC, 165 M |  |  | NCA | Fiber drop cable assembly
760263132 | NCA-SC-135-01Y-SC-XXXX | Variant of NCA | Fibre Optic Indoor/outdoor 3 mm Drop Cable Assembly, SC/PC-SC/PC, 135 M |  |  | NCA | Fiber drop cable assembly
760263159 | NCA-LA-003-01J-XX-XXXX | Variant of NCA | Fibre Optic Dual Jacket 4.5 mm Drop Cable Assembly, LC/APC to Stub, 3 M |  |  | NCA | Fiber drop cable assembly
760263166 | NCA-LA-025-01J-XX-XXXX | Variant of NCA | Fibre Optic Dual Jacket 4.5 mm Drop Cable Assembly, LC/APC to Stub, 25 M |  |  | NCA | Fiber drop cable assembly
760263187 | NCA-SA-010-01J-XX-XXXX | Variant of NCA | Fibre Optic Dual Jacket 4.5 mm Drop Cable Assembly, SC/APC to Stub, 10 M |  |  | NCA | Fiber drop cable assembly
760263193 | NCA-LC-300-01Y-LC-XXXX | Variant of NCA | Fibre Optic Indoor/outdoor 3 mm Drop Cable Assembly, LC/PC-LC/PC, 300 M |  |  | NCA | Fiber drop cable assembly
760263179 | NCA-SA-025-01J-SA-XXXX | Variant of NCA | Fibre Optic Dual Jacket 4.5 mm Drop Cable Assembly, SC/APC to SC/APC, 25 M |  |  | NCA | Fiber drop cable assembly
760263156 | NCA-LA-050-01J-LA-XXXX | Variant of NCA | Fibre Optic Dual Jacket 4.5 mm Drop Cable Assembly, LC/APC to SC/APC, 50 M |  |  | NCA | Fiber drop cable assembly
760262455 | NCA-LA-015-01J-SA-XXXX | Variant of NCA | Fibre Optic Dual Jacket 4.5 mm Drop Cable Assembly, LC/APC to SC/APC, 15 M |  |  | NCA | Fiber drop cable assembly
760261641 | NCA-SA-100-01G-XX-XXXX | Variant of NCA | Fibre Optic Indoor/outdoor 4.5 mm Drop Cable Stub Assembly, SC/APC, 100 M |  |  | NCA | Fiber drop cable assembly
760261573 | NCA-LA-350-01Y-XX-XXXX | Variant of NCA | Fibre Optic Indoor/outdoor 3 mm Drop Cable Stub Assembly, LC/APC, 350 M |  |  | NCA | Fiber drop cable assembly
760263192 | NCA-SA-030-01J-XX-XXXX | Variant of NCA | Fibre Optic Dual Jacket 4.5 mm Drop Cable Assembly, SC/APC to Stub, 30 M |  |  | NCA | Fiber drop cable assembly
760263185 | NCA-SA-005-01J-XX-XXXX | Variant of NCA | Fibre Optic Dual Jacket 4.5 mm Drop Cable Assembly, SC/APC to Stub, 5 M |  |  | NCA | Fiber drop cable assembly
760263178 | NCA-SA-020-01J-SA-XXXX | Variant of NCA | Fibre Optic Dual Jacket 4.5 mm Drop Cable Assembly, SC/APC to SC/APC, 20 M |  |  | NCA | Fiber drop cable assembly
760263171 | NCA-SA-002-01J-SA-XXXX | Variant of NCA | Fibre Optic Dual Jacket 4.5 mm Drop Cable Assembly, SC/APC to SC/APC, 2 M |  |  | NCA | Fiber drop cable assembly
760262452 | NCA-LA-007-01J-SA-XXXX | Variant of NCA | Fibre Optic Dual Jacket 4.5 mm Drop Cable Assembly, LC/APC to SC/APC, 7 M |  |  | NCA | Fiber drop cable assembly
760262436 | NCA-SA-165-01Y-XX-XXXX | Variant of NCA | Fibre Optic Indoor/outdoor 3 mm Drop Cable Stub Assembly, SC/APC, 165 M |  |  | NCA | Fiber drop cable assembly
760261604 | NCA-LC-075-01Y-XX-XXXX | Variant of NCA | Fibre Optic Indoor/outdoor 3 mm Drop Cable Stub Assembly, LC/PC, 75 M |  |  | NCA | Fiber drop cable assembly
760261570 | NCA-LA-150-01Y-XX-XXXX | Variant of NCA | Fibre Optic Indoor/outdoor 3 mm Drop Cable Stub Assembly, LC/APC, 150 M |  |  | NCA | Fiber drop cable assembly
760263191 | NCA-SA-025-01J-XX-XXXX | Variant of NCA | Fibre Optic Dual Jacket 4.5 mm Drop Cable Assembly, SC/APC to Stub, 25 M |  |  | NCA | Fiber drop cable assembly
760263184 | NCA-SA-003-01J-XX-XXXX | Variant of NCA | Fibre Optic Dual Jacket 4.5 mm Drop Cable Assembly, SC/APC to Stub, 3 M |  |  | NCA | Fiber drop cable assembly
760263119 | NCA-LC-080-01Y-LC-XXXX | Variant of NCA | Fibre Optic Indoor/outdoor 3 mm Drop Cable Assembly, LC/PC-LC/PC, 80 M |  |  | NCA | Fiber drop cable assembly
EH0108-003 | OCP-L1-15DASEN-XX-AP | Variant of OCP | Fiber Optic Pigtail, Single fiber white color, Singlemode, LC/UPC to Stub, 0.9 mm diameter, 1.5 m |  |  | OCP | Fiber pigtail ¦ jacketed
EH0108-004 | OCP-L2-15DASEN-XX-AP | Variant of OCP | Fiber Optic Pigtail, Single fiber white color, Singlemode, LC/APC to Stub, 0.9 mm diameter, 1.5 m |  |  | OCP | Fiber pigtail ¦ jacketed
EH0108-008 | OCP-L5-15DGSEN-XX-AP | Variant of OCP | Fiber Optic Pigtail, Single fiber white color, OM4, LC to Stub, 0.9 mm diameter, 1.5 m |  |  | OCP | Fiber pigtail ¦ jacketed
EH0194-008 | OCP-L5-15DGSEN-XX-(12)-AP | Variant of OCP | Fiber Optic Pigtail, 12 color kit, OM4, LC to Stub, 0.9 mm diameter, 1.5 m |  |  | OCP | Fiber pigtail ¦ jacketed
HCA-XL1D |  | Variant of HCA | Fiber Optic Drop Cable Assembly, PRODIGY™ Connector core with DLX Converter installed to SC/APC connector, USD ToneableCable |  | PRODIGY™ | HCA | Fiber drop cable assembly | Build America Buy America (BABA) compliant*
760258038 | HCA-ACC-3mm SC/APC Test Lead 40FT, 2x Cvtr | Variant of HCA-ACC | HCA-ACC-3mm SC/APC Test Lead 40FT, Full size and DLX converter included |  | PRODIGY™ | HCA | Fiber test patch cord
MDC-0N1H |  | Variant of MDC | RealFlex® 3 Fiber Optic Drop Cable Assembly, Stub to SC/UPC , RBR Riser, Ivory, Build America Buy America (BABA) |  | RealFlex® | MDC | Fiber drop cable assembly | Build America Buy America (BABA) compliant*
HCA-H01K-UK24 |  | Variant of HCA | Fiber Optic Drop Cable Assembly, PRODIGY™w/Fullsize converter to stub, 5mm Round Cable, PIA Compliant. |  | PRODIGY™ | HCA | Fiber drop cable assembly
HCA-A01M |  | Variant of HCA | Fiber Optic Drop Cable Assembly, PRODIGY™ to stub, Flat drop cable. |  | PRODIGY™ | HCA | Fiber drop cable assembly
HCA-AA1N |  | Variant of HCA | Fiber Optic Drop Cable Assembly, PRODIGY™ to stub, Flat drop with tone wire. |  | PRODIGY™ | HCA | Fiber drop cable assembly
HCA-H01M |  | Variant of HCA | Fiber Optic Drop Cable Assembly, PRODIGY™ to stub, Flat drop cable. |  | PRODIGY™ | HCA | Fiber drop cable assembly
1430074 | FPM-07/7-AN016M-VE/45 | Variant | Fiber Optic Patch Cord, Multi-fiber, Singlemode, 4 fibers, SC/UPC to SC/UPC, yellow, 16 m |  |  | FPM | Fiber distribution cable assembly
1431989 | FPM-07/7-AN024M-VE/45 | Variant | Fiber Optic Patch Cord, Multi-fiber, Singlemode, 4 fibers, SC/UPC to SC/UPC, yellow, 24 m |  |  | FPM | Fiber distribution cable assembly
1433611 | FPM-07/7-AN028M-39/25 | Variant | Fiber Optic Patch Cord, Multi-fiber, Singlemode, 4 fibers, SC/UPC to SC/UPC, yellow, 28 m |  |  | FPM | Fiber distribution cable assembly
1442667 | FPM-0M/E-AT014M-VB/60 | Variant | Fiber Optic Patch Cord, Multi-fiber, Singlemode, 24 fibers, LC/APC to SC/APC, yellow, 14 m |  |  | FPM | Fiber distribution cable assembly
1442670 | FPM-0M/E-AT020M-VB/60 | Variant | Fiber Optic Patch Cord, Multi-fiber, Singlemode, 24 fibers, LC/APC to SC/APC, yellow, 20 m |  |  | FPM | Fiber distribution cable assembly
1441958 | FPM-07/K-AN014M-60/39 | Variant | Fiber Optic Patch Cord, Multi-fiber, Singlemode, 4 fibers, SC/UPC to LC/UPC, yellow, 14 m |  |  | FPM | Fiber distribution cable assembly
1442672 | FPM-0M/E-AT022M-VB/60 | Variant | Fiber Optic Patch Cord, Multi-fiber, Singlemode, 24 fibers, LC/APC to SC/APC, yellow, 22 m |  |  | FPM | Fiber distribution cable assembly
1442673 | FPM-0M/E-AT024M-VB/60 | Variant | Fiber Optic Patch Cord, Multi-fiber, Singlemode, 24 fibers, LC/APC to SC/APC, yellow, 24 m |  |  | FPM | Fiber distribution cable assembly
1442129 | FPM-07/7-AF016M-39/25 | Variant | Fiber Optic Patch Cord, Multi-fiber, Singlemode, 12 fibers, SC/UPC to SC/UPC, yellow, 16 m |  |  | FPM | Fiber distribution cable assembly
1442625 | FPM-0M/E-AT018M-VB/60 | Variant | Fiber Optic Patch Cord, Multi-fiber, Singlemode, 24 fibers, LC/APC to SC/APC, yellow, 18 m |  |  | FPM | Fiber distribution cable assembly
1442675 | FPM-0M/E-AT026M-VB/60 | Variant | Fiber Optic Patch Cord, Multi-fiber, Singlemode, 24 fibers, LC/APC to SC/APC, yellow, 26 m |  |  | FPM | Fiber distribution cable assembly
1442666 | FPM-0M/E-AT013M-VB/60 | Variant | Fiber Optic Patch Cord, Multi-fiber, Singlemode, 24 fibers, LC/APC to SC/APC, yellow, 13 m |  |  | FPM | Fiber distribution cable assembly
1454876 | FPM-07/K-AN010M-25/39 | Variant | Fiber Optic Patch Cord, Multi-fiber, Singlemode, 4 fibers, SC/UPC to LC/UPC, yellow, 10 m |  |  | FPM | Fiber distribution cable assembly
1454878 | FPM-07/K-AN013M-25/39 | Variant | Fiber Optic Patch Cord, Multi-fiber, Singlemode, 4 fibers, SC/UPC to LC/UPC, yellow, 13 m |  |  | FPM | Fiber distribution cable assembly
1452152 | FPM-0M/E-AN028M-VB/60 | Variant | Fiber Optic Patch Cord, Multi-fiber, Singlemode, 4 fibers, LC/APC to SC/APC, yellow, 28 m |  |  | FPM | Fiber distribution cable assembly
1461665 | FPM-07/7-AT025M-39/25 | Variant | Fiber Optic Patch Cord, Multi-fiber, Singlemode, 24 fibers, SC/UPC to SC/UPC, yellow, 25 m |  |  | FPM | Fiber distribution cable assembly
1463287 | FPM-0M/E-AN016M-VB/60 | Variant | Fiber Optic Patch Cord, Multi-fiber, Singlemode, 4 fibers, LC/APC to SC/APC, yellow, 16 m |  |  | FPM | Fiber distribution cable assembly
1465228 | FPM-07/K-AN016M-60/39 | Variant | Fiber Optic Patch Cord, Multi-fiber, Singlemode, 4 fibers, SC/UPC to LC/UPC, yellow, 16 m |  |  | FPM | Fiber distribution cable assembly
1463989 | FPM-0M/E-AN013M-VB/60 | Variant | Fiber Optic Patch Cord, Multi-fiber, Singlemode, 4 fibers, LC/APC to SC/APC, yellow, 13 m |  |  | FPM | Fiber distribution cable assembly
1464156 | FPM-07/K-AC035M-25/39 | Variant | Fiber Optic Patch Cord, Multi-fiber, Singlemode, 2 fibers, SC/UPC to LC/UPC, yellow, 35 m |  |  | FPM | Fiber distribution cable assembly
1465375 | FPM-07/K-AN046M-25/39 | Variant | Fiber Optic Patch Cord, Multi-fiber, Singlemode, 4 fibers, SC/UPC to LC/UPC, yellow, 46 m |  |  | FPM | Fiber distribution cable assembly
1463756 | FPM-07/7-AT015M-39/25 | Variant | Fiber Optic Patch Cord, Multi-fiber, Singlemode, 24 fibers, SC/UPC to SC/UPC, yellow, 15 m |  |  | FPM | Fiber distribution cable assembly
1464256 | FPM-07/K-AN030M-60/39 | Variant | Fiber Optic Patch Cord, Multi-fiber, Singlemode, 4 fibers, SC/UPC to LC/UPC, yellow, 30 m |  |  | FPM | Fiber distribution cable assembly
1465517 | FPM-07/K-AC020M-25/39 | Variant | Fiber Optic Patch Cord, Multi-fiber, Singlemode, 2 fibers, SC/UPC to LC/UPC, yellow, 20 m |  |  | FPM | Fiber distribution cable assembly
1464788 | FPM-07/K-AN014M-25/39 | Variant | Fiber Optic Patch Cord, Multi-fiber, Singlemode, 4 fibers, SC/UPC to LC/UPC, yellow, 14 m |  |  | FPM | Fiber distribution cable assembly
1466146 | FPM-07/K-AN040M-25/39 | Variant | Fiber Optic Patch Cord, Multi-fiber, Singlemode, 4 fibers, SC/UPC to LC/UPC, yellow, 40 m |  |  | FPM | Fiber distribution cable assembly
1467557 | FPM-07/K-AN032M-25/39 | Variant | Fiber Optic Patch Cord, Multi-fiber, Singlemode, 4 fibers, SC/UPC to LC/UPC, yellow, 32 m |  |  | FPM | Fiber distribution cable assembly
1466975 | FPM-07/7-AT031M-25/25 | Variant | Fiber Optic Patch Cord, Multi-fiber, Singlemode, 24 fibers, SC/UPC to SC/UPC, 31 m |  |  | FPM | Fiber distribution cable assembly
1469006 | FPM-0M/E-AN022M-VB/25 | Variant | Fiber Optic Patch Cord, Multi-fiber, Singlemode, 4 fibers, LC/APC to SC/APC, yellow, 22 m |  |  | FPM | Fiber distribution cable assembly
1469978 | FPM-07/7-AT035M-25/25 | Variant | Fiber Optic Patch Cord, Multi-fiber, Singlemode, 24 fibers, SC/UPC to SC/UPC, yellow, 35 m |  |  | FPM | Fiber distribution cable assembly
1466608 | FPM-07/K-AC028M-25/39 | Variant | Fiber Optic Patch Cord, Multi-fiber, Singlemode, 2 fibers, SC/UPC to LC/UPC, yellow, 28 m |  |  | FPM | Fiber distribution cable assembly
1467665 | FPM-07/K-AN030M-25/39 | Variant | Fiber Optic Patch Cord, Multi-fiber, Singlemode, 4 fibers, SC/UPC to LC/UPC, yellow, 30 m |  |  | FPM | Fiber distribution cable assembly
1469342 | FPM-07/K-AC013M-25/39 | Variant | Fiber Optic Patch Cord, Multi-fiber, Singlemode, 2 fibers, SC/UPC to LC/UPC, yellow, 13 m |  |  | FPM | Fiber distribution cable assembly
1470257 | FPM-07/K-AC043M-25/39 | Variant | Fiber Optic Patch Cord, Multi-fiber, Singlemode, 2 fibers, SC/UPC to LC/UPC, 43 m |  |  | FPM | Fiber distribution cable assembly
1470263 | FPM-07/K-AC042M-25/39 | Variant | Fiber Optic Patch Cord, Multi-fiber, Singlemode, 2 fibers, SC/UPC to LC/UPC, 42 m |  |  | FPM | Fiber distribution cable assembly
1470584 | FPM-07/K-AN021M-60/39 | Variant | Fiber Optic Patch Cord, Multi-fiber, Singlemode, 4 fibers, SC/UPC to LC/UPC, yellow, 21 m |  |  | FPM | Fiber distribution cable assembly
1467486 | FPM-07/7-AC014M-25/39 | Variant | Fiber Optic Patch Cord, Multi-fiber, Singlemode, 2 fibers, SC/UPC to SC/UPC, yellow, 14 m |  |  | FPM | Fiber distribution cable assembly
1468908 | FPM-07/K-AC010M-25/39 | Variant | Fiber Optic Patch Cord, Multi-fiber, Singlemode, 2 fibers, SC/UPC to LC/UPC, yellow, 10 m |  |  | FPM | Fiber distribution cable assembly
1469713 | FPM-07/K-AC026M-25/39 | Variant | Fiber Optic Patch Cord, Multi-fiber, Singlemode, 2 fibers, SC/UPC to LC/UPC, yellow, 26 m |  |  | FPM | Fiber distribution cable assembly
1471813 | FPM-07/K-AN015M-25/39 | Variant | Fiber Optic Patch Cord, Multi-fiber, Singlemode, 4 fibers, SC/UPC to LC/UPC, yellow, 15 m |  |  | FPM | Fiber distribution cable assembly
1470105 | FPM-07/K-AC033M-25/39 | Variant | Fiber Optic Patch Cord, Multi-fiber, Singlemode, 2 fibers, SC/UPC to LC/UPC, yellow, 33 m |  |  | FPM | Fiber distribution cable assembly
1470394 | FPM-07/K-AN018M-25/39 | Variant | Fiber Optic Patch Cord, Multi-fiber, Singlemode, 4 fibers, SC/UPC to LC/UPC, yellow, 18 m |  |  | FPM | Fiber distribution cable assembly
1471821 | FPM-07/K-AN025M-25/39 | Variant | Fiber Optic Patch Cord, Multi-fiber, Singlemode, 4 fibers, SC/UPC to LC/UPC, yellow, 25 m |  |  | FPM | Fiber distribution cable assembly
1474236 | FPM-07/7-AT019M-25/25 | Variant | Fiber Optic Patch Cord, Multi-fiber, Singlemode, 24 fibers, SC/UPC to SC/UPC, yellow, 19 m |  |  | FPM | Fiber distribution cable assembly
1473125 | FPM-07/K-AN019M-25/39 | Variant | Fiber Optic Patch Cord, Multi-fiber, Singlemode, 4 fibers, SC/UPC to LC/UPC, yellow, 19 m |  |  | FPM | Fiber distribution cable assembly
1472353 | FPM-07/K-AN011M-25/39 | Variant | Fiber Optic Patch Cord, Multi-fiber, Singlemode, 4 fibers, SC/UPC to LC/UPC, yellow, 11 m |  |  | FPM | Fiber distribution cable assembly
1474508 | FPM-07/7-AT013M-25/25 | Variant | Fiber Optic Patch Cord, Multi-fiber, Singlemode, 24 fibers, SC/UPC to SC/UPC, yellow, 13 m |  |  | FPM | Fiber distribution cable assembly
1859794-5 |  | Variant of 1859794 | Fiber Optic Patch Cord, Duplex, Multimode OM3, LC/UPC to LC/UPC, 3 mm, LSZH/OFNR, aqua, 5 m | CommScope® |  | 185 | Fiber patch cord ¦ duplex
1920608-1 | OCJ-L1-01MASIA-L1 | Variant of OCJ | Fiber Optic Patch Cord, Simplex, Singlemode, LC/UPC to LC/UPC, yellow, 1 m |  |  | OCJ | Fiber patch cord ¦ simplex
1920604-1 | OCJ-S1-01MASHA-S1 | Variant of OCJ | Fiber Optic Patch Cord, Duplex, Singlemode, SC/UPC to SC/UPC, yellow, 1 m |  |  | OCJ | Fiber patch cord ¦ duplex
1920533-3 | OCJ-L1-03MASIA-S2 | Variant of OCJ | Fiber Optic Patch Cord, Simplex, Singlemode, LC/UPC to SC/APC, yellow, 3 m |  |  | OCJ | Fiber patch cord ¦ simplex
1920608-5 | OCJ-L1-05MASIA-L1 | Variant of OCJ | Fiber Optic Patch Cord, Simplex, Singlemode, LC/UPC to LC/UPC, yellow, 5 m |  |  | OCJ | Fiber patch cord ¦ simplex
1920617-2 | OCJ-L1-02MASIA-S1 | Variant of OCJ | Fiber Optic Patch Cord, Simplex, Singlemode, LC/UPC to SC/UPC, yellow, 2 m |  |  | OCJ | Fiber patch cord ¦ simplex
1920523-2 | OCP-S2-02MASEN-XX | Variant of OCP | Fiber Optic Pigtail, Simplex, Singlemode, SC/APC to Stub, 0.9 mm diameter, 2 m |  |  | OCP | Fiber pigtail ¦ jacketed
1920617-3 | OCJ-L1-03MASIA-S1 | Variant of OCJ | Fiber Optic Patch Cord, Simplex, Singlemode, LC/UPC to SC/UPC, yellow, 3 m |  |  | OCJ | Fiber patch cord ¦ simplex
1920604-5 | OCJ-S1-05MASHA-S1 | Variant of OCJ | Fiber Optic Patch Cord, Duplex, Singlemode, SC/UPC to SC/UPC, yellow, 5 m |  |  | OCJ | Fiber patch cord ¦ duplex
1920721-3 | OCJ-L2-03MASHA-S2 | Variant of OCJ | Fiber Optic Patch Cord, Duplex, Singlemode, LC/APC to SC/APC, yellow, 3 m |  |  | OCJ | Fiber patch cord ¦ duplex
1920675-3 | OCJ-L1-03MASIA-S3 | Variant of OCJ | Fiber Optic Patch Cord, Simplex, Singlemode, LC/UPC to SC/APC 9°, yellow, 3 m |  |  | OCJ | Fiber patch cord ¦ simplex
1920606-2 | OCJ-L1-02MASHA-L1 | Variant of OCJ | Fiber Optic Patch Cord, Duplex, Singlemode, LC/UPC to LC/UPC, yellow, 2 m |  |  | OCJ | Fiber patch cord ¦ duplex
1920569-2 | OCP-S5-02MDSEN-XX | Variant of OCP | Fiber Optic Pigtail, Simplex, Singlemode, SC/UPC to Stub, yellow, 2 m |  |  | OCP | Fiber pigtail ¦ jacketed |  | Discontinued
1920606-3 | OCJ-L1-03MASHA-L1 | Variant of OCJ | Fiber Optic Patch Cord, Duplex, Singlemode, LC/UPC to LC/UPC, yellow, 3 m |  |  | OCJ | Fiber patch cord ¦ duplex
1920743-3 |  | Variant of 1920743 | Fiber Optic Patch Cord, LC to LC, duplex, OM3 XG 10 Gb/s, twin zip, 3 m, aqua | CommScope® |  | 192 | Fiber patch cord ¦ duplex
1920743-4 |  | Variant of 1920743 | Fiber Optic Patch Cord, Duplex, Multimode, LC/UPC to LC/UPC, aqua, 4 m | CommScope® |  | 192 | Fiber patch cord ¦ duplex
1920743-6 |  | Variant of 1920743 | Fiber Optic Patch Cord, Duplex, Multimode, LC/UPC to LC/UPC, aqua, 6 m | CommScope® |  | 192 | Fiber patch cord ¦ duplex
1920779-5 | OCJ-L2-05MASIA-L2 | Variant of OCJ | Fiber Optic Patch Cord, Simplex, Singlemode, LC/APC to LC/APC, yellow, 5 m |  |  | OCJ | Fiber patch cord ¦ simplex
1920743-7 |  | Variant of 1920743 | Fiber Optic Patch Cord, Duplex, Multimode, LC/UPC to LC/UPC, aqua, 7 m | CommScope® |  | 192 | Fiber patch cord ¦ duplex
1939121-2 |  | Variant | RJ45 Patch Cord, category 5e, PVC stranded, with security key, gray, 2 m | NETCONNECT® |  |  | Twisted pair patch cord |  | Discontinued
1939121-3 |  | Variant | RJ45 Patch Cord, category 5e, PVC stranded, with security key, gray, 3 m | NETCONNECT® |  |  | Twisted pair patch cord |  | Discontinued
1939121-5 |  | Variant | RJ45 Patch Cord, category 5e, PVC stranded, with security key, gray, 5 m | NETCONNECT® |  |  | Twisted pair patch cord |  | Discontinued
1939121-6 |  | Variant | RJ45 Patch Cord, category 5e, PVC stranded, with security key, gray, 6 m | NETCONNECT® |  |  | Twisted pair patch cord |  | Discontinued
1989801-7 |  | Variant of 1989801 | RJ45 Patch Cord, category 6, black, 7 ft | NETCONNECT® |  |  | Twisted pair patch cord
1989801-8 |  | Variant of 1989801 | RJ45 Patch Cord, category 6, black, 8 ft | NETCONNECT® |  |  | Twisted pair patch cord
1989797-5 |  | Variant of 1989797 | RJ45 Patch Cord, category 6, red, 5 ft | NETCONNECT® |  |  | Twisted pair patch cord
1989797-7 |  | Variant of 1989797 | RJ45 Patch Cord, category 6, red, 7 ft | NETCONNECT® |  |  | Twisted pair patch cord
1989797-8 |  | Variant of 1989797 | RJ45 Patch Cord, category 6, red, 8 ft | NETCONNECT® |  |  | Twisted pair patch cord
1989798-3 |  | Variant of 1989798 | RJ45 Patch Cord, category 6, blue, 3 ft | NETCONNECT® |  |  | Twisted pair patch cord
1989798-5 |  | Variant of 1989798 | RJ45 Patch Cord, category 6, blue, 5 ft | NETCONNECT® |  |  | Twisted pair patch cord
1989800-5 |  | Variant of 1989800 | RJ45 Patch Cord, category 6, yellow, 5 ft | NETCONNECT® |  |  | Twisted pair patch cord
1989800-8 |  | Variant of 1989800 | RJ45 Patch Cord, category 6, yellow, 8 ft | NETCONNECT® |  |  | Twisted pair patch cord
1989801-3 |  | Variant of 1989801 | RJ45 Patch Cord, category 6, black, 3 ft | NETCONNECT® |  |  | Twisted pair patch cord
2-1920606-0 | OCJ-L1-20MASHA-L1 | Variant of OCJ | Fiber Optic Patch Cord, Duplex, Singlemode, LC/UPC to LC/UPC, yellow, 20 m |  |  | OCJ | Fiber patch cord ¦ duplex
2-1920721-0 | OCJ-L2-20MASHA-S2 | Variant of OCJ | Fiber Optic Patch Cord, Duplex, Singlemode, LC/APC to SC/APC, yellow, 20 m |  |  | OCJ | Fiber patch cord ¦ duplex
2-1920743-0 |  | Variant of 1920743 | Fiber Optic Patch Cord, Duplex, Multimode, LC/UPC to LC/UPC, aqua, 20 m | CommScope® |  | 192 | Fiber patch cord ¦ duplex
2-1920751-0 | OCJ-S1-20MASIA-S1 | Variant of OCJ | Fiber Optic Patch Cord, Simplex, Singlemode, SC/UPC to SC/UPC, yellow, 20 m |  |  | OCJ | Fiber patch cord ¦ simplex
2-1920606-5 | OCJ-L1-25MASHA-L1 | Variant of OCJ | Fiber Optic Patch Cord, Duplex, Singlemode, LC/UPC to LC/UPC, yellow, 25 m |  |  | OCJ | Fiber patch cord ¦ duplex
2-1989797-5 |  | Variant of 1989797 | RJ45 Patch Cord, category 6, red, 25 ft | NETCONNECT® |  |  | Twisted pair patch cord
2-1989798-0 |  | Variant of 1989798 | RJ45 Patch Cord, category 6, blue, 20 ft | NETCONNECT® |  |  | Twisted pair patch cord
2-2055442-5 | OCJ-L1-25MASHA-S1 | Variant of OCJ | Fiber Optic Patch Cord, Duplex, Singlemode, LC/UPC to SC/UPC, yellow, 25 m |  |  | OCJ | Fiber patch cord ¦ duplex
2-2055554-0 | OCJ-S3-20MASIA-S3 | Variant of OCJ | Fiber Optic Patch Cord, Simplex, Singlemode, SC/APC 9° to SC/APC 9°, yellow, 20 m |  |  | OCJ | Fiber patch cord ¦ simplex
2-2055109-0 |  | Variant of 2055109 | Fiber Optic Patch Cord, Duplex, Multimode, LC/UPC to SC/UPC, aqua, 20 m | CommScope® |  | 205 | Fiber patch cord ¦ duplex
2-2055253-0 | OCJ-S2-20MASIA-S2 | Variant of OCJ | Fiber Optic Patch Cord, Simplex, Singlemode, SC/APC to SC/APC, yellow, 20 m |  |  | OCJ | Fiber patch cord ¦ simplex
1664696 | FPM-07/7-AT030M-25/25 | Variant | Fiber Optic Patch Cord, Multi-fiber, Singlemode, 24 fibers, SC/UPC to SC/UPC, yellow, 30 m |  |  | FPM | Fiber distribution cable assembly
1665922 | FPM-07/7-AF010M-39/25 | Variant | Fiber Optic Patch Cord, Multi-fiber, Singlemode, 12 fibers, SC/UPC to SC/UPC, yellow, 10 m |  |  | FPM | Fiber distribution cable assembly
1666024 | FPM-07/7-AN046M-25/39 | Variant | Fiber Optic Patch Cord, Multi-fiber, Singlemode, 4 fibers, SC/UPC to SC/UPC, yellow, 46 m |  |  | FPM | Fiber distribution cable assembly
1662882 | FPM-07/K-AN066M-25/39 | Variant | Fiber Optic Patch Cord, Multi-fiber, Singlemode, 4 fibers, SC/UPC to LC/UPC, 66 m |  |  | FPM | Fiber distribution cable assembly
1667033 | FPM-07/K-AN048M-25/39 | Variant | Fiber Optic Patch Cord, Multi-fiber, Singlemode, 4 fibers, SC/UPC to LC/UPC, yellow, 48 m |  |  | FPM | Fiber distribution cable assembly
1668184 | FPM-07/7-AC040M-25/39 | Variant | Fiber Optic Patch Cord, Multi-fiber, Singlemode, 2 fibers, SC/UPC to SC/UPC, yellow, 40 m |  |  | FPM | Fiber distribution cable assembly
1680938 | FPM-07/7-AS015M-39/25 | Variant | Fiber Optic Patch Cord, Multi-fiber, Singlemode, 8 fibers, SC/UPC to SC/UPC, yellow, 15 m |  |  | FPM | Fiber distribution cable assembly
1681387 | FPM-07/7-AT010M-39/25 | Variant | Fiber Optic Patch Cord, Multi-fiber, Singlemode, 24 fibers, SC/UPC to SC/UPC, yellow, 10 m |  |  | FPM | Fiber distribution cable assembly
1681472 | FPM-07/7-AN054M-25/39 | Variant | Fiber Optic Patch Cord, Multi-fiber, Singlemode, 4 fibers, SC/UPC to SC/UPC, yellow, 50 m |  |  | FPM | Fiber distribution cable assembly
1676894 | FPM-07/K-AT016M-25/39 | Variant | Fiber Optic Patch Cord, Multi-fiber, Singlemode, 24 fibers, SC/UPC to LC/UPC, yellow, 16 m |  |  | FPM | Fiber distribution cable assembly
1679458 | FPM-07/7-AT027M-39/25 | Variant | Fiber Optic Patch Cord, Multi-fiber, Singlemode, 24 fibers, SC/UPC to SC/UPC, yellow, 27 m |  |  | FPM | Fiber distribution cable assembly
1681862 | FPM-07/K-AT038M-25/39 | Variant | Fiber Optic Patch Cord, Multi-fiber, Singlemode, 24 fibers, SC/UPC to LC/UPC, yellow, 38 m |  |  | FPM | Fiber distribution cable assembly
1685498-ZZ | FPM-07/7-AC032M-25/39 | Variant | Fiber Optic Patch Cord, Multi-fiber, Singlemode, 2 fibers, SC/UPC to SC/UPC, yellow, 32 m |  |  | FPM | Fiber distribution cable assembly
1691612 | FPM-07/7-AN020M-39/25 | Variant | Fiber Optic Patch Cord, Multi-fiber, Singlemode, 4 fibers, SC/UPC to SC/UPC, yellow, 20 m |  |  | FPM | Fiber distribution cable assembly
1690487 | FPM-07/7-AT012M-39/25 | Variant | Fiber Optic Patch Cord, Multi-fiber, Singlemode, 24 fibers, SC/UPC to SC/UPC, yellow, 12 m |  |  | FPM | Fiber distribution cable assembly
1686959 | FPM-07/7-AT014M-39/25 | Variant | Fiber Optic Patch Cord, Multi-fiber, Singlemode, 24 fibers, SC/UPC to SC/UPC, yellow, 14 m |  |  | FPM | Fiber distribution cable assembly
1697435 | FPM-07/7-AT046M-39/25 | Variant | Fiber Optic Patch Cord, Multi-fiber, Singlemode, 24 fibers, SC/UPC to SC/UPC, yellow, 46 m |  |  | FPM | Fiber distribution cable assembly
1711659-5 |  | Variant | Copper Patch Cord, PAL Coax plug to 1-pair plug, category 7A, S/FTP, LZSH, green, 5 m | NETCONNECT® |  |  | Twisted pair patch cord |  | Discontinued
1712297 | FPM-07/0-M006.17M-46 | Variant | Fiber Optic Pigtail, Multi-fiber, Singlemode, 12 fibers, SC/UPC to stub, 6.17 m |  |  | FPM | Fiber pigtail ¦ multi-fiber
UJVRZRZ8U |  | Base Product | Ultra Low Loss (ULL) OM5 MPO16 (Pinned) to MPO16 (Pinned), Fiber Trunk Cable Assembly, 64-Fiber, Dual Rated (OFNR/LSZH) | CommScope® | Propel ¦ SYSTIMAX ULL |  | Fiber trunk cable assembly
U3GRXUC8S |  | Base Product | Ultra Low Loss (ULL) Singlemode G.657.A2 MPO16 (Pinned) to Unconnectorized, Fiber Trunk Cable Assembly, 32-Fiber, LSZH B2ca | CommScope® | Propel ¦ SYSTIMAX ULL |  | Fiber trunk cable assembly
UGVQZQZTH |  | Base Product | Ultra Low Loss (ULL) OM5 MPO8 APC (Pinned) to MPO8 APC (Pinned), Fiber Trunk Cable Assembly, 48-Fiber, Plenum | CommScope® | Propel ¦ SYSTIMAX ULL |  | Fiber trunk cable assembly
U3XQZQZTF |  | Base Product | Ultra Low Loss (ULL) OM4 MPO8 APC (Pinned) to MPO8 APC (Pinned), Fiber Trunk Cable Assembly, 24-Fiber, LSZH B2ca | CommScope® | Propel ¦ SYSTIMAX ULL |  | Fiber trunk cable assembly
UJVQVQZTS |  | Base Product | Ultra Low Loss (ULL) OM5 MPO APC (Non-Pinned) to MPO APC (Pinned), Fiber Trunk Cable Assembly, 32-Fiber, Dual Rated (OFNR/LSZH) | CommScope® | Propel ¦ SYSTIMAX ULL |  | Fiber trunk cable assembly
UGXRZRZ8N |  | Base Product | Ultra Low Loss (ULL) OM4 MPO16 APC (Pinned) to MPO16 APC (Pinned), Fiber Trunk Cable Assembly, 192-Fiber, Plenum | CommScope® | Propel ¦ SYSTIMAX ULL |  | Fiber trunk cable assembly
UJVRZUC8H |  | Base Product | Ultra Low Loss (ULL) OM5 MPO16 (Pinned) to Unconnectorized, Fiber Trunk Cable Assembly, 48-Fiber, Dual Rated (OFNR/LSZH) | CommScope® | Propel ¦ SYSTIMAX ULL |  | Fiber trunk cable assembly
U3GRXUC8U |  | Base Product | Ultra Low Loss (ULL) Singlemode G.657.A2 MPO16 (Pinned) to Unconnectorized, Fiber Trunk Cable Assembly, 64-Fiber, LSZH B2ca | CommScope® | Propel ¦ SYSTIMAX ULL |  | Fiber trunk cable assembly
UGVQZQZTK |  | Base Product | Ultra Low Loss (ULL) OM5 MPO8 APC (Pinned) to MPO8 APC (Pinned), Fiber Trunk Cable Assembly, 72-Fiber, Plenum | CommScope® | Propel ¦ SYSTIMAX ULL |  | Fiber trunk cable assembly
URVQZQZF8 |  | Base Product | Ultra Low Loss (ULL) OM5 MPO APC (Pinned) to MPO APC (Pinned), Fiber Trunk Cable Assembly, 8-Fiber, Dual Rated (OFNR/LSZH) | CommScope® | Propel ¦ SYSTIMAX ULL |  | Fiber array cable assembly
U3VQVQZT8 |  | Base Product | Ultra Low Loss (ULL) OM5 MPO8 APC (Non-Pinned) to MPO8 APC (Pinned), Fiber Trunk Cable Assembly, 8-Fiber, LSZH B2ca | CommScope® | Propel ¦ SYSTIMAX ULL |  | Fiber trunk cable assembly
UGXQVQZTK |  | Base Product | Ultra Low Loss (ULL) OM4 MPO8 APC (Non-Pinned) to MPO8 APC (Pinned), Fiber Trunk Cable Assembly, 72-Fiber, Plenum | CommScope® | Propel ¦ SYSTIMAX ULL |  | Fiber trunk cable assembly
UGGRXRX8L |  | Base Product | Ultra Low Loss (ULL) Singlemode G.657.A2 MPO16 (Pinned) to MPO16 (Pinned), Fiber Trunk Cable Assembly, 96-Fiber, Plenum | CommScope® | Propel ¦ SYSTIMAX ULL |  | Fiber trunk cable assembly
UGXRZRZ8Q |  | Base Product | Ultra Low Loss (ULL) OM4 MPO16 APC (Pinned) to MPO16 APC (Pinned), Fiber Trunk Cable Assembly, 128-Fiber, Plenum | CommScope® | Propel ¦ SYSTIMAX ULL |  | Fiber trunk cable assembly
U3XQZQZTK |  | Base Product | Ultra Low Loss (ULL) OM4 MPO8 APC (Pinned) to MPO8 APC (Pinned), Fiber Trunk Cable Assembly, 72-Fiber, LSZH B2ca | CommScope® | Propel ¦ SYSTIMAX ULL |  | Fiber trunk cable assembly
U3VQVQZTF |  | Base Product | Ultra Low Loss (ULL) OM5 MPO8 APC (Non-Pinned) to MPO8 APC (Pinned), Fiber Trunk Cable Assembly, 24-Fiber, LSZH B2ca | CommScope® | Propel ¦ SYSTIMAX ULL |  | Fiber trunk cable assembly
UQVQVLUF8 |  | Base Product | Ultra Low Loss (ULL) OM5 MPO APC (Non-Pinned) to LC/UPC Uniboot, Fiber Array Cable Assembly, 8-Fiber, Plenum | CommScope® | Propel ¦ SYSTIMAX ULL |  | Fiber array cable assembly
URVQZUCF8 |  | Base Product | Ultra Low Loss (ULL) OM5 MPO APC (Pinned) to Unconnectorized, Fiber Trunk Cable Assembly, 8-Fiber, Dual Rated (OFNR/LSZH) | CommScope® | Propel ¦ SYSTIMAX ULL |  | Fiber array cable assembly
UJVQVUCT8 |  | Base Product | Ultra Low Loss (ULL) OM5 MPO APC (Non-Pinned) to Unconnectorized, Fiber Trunk Cable Assembly, 8-Fiber, Dual Rated (OFNR/LSZH) | CommScope® | Propel ¦ SYSTIMAX ULL |  | Fiber trunk cable assembly
UJXQZQZTU |  | Base Product | Ultra Low Loss (ULL) OM4 MPO APC (Pinned) to MPO APC (Pinned), Fiber Trunk Cable Assembly, 64-Fiber, Dual Rated (OFNR/LSZH) | CommScope® | Propel ¦ SYSTIMAX ULL |  | Fiber trunk cable assembly
U3XQZQZTL |  | Base Product | Ultra Low Loss (ULL) OM4 MPO8 APC (Pinned) to MPO8 APC (Pinned), Fiber Trunk Cable Assembly, 96-Fiber, LSZH B2ca | CommScope® | Propel ¦ SYSTIMAX ULL |  | Fiber trunk cable assembly
U3VRZRZ8M |  | Base Product | Ultra Low Loss (ULL) OM5 MPO16 APC (Pinned) to MPO16 APC (Pinned), Fiber Trunk Cable Assembly, 144-Fiber, LSZH B2ca | CommScope® | Propel ¦ SYSTIMAX ULL |  | Fiber trunk cable assembly
UQVQVQVF8 |  | Base Product | Ultra Low Loss (ULL) OM5 MPO APC (Non-Pinned) to MPO APC (Non-Pinned), Fiber Trunk Cable Assembly, 8-Fiber, Plenum | CommScope® | Propel ¦ SYSTIMAX ULL |  | Fiber array cable assembly
UGVQZQZTM |  | Base Product | Ultra Low Loss (ULL) OM5 MPO8 APC (Pinned) to MPO8 APC (Pinned), Fiber Trunk Cable Assembly, 144-Fiber, Plenum | CommScope® | Propel ¦ SYSTIMAX ULL |  | Fiber trunk cable assembly
UJXQZUCT8 |  | Base Product | Ultra Low Loss (ULL) OM4 MPO APC (Pinned) to Unconnectorized, Fiber Trunk Cable Assembly, 8-Fiber, Dual Rated (OFNR/LSZH) | CommScope® | Propel ¦ SYSTIMAX ULL |  | Fiber trunk cable assembly
UGVQZQZTN |  | Base Product | Ultra Low Loss (ULL) OM5 MPO8 APC (Pinned) to MPO8 APC (Pinned), Fiber Trunk Cable Assembly, 192-Fiber, Plenum | CommScope® | Propel ¦ SYSTIMAX ULL |  | Fiber trunk cable assembly
UQVQVQZF8 |  | Base Product | Ultra Low Loss (ULL) OM5 MPO APC (Non-Pinned) to MPO APC (Pinned), Fiber Trunk Cable Assembly, 8-Fiber, Plenum | CommScope® | Propel ¦ SYSTIMAX ULL |  | Fiber array cable assembly
U3VQVQZTK |  | Base Product | Ultra Low Loss (ULL) OM5 MPO8 APC (Non-Pinned) to MPO8 APC (Pinned), Fiber Trunk Cable Assembly, 72-Fiber, LSZH B2ca | CommScope® | Propel ¦ SYSTIMAX ULL |  | Fiber trunk cable assembly
URVRVLU7R |  | Base Product | Ultra Low Loss (ULL) OM5 MPO16 APC (Non-Pinned) to LC Uniboot, Fiber Array Cable Assembly, 16-Fiber, Dual Rated (OFNR/LSZH) | CommScope® | Propel ¦ SYSTIMAX ULL |  | Fiber array cable assembly
U3XQZQZTM |  | Base Product | Ultra Low Loss (ULL) OM4 MPO8 APC (Pinned) to MPO8 APC (Pinned), Fiber Trunk Cable Assembly, 144-Fiber, Dual Rated (OFNR/LSZH) B2ca | CommScope® | Propel ¦ SYSTIMAX ULL |  | Fiber trunk cable assembly
UGVQZQZTR |  | Base Product | Ultra Low Loss (ULL) OM5 MPO8 APC (Pinned) to MPO8 APC (Pinned), Fiber Trunk Cable Assembly, 16-Fiber, Plenum | CommScope® | Propel ¦ SYSTIMAX ULL |  | Fiber trunk cable assembly
UGGRXRX8N |  | Base Product | Ultra Low Loss (ULL) Singlemode G.657.A2 MPO16 (Pinned) to MPO16 (Pinned), Fiber Trunk Cable Assembly, 192-Fiber, Plenum | CommScope® | Propel ¦ SYSTIMAX ULL |  | Fiber trunk cable assembly
UQVQVUCF8 |  | Base Product | Ultra Low Loss (ULL) OM5 MPO APC (Non-Pinned) to Unconnectorized, Fiber Trunk Cable Assembly, 8-Fiber, Plenum | CommScope® | Propel ¦ SYSTIMAX ULL |  | Fiber array cable assembly
U3VRZRZ8Q |  | Base Product | Ultra Low Loss (ULL) OM5 MPO16 APC (Pinned) to MPO16 APC (Pinned), Fiber Trunk Cable Assembly, 128-Fiber, LSZH B2ca | CommScope® | Propel ¦ SYSTIMAX ULL |  | Fiber trunk cable assembly
U3XQZQZTN |  | Base Product | Ultra Low Loss (ULL) OM4 MPO8 APC (Pinned) to MPO8 APC (Pinned), Fiber Trunk Cable Assembly, 192-Fiber, LSZH B2ca | CommScope® | Propel ¦ SYSTIMAX ULL |  | Fiber trunk cable assembly
UGXQVQZTN |  | Base Product | Ultra Low Loss (ULL) OM4 MPO8 APC (Non-Pinned) to MPO8 APC (Pinned), Fiber Trunk Cable Assembly, 192-Fiber, Plenum | CommScope® | Propel ¦ SYSTIMAX ULL |  | Fiber trunk cable assembly
URVRVRV7R |  | Base Product | Ultra Low Loss (ULL) OM5 MPO16 APC (Non-Pinned) to MPO16 APC (Non-Pinned), Fiber Array Cable Assembly, 16-Fiber, Dual Rated (OFNR/LSZH) | CommScope® | Propel ¦ SYSTIMAX ULL |  | Fiber array cable assembly
UJXQZUCTK |  | Base Product | Ultra Low Loss (ULL) OM4 MPO APC (Pinned) to Unconnectorized, Fiber Trunk Cable Assembly, 72-Fiber, Dual Rated (OFNR/LSZH) | CommScope® | Propel ¦ SYSTIMAX ULL |  | Fiber trunk cable assembly
UQVQZLUF8 |  | Base Product | Ultra Low Loss (ULL) OM5 MPO APC (Pinned) to LC/UPC Uniboot, Fiber Array Cable Assembly, 8-Fiber, Plenum | CommScope® | Propel ¦ SYSTIMAX ULL |  | Fiber array cable assembly
U3XQZQZTR |  | Base Product | Ultra Low Loss (ULL) OM4 MPO8 APC (Pinned) to MPO8 APC (Pinned), Fiber Trunk Cable Assembly, 16-Fiber, LSZH B2ca | CommScope® | Propel ¦ SYSTIMAX ULL |  | Fiber trunk cable assembly
UJXQZUCTL |  | Base Product | Ultra Low Loss (ULL) OM4 MPO APC (Pinned) to Unconnectorized, Fiber Trunk Cable Assembly, 96-Fiber, Dual Rated (OFNR/LSZH) | CommScope® | Propel ¦ SYSTIMAX ULL |  | Fiber trunk cable assembly
UGGRXRX8R |  | Base Product | Ultra Low Loss (ULL) Singlemode G.657.A2 MPO16 (Pinned) to MPO16 (Pinned), Fiber Trunk Cable Assembly, 16-Fiber, Plenum | CommScope® | Propel ¦ SYSTIMAX ULL |  | Fiber trunk cable assembly
U3VRZRZ8S |  | Base Product | Ultra Low Loss (ULL) OM5 MPO16 APC (Pinned) to MPO16 APC (Pinned), Fiber Trunk Cable Assembly, 32-Fiber, LSZH B2ca | CommScope® | Propel ¦ SYSTIMAX ULL |  | Fiber trunk cable assembly
UJXQZUCTM |  | Base Product | Ultra Low Loss (ULL) OM4 MPO APC (Pinned) to Unconnectorized, Fiber Trunk Cable Assembly, 144-Fiber, Dual Rated (OFNR/LSZH) | CommScope® | Propel ¦ SYSTIMAX ULL |  | Fiber trunk cable assembly
U3XQZQZTS |  | Base Product | Ultra Low Loss (ULL) OM4 MPO8 APC (Pinned) to MPO8 APC (Pinned), Fiber Trunk Cable Assembly, 32-Fiber, LSZH B2ca | CommScope® | Propel ¦ SYSTIMAX ULL |  | Fiber trunk cable assembly
UJVQVUCTL |  | Base Product | Ultra Low Loss (ULL) OM5 MPO APC (Non-Pinned) to Unconnectorized, Fiber Trunk Cable Assembly, 96-Fiber, Dual Rated (OFNR/LSZH) | CommScope® | Propel ¦ SYSTIMAX ULL |  | Fiber trunk cable assembly
UJXQVQZT8 |  | Base Product | Ultra Low Loss (ULL) OM4 MPO APC (Pinned) to MPO APC (unPinned), Fiber Trunk Cable Assembly, 8-Fiber, Dual Rated (OFNR/LSZH) | CommScope® | Propel ¦ SYSTIMAX ULL |  | Fiber trunk cable assembly
UGVQZUCTF |  | Base Product | Ultra Low Loss (ULL) OM5 MPO8 APC (Pinned) to Unconnectorized, Fiber Trunk Cable Assembly, 24-Fiber, Plenum | CommScope® | Propel ¦ SYSTIMAX ULL |  | Fiber trunk cable assembly
U3VRZUC8H |  | Base Product | Ultra Low Loss (ULL) OM5 MPO16 APC (Pinned) to Unconnectorized, Fiber Trunk Cable Assembly, 48-Fiber, LSZH B2ca | CommScope® | Propel ¦ SYSTIMAX ULL |  | Fiber trunk cable assembly
UQVQZUCF8 |  | Base Product | Ultra Low Loss (ULL) OM5 MPO APC (Pinned) to Unconnectorized, Fiber Trunk Cable Assembly, 8-Fiber, Plenum | CommScope® | Propel ¦ SYSTIMAX ULL |  | Fiber array cable assembly
U3VQVQZTR |  | Base Product | Ultra Low Loss (ULL) OM5 MPO8 APC (Non-Pinned) to MPO8 APC (Pinned), Fiber Trunk Cable Assembly, 16-Fiber, LSZH B2ca | CommScope® | Propel ¦ SYSTIMAX ULL |  | Fiber trunk cable assembly
U3XQZQZTU |  | Base Product | Ultra Low Loss (ULL) OM4 MPO8 APC (Pinned) to MPO8 APC (Pinned), Fiber Trunk Cable Assembly, 64-Fiber, LSZH B2ca | CommScope® | Propel ¦ SYSTIMAX ULL |  | Fiber trunk cable assembly
UGVQZUCTH |  | Base Product | Ultra Low Loss (ULL) OM5 MPO8 APC (Pinned) to Unconnectorized, Fiber Trunk Cable Assembly, 48-Fiber, Plenum | CommScope® | Propel ¦ SYSTIMAX ULL |  | Fiber trunk cable assembly
UGXQVUCTF |  | Base Product | Ultra Low Loss (ULL) OM4 MPO8 APC (Non-Pinned) to Unconnectorized, Fiber Trunk Cable Assembly, 24-Fiber, Plenum | CommScope® | Propel ¦ SYSTIMAX ULL |  | Fiber trunk cable assembly
UJXQZUCTS |  | Base Product | Ultra Low Loss (ULL) OM4 MPO APC (Pinned) to Unconnectorized, Fiber Trunk Cable Assembly, 32-Fiber, Dual Rated (OFNR/LSZH) | CommScope® | Propel ¦ SYSTIMAX ULL |  | Fiber trunk cable assembly
UGXQVUCTH |  | Base Product | Ultra Low Loss (ULL) OM4 MPO8 APC (Non-Pinned) to Unconnectorized, Fiber Trunk Cable Assembly, 48-Fiber, Plenum | CommScope® | Propel ¦ SYSTIMAX ULL |  | Fiber trunk cable assembly
UJVQVUCTN |  | Base Product | Ultra Low Loss (ULL) OM5 MPO APC (Non-Pinned) to Unconnectorized, Fiber Trunk Cable Assembly, 192-Fiber, Dual Rated (OFNR/LSZH) | CommScope® | Propel ¦ SYSTIMAX ULL |  | Fiber trunk cable assembly
UJXQZUCTU |  | Base Product | Ultra Low Loss (ULL) OM4 MPO APC (Pinned) to Unconnectorized, Fiber Trunk Cable Assembly, 64-Fiber, Dual Rated (OFNR/LSZH) | CommScope® | Propel ¦ SYSTIMAX ULL |  | Fiber trunk cable assembly
URXQVLUF8 |  | Base Product | Ultra Low Loss (ULL) OM4 MPO8 APC (Non-Pinned) to LC/UPC Uniboot, Fiber Array Cable Assembly, 8-Fiber, Dual Rated (OFNR/LSZH) | CommScope® | Propel ¦ SYSTIMAX ULL |  | Fiber array cable assembly
UJVQVUCTR |  | Base Product | Ultra Low Loss (ULL) OM5 MPO APC (Non-Pinned) to Unconnectorized, Fiber Trunk Cable Assembly, 16-Fiber, Dual Rated (OFNR/LSZH) | CommScope® | Propel ¦ SYSTIMAX ULL |  | Fiber trunk cable assembly
UJXQVQZTL |  | Base Product | Ultra Low Loss (ULL) OM4 MPO APC (Pinned) to MPO APC (unPinned), Fiber Trunk Cable Assembly, 96-Fiber, Dual Rated (OFNR/LSZH) | CommScope® | Propel ¦ SYSTIMAX ULL |  | Fiber trunk cable assembly
UGXQVUCTL |  | Base Product | Ultra Low Loss (ULL) OM4 MPO8 APC (Non-Pinned) to Unconnectorized, Fiber Trunk Cable Assembly, 96-Fiber, Plenum | CommScope® | Propel ¦ SYSTIMAX ULL |  | Fiber trunk cable assembly
U3VRZUC8N |  | Base Product | Ultra Low Loss (ULL) OM5 MPO16 APC (Pinned) to Unconnectorized, Fiber Trunk Cable Assembly, 192-Fiber, LSZH B2ca | CommScope® | Propel ¦ SYSTIMAX ULL |  | Fiber trunk cable assembly
UJXRZRZ8H |  | Base Product | Ultra Low Loss (ULL) OM4 MPO16 APC (Pinned) to MPO16 APC (Pinned), Fiber Trunk Cable Assembly, 48-Fiber, Dual Rated (OFNR/LSZH) | CommScope® | Propel ¦ SYSTIMAX ULL |  | Fiber trunk cable assembly
UJVQVUCTS |  | Base Product | Ultra Low Loss (ULL) OM5 MPO APC (Non-Pinned) to Unconnectorized, Fiber Trunk Cable Assembly, 32-Fiber, Dual Rated (OFNR/LSZH) | CommScope® | Propel ¦ SYSTIMAX ULL |  | Fiber trunk cable assembly
URXQVQVF8 |  | Base Product | Ultra Low Loss (ULL) OM4 MPO8 APC (Non-Pinned) to MPO8 APC (Non-Pinned), Fiber Trunk Cable Assembly, 8-Fiber, Dual Rated (OFNR/LSZH) | CommScope® | Propel ¦ SYSTIMAX ULL |  | Fiber array cable assembly
U3XQZUCTH |  | Base Product | Ultra Low Loss (ULL) OM4 MPO8 APC (Pinned) to Unconnectorized, Fiber Trunk Cable Assembly, 48-Fiber, LSZH B2ca | CommScope® | Propel ¦ SYSTIMAX ULL |  | Fiber trunk cable assembly
UJXRZRZ8L |  | Base Product | Ultra Low Loss (ULL) OM4 MPO16 APC (Pinned) to MPO16 APC (Pinned), Fiber Trunk Cable Assembly, 96-Fiber, Dual Rated (OFNR/LSZH) | CommScope® | Propel ¦ SYSTIMAX ULL |  | Fiber trunk cable assembly
URXQVQZF8 |  | Base Product | Ultra Low Loss (ULL) OM4 MPO8 APC (Non-Pinned) to MPO8 APC (Pinned), Fiber Trunk Cable Assembly, 8-Fiber, Dual Rated (OFNR/LSZH) | CommScope® | Propel ¦ SYSTIMAX ULL |  | Fiber array cable assembly
UGVQZUCTR |  | Base Product | Ultra Low Loss (ULL) OM5 MPO8 APC (Pinned) to Unconnectorized, Fiber Trunk Cable Assembly, 16-Fiber, Plenum | CommScope® | Propel ¦ SYSTIMAX ULL |  | Fiber trunk cable assembly
U3VQVUCTK |  | Base Product | Ultra Low Loss (ULL) OM5 MPO8 APC (Non-Pinned) to Unconnectorized, Fiber Trunk Cable Assembly, 72-Fiber, LSZH B2ca | CommScope® | Propel ¦ SYSTIMAX ULL |  | Fiber trunk cable assembly
UJVQZQZT8 |  | Base Product | Ultra Low Loss (ULL) OM5 MPO APC (Pinned) to MPO APC (Pinned), Fiber Trunk Cable Assembly, 8-Fiber, Dual Rated (OFNR/LSZH) | CommScope® | Propel ¦ SYSTIMAX ULL |  | Fiber trunk cable assembly
URXQVUCF8 |  | Base Product | Ultra Low Loss (ULL) OM4 MPO8 APC (Non-Pinned) to Unconnectorized, Fiber Trunk Cable Assembly, 8-Fiber, Dual Rated (OFNR/LSZH) | CommScope® | Propel ¦ SYSTIMAX ULL |  | Fiber array cable assembly
U3VQVUCTL |  | Base Product | Ultra Low Loss (ULL) OM5 MPO8 APC (Non-Pinned) to Unconnectorized, Fiber Trunk Cable Assembly, 96-Fiber, LSZH B2ca | CommScope® | Propel ¦ SYSTIMAX ULL |  | Fiber trunk cable assembly
U3VQVUCTM |  | Base Product | Ultra Low Loss (ULL) OM5 MPO8 APC (Non-Pinned) to Unconnectorized, Fiber Trunk Cable Assembly, 144-Fiber, LSZH B2ca | CommScope® | Propel ¦ SYSTIMAX ULL |  | Fiber trunk cable assembly
UJXQVQZTR |  | Base Product | Ultra Low Loss (ULL) OM4 MPO APC (Pinned) to MPO APC (unPinned), Fiber Trunk Cable Assembly, 16-Fiber, Dual Rated (OFNR/LSZH) | CommScope® | Propel ¦ SYSTIMAX ULL |  | Fiber trunk cable assembly
UGXQVUCTU |  | Base Product | Ultra Low Loss (ULL) OM4 MPO8 APC (Non-Pinned) to Unconnectorized, Fiber Trunk Cable Assembly, 64-Fiber, Plenum | CommScope® | Propel ¦ SYSTIMAX ULL |  | Fiber trunk cable assembly
UJVQZQZTF |  | Base Product | Ultra Low Loss (ULL) OM5 MPO APC (Pinned) to MPO APC (Pinned), Fiber Trunk Cable Assembly, 24-Fiber, Dual Rated (OFNR/LSZH) | CommScope® | Propel ¦ SYSTIMAX ULL |  | Fiber trunk cable assembly
UJXRZRZ8M |  | Base Product | Ultra Low Loss (ULL) OM4 MPO16 APC (Pinned) to MPO16 APC (Pinned), Fiber Trunk Cable Assembly, 144-Fiber, Dual Rated (OFNR/LSZH) | CommScope® | Propel ¦ SYSTIMAX ULL |  | Fiber trunk cable assembly
U3VRZUC8U |  | Base Product | Ultra Low Loss (ULL) OM5 MPO16 APC (Pinned) to Unconnectorized, Fiber Trunk Cable Assembly, 64-Fiber, LSZH B2ca | CommScope® | Propel ¦ SYSTIMAX ULL |  | Fiber trunk cable assembly
U3XQZUCTL |  | Base Product | Ultra Low Loss (ULL) OM4 MPO8 APC (Pinned) to Unconnectorized, Fiber Trunk Cable Assembly, 96-Fiber, LSZH B2ca | CommScope® | Propel ¦ SYSTIMAX ULL |  | Fiber trunk cable assembly
UGXRZUC8Q |  | Base Product | Ultra Low Loss (ULL) OM4 MPO16 APC (Pinned) to Unconnectorized, Fiber Trunk Cable Assembly, 128-Fiber, Plenum | CommScope® | Propel ¦ SYSTIMAX ULL |  | Fiber trunk cable assembly
UGVQZUCTS |  | Base Product | Ultra Low Loss (ULL) OM5 MPO8 APC (Pinned) to Unconnectorized, Fiber Trunk Cable Assembly, 32-Fiber, Plenum | CommScope® | Propel ¦ SYSTIMAX ULL |  | Fiber trunk cable assembly
UQVRZUC7R |  | Base Product | Ultra Low Loss (ULL) OM5 MPO16 APC (Pinned) to Unconnectorized, Fiber Array Cable Assembly, 16-Fiber, Plenum | CommScope® | Propel ¦ SYSTIMAX ULL |  | Fiber array cable assembly
UJXQVQZTS |  | Base Product | Ultra Low Loss (ULL) OM4 MPO APC (Pinned) to MPO APC (unPinned), Fiber Trunk Cable Assembly, 32-Fiber, Dual Rated (OFNR/LSZH) | CommScope® | Propel ¦ SYSTIMAX ULL |  | Fiber trunk cable assembly
U3VQVUCTN |  | Base Product | Ultra Low Loss (ULL) OM5 MPO8 APC (Non-Pinned) to Unconnectorized, Fiber Trunk Cable Assembly, 192-Fiber, LSZH B2ca | CommScope® | Propel ¦ SYSTIMAX ULL |  | Fiber trunk cable assembly
UJXRZRZ8N |  | Base Product | Ultra Low Loss (ULL) OM4 MPO16 APC (Pinned) to MPO16 APC (Pinned), Fiber Trunk Cable Assembly, 192-Fiber, Dual Rated (OFNR/LSZH) | CommScope® | Propel ¦ SYSTIMAX ULL |  | Fiber trunk cable assembly
U3XQZUCTM |  | Base Product | Ultra Low Loss (ULL) OM4 MPO8 APC (Pinned) to Unconnectorized, Fiber Trunk Cable Assembly, 144-Fiber, LSZH B2ca | CommScope® | Propel ¦ SYSTIMAX ULL |  | Fiber trunk cable assembly
U3XQVQZT8 |  | Base Product | Ultra Low Loss (ULL) OM4 MPO8 APC (Non-Pinned) to MPO8 APC (Pinned), Fiber Trunk Cable Assembly, 8-Fiber, LSZH B2ca | CommScope® | Propel ¦ SYSTIMAX ULL |  | Fiber trunk cable assembly
UGVQZUCTU |  | Base Product | Ultra Low Loss (ULL) OM5 MPO8 APC (Pinned) to Unconnectorized, Fiber Trunk Cable Assembly, 64-Fiber, Plenum | CommScope® | Propel ¦ SYSTIMAX ULL |  | Fiber trunk cable assembly
U3VQVUCTR |  | Base Product | Ultra Low Loss (ULL) OM5 MPO8 APC (Non-Pinned) to Unconnectorized, Fiber Trunk Cable Assembly, 16-Fiber, LSZH B2ca | CommScope® | Propel ¦ SYSTIMAX ULL |  | Fiber trunk cable assembly
UGXQZQZTF |  | Base Product | Ultra Low Loss (ULL) OM4 MPO8 APC (Pinned) to MPO8 APC (Pinned), Fiber Trunk Cable Assembly, 24-Fiber, Plenum | CommScope® | Propel ¦ SYSTIMAX ULL |  | Fiber trunk cable assembly
U3XQVQZTF |  | Base Product | Ultra Low Loss (ULL) OM4 MPO8 APC (Non-Pinned) to MPO8 APC (Pinned), Fiber Trunk Cable Assembly, 24-Fiber, LSZH B2ca | CommScope® | Propel ¦ SYSTIMAX ULL |  | Fiber trunk cable assembly
UJXRZRZ8Q |  | Base Product | Ultra Low Loss (ULL) OM4 MPO16 APC (Pinned) to MPO16 APC (Pinned), Fiber Trunk Cable Assembly, 128-Fiber, Dual Rated (OFNR/LSZH) | CommScope® | Propel ¦ SYSTIMAX ULL |  | Fiber trunk cable assembly
UGVRZRZ8H |  | Base Product | Ultra Low Loss (ULL) OM5 MPO16 APC (Pinned) to MPO16 APC (Pinned), Fiber Trunk Cable Assembly, 48-Fiber, Plenum | CommScope® | Propel ¦ SYSTIMAX ULL |  | Fiber trunk cable assembly
UJVQZQZTK |  | Base Product | Ultra Low Loss (ULL) OM5 MPO APC (Pinned) to MPO APC (Pinned), Fiber Trunk Cable Assembly, 72-Fiber, Dual Rated (OFNR/LSZH) | CommScope® | Propel ¦ SYSTIMAX ULL |  | Fiber trunk cable assembly
U3XQZUCTN |  | Base Product | Ultra Low Loss (ULL) OM4 MPO8 APC (Pinned) to Unconnectorized, Fiber Trunk Cable Assembly, 192-Fiber, LSZH B2ca | CommScope® | Propel ¦ SYSTIMAX ULL |  | Fiber trunk cable assembly
UGGRXUC8Q |  | Base Product | Ultra Low Loss (ULL) Singlemode G.657.A2 MPO16 (Pinned) to Unconnectorized, Fiber Trunk Cable Assembly, 128-Fiber, Plenum | CommScope® | Propel ¦ SYSTIMAX ULL |  | Fiber trunk cable assembly
U3VQVUCTS |  | Base Product | Ultra Low Loss (ULL) OM5 MPO8 APC (Non-Pinned) to Unconnectorized, Fiber Trunk Cable Assembly, 32-Fiber, LSZH B2ca | CommScope® | Propel ¦ SYSTIMAX ULL |  | Fiber trunk cable assembly
UGXRZUC8S |  | Base Product | Ultra Low Loss (ULL) OM4 MPO16 APC (Pinned) to Unconnectorized, Fiber Trunk Cable Assembly, 32-Fiber, Plenum | CommScope® | Propel ¦ SYSTIMAX ULL |  | Fiber trunk cable assembly
UQXQVQVF8 |  | Base Product | Ultra Low Loss (ULL) OM4 MPO8 APC (Non-Pinned) to MPO8 APC (Non-Pinned), Patch Cord Assembly, 8-Fiber, Plenum | CommScope® | Propel ¦ SYSTIMAX ULL |  | Fiber array cable assembly
UGXQZQZTH |  | Base Product | Ultra Low Loss (ULL) OM4 MPO8 APC (Pinned) to MPO8 APC (Pinned), Fiber Trunk Cable Assembly, 48-Fiber, Plenum | CommScope® | Propel ¦ SYSTIMAX ULL |  | Fiber trunk cable assembly
U3XQZUCTR |  | Base Product | Ultra Low Loss (ULL) OM4 MPO8 APC (Pinned) to Unconnectorized, Fiber Trunk Cable Assembly, 16-Fiber, LSZH B2ca | CommScope® | Propel ¦ SYSTIMAX ULL |  | Fiber trunk cable assembly
UJXQVUCTF |  | Base Product | Ultra Low Loss (ULL) OM4 MPO APC (Non-Pinned) to Unconnectorized, Fiber Trunk Cable Assembly, 24-Fiber, Dual Rated (OFNR/LSZH) | CommScope® | Propel ¦ SYSTIMAX ULL |  | Fiber trunk cable assembly
UGVRZRZ8M |  | Base Product | Ultra Low Loss (ULL) OM5 MPO16 APC (Pinned) to MPO16 APC (Pinned), Fiber Trunk Cable Assembly, 144-Fiber, Plenum | CommScope® | Propel ¦ SYSTIMAX ULL |  | Fiber trunk cable assembly
URXRVRV7R |  | Base Product | Ultra Low Loss (ULL) OM4 MPO16 APC (Non-Pinned) to MPO16 APC (Non-Pinned), Fiber Array Cable Assembly, 16-Fiber, Dual Rated (OFNR/LSZH) | CommScope® | Propel ¦ SYSTIMAX ULL |  | Fiber array cable assembly
UJXRZRZ8S |  | Base Product | Ultra Low Loss (ULL) OM4 MPO16 APC (Pinned) to MPO16 APC (Pinned), Fiber Trunk Cable Assembly, 32-Fiber, Dual Rated (OFNR/LSZH) | CommScope® | Propel ¦ SYSTIMAX ULL |  | Fiber trunk cable assembly
UJVQZQZTM |  | Base Product | Ultra Low Loss (ULL) OM5 MPO APC (Pinned) to MPO APC (Pinned), Fiber Trunk Cable Assembly, 144-Fiber, Dual Rated (OFNR/LSZH) | CommScope® | Propel ¦ SYSTIMAX ULL |  | Fiber trunk cable assembly
URXRZRZ7R |  | Base Product | Ultra Low Loss (ULL) OM4 MPO16 APC (Pinned) to MPO16 APC (Pinned), Fiber Array Cable Assembly, 16-Fiber, Dual Rated (OFNR/LSZH) | CommScope® | Propel ¦ SYSTIMAX ULL |  | Fiber array cable assembly
UGGRXUC8R |  | Base Product | Ultra Low Loss (ULL) Singlemode G.657.A2 MPO16 (Pinned) to Unconnectorized, Fiber Trunk Cable Assembly, 16-Fiber, Plenum | CommScope® | Propel ¦ SYSTIMAX ULL |  | Fiber trunk cable assembly
UGVRZRZ8N |  | Base Product | Ultra Low Loss (ULL) OM5 MPO16 APC (Pinned) to MPO16 APC (Pinned), Fiber Trunk Cable Assembly, 192-Fiber, Plenum | CommScope® | Propel ¦ SYSTIMAX ULL |  | Fiber trunk cable assembly
UGXRZUC8U |  | Base Product | Ultra Low Loss (ULL) OM4 MPO16 APC (Pinned) to Unconnectorized, Fiber Trunk Cable Assembly, 64-Fiber, Plenum | CommScope® | Propel ¦ SYSTIMAX ULL |  | Fiber trunk cable assembly
U3XQZUCTS |  | Base Product | Ultra Low Loss (ULL) OM4 MPO8 APC (Pinned) to Unconnectorized, Fiber Trunk Cable Assembly, 32-Fiber, LSZH B2ca | CommScope® | Propel ¦ SYSTIMAX ULL |  | Fiber trunk cable assembly
UQXQVQZF8 |  | Base Product | Ultra Low Loss (ULL) OM4 MPO8 APC (Non-Pinned) to MPO8 APC (Pinned), Fiber Trunk Cable Assembly, 8-Fiber, Plenum | CommScope® | Propel ¦ SYSTIMAX ULL |  | Fiber array cable assembly
URXRVRZ7R |  | Base Product | Ultra Low Loss (ULL) OM4 MPO16 APC (Non-Pinned) to MPO16 APC (Pinned), Fiber Array Cable Assembly, 16-Fiber, Dual Rated (OFNR/LSZH) | CommScope® | Propel ¦ SYSTIMAX ULL |  | Fiber array cable assembly
UJXRZRZ8U |  | Base Product | Ultra Low Loss (ULL) OM4 MPO16 APC (Pinned) to MPO16 APC (Pinned), Fiber Trunk Cable Assembly, 64-Fiber, Dual Rated (OFNR/LSZH) | CommScope® | Propel ¦ SYSTIMAX ULL |  | Fiber trunk cable assembly
U3XQZUCTU |  | Base Product | Ultra Low Loss (ULL) OM4 MPO8 APC (Pinned) to Unconnectorized, Fiber Trunk Cable Assembly, 64-Fiber, LSZH B2ca | CommScope® | Propel ¦ SYSTIMAX ULL |  | Fiber trunk cable assembly
UGXQZQZTL |  | Base Product | Ultra Low Loss (ULL) OM4 MPO8 APC (Pinned) to MPO8 APC (Pinned), Fiber Trunk Cable Assembly, 96-Fiber, Plenum | CommScope® | Propel ¦ SYSTIMAX ULL |  | Fiber trunk cable assembly
UJVQZQZTR |  | Base Product | Ultra Low Loss (ULL) OM5 MPO APC (Pinned) to MPO APC (Pinned), Fiber Trunk Cable Assembly, 16-Fiber, Dual Rated (OFNR/LSZH) | CommScope® | Propel ¦ SYSTIMAX ULL |  | Fiber trunk cable assembly
UJXRZUC8H |  | Base Product | Ultra Low Loss (ULL) OM4 MPO16 APC (Pinned) to Unconnectorized, Fiber Trunk Cable Assembly, 48-Fiber, Dual Rated (OFNR/LSZH) | CommScope® | Propel ¦ SYSTIMAX ULL |  | Fiber trunk cable assembly
UQXQVUCF8 |  | Base Product | Ultra Low Loss (ULL) OM4 MPO8 APC (Non-Pinned) to Unconnectorized, Fiber Trunk Cable Assembly, 8-Fiber, Plenum | CommScope® | Propel ¦ SYSTIMAX ULL |  | Fiber array cable assembly
UJGRXRX8M |  | Base Product | Ultra Low Loss (ULL) Singlemode G.657.A2 MPO16 (Pinned) to MPO16 (Pinned), Fiber Trunk Cable Assembly, 144-Fiber, Dual Rated (OFNR/LSZH) | CommScope® | Propel ¦ SYSTIMAX ULL |  | Fiber trunk cable assembly
UGXQZQZTM |  | Base Product | Ultra Low Loss (ULL) OM4 MPO8 APC (Pinned) to MPO8 APC (Pinned), Fiber Trunk Cable Assembly, 144-Fiber, Plenum | CommScope® | Propel ¦ SYSTIMAX ULL |  | Fiber trunk cable assembly
UJVQZQZTS |  | Base Product | Ultra Low Loss (ULL) OM5 MPO APC (Pinned) to MPO APC (Pinned), Fiber Trunk Cable Assembly, 32-Fiber, Dual Rated (OFNR/LSZH) | CommScope® | Propel ¦ SYSTIMAX ULL |  | Fiber trunk cable assembly
UJGRXRX8Q |  | Base Product | Ultra Low Loss (ULL) Singlemode G.657.A2 MPO16 (Pinned) to MPO16 (Pinned), Fiber Trunk Cable Assembly, 128-Fiber, Dual Rated (OFNR/LSZH) | CommScope® | Propel ¦ SYSTIMAX ULL |  | Fiber trunk cable assembly
UJGRXRX8R |  | Base Product | Ultra Low Loss (ULL) Singlemode G.657.A2 MPO16 (Pinned) to MPO16 (Pinned), Fiber Trunk Cable Assembly, 16-Fiber, Dual Rated (OFNR/LSZH) | CommScope® | Propel ¦ SYSTIMAX ULL |  | Fiber trunk cable assembly
UQXQZUCF8 |  | Base Product | Ultra Low Loss (ULL) OM4 MPO8 APC (Pinned) to Unconnectorized, Fiber Trunk Cable Assembly, 8-Fiber, Plenum | CommScope® | Propel ¦ SYSTIMAX ULL |  | Fiber array cable assembly
UQXRVRV7R |  | Base Product | Ultra Low Loss (ULL) OM4 MPO16 APC (Non-Pinned) to MPO16 APC (Non-Pinned), Fiber Array Cable Assembly, 16-Fiber, Plenum | CommScope® | Propel ¦ SYSTIMAX ULL |  | Fiber array cable assembly
UDGLCLA21 |  | Base Product | Ultra Low Loss Singlemode, LC/UPC to LC/APC, Fiber Patch Cord, 1.6 mm Simplex, Plenum | CommScope® | SYSTIMAX ULL | UDG | Fiber patch cord ¦ simplex
FNXMPLCAL |  | Base Product | OM4 MPO (Unpinned) to LC/UPC, InstaPATCH® 360 Ruggedized Fanout Cable, 96-Fiber, Low Smoke Zero Halogen | CommScope® | SYSTIMAX InstaPATCH® 360 |  | Ruggedized fanout
URV2DMXAH |  | Base Product | Ultra Low Loss (ULL) OM5, 3X4, MPO24 (Non-Pinned - QSFP-DD) to MPO12 (Pinned), 48-Fiber, Conversion Array ,LSZH | CommScope® | Propel ¦ SYSTIMAX ULL |  | Fiber conversion array cable assembly
UQG2DMPAH |  | Base Product | Ultra Low Loss (ULL) Singlemode G.657.A2, 3X4, MPO24 (Non-Pinned - QSFP-DD) to MPO12 (Non-Pinned), 48-Fiber, Conversion Array,Plenum | CommScope® | Propel ¦ SYSTIMAX ULL |  | Fiber conversion array cable assembly
UQX2XRVBH |  | Base Product | Ultra Low Loss (ULL) OM4, 2X3, MPO24 (Pinned) to MPO16 Multimode APC (Non-Pinned), 48-Fiber, Conversion Array, Plenum | CommScope® | Propel ¦ SYSTIMAX ULL |  | Fiber conversion array cable assembly
UQX2DQP7R |  | Base Product | Ultra Low Loss (ULL) OM4, 1X2, MPO24 (Non-Pinned - QSFP-DD) to MPO8 (Non-Pinned), 16-Fiber, Conversion Array, LSZH | CommScope® | Propel ¦ SYSTIMAX ULL |  | Fiber conversion array cable assembly
URX2X2DBH |  | Base Product | Ultra Low Loss (ULL) OM4, 2X3, MPO24 (Pinned) to MPO24 (Non-Pinned-QSFP-DD), 48-Fiber, Conversion Array, LSZH | CommScope® | Propel ¦ SYSTIMAX ULL |  | Fiber conversion array cable assembly
UQG2XRPBH |  | Base Product | Ultra Low Loss (ULL) Singlemode G.657.A2, 2X3, MPO24 (Non-Pinned) to MPO16 (Non-Pinned), 48-Fiber, Conversion Array, Plenum | CommScope® | Propel ¦ SYSTIMAX ULL |  | Fiber conversion array cable assembly
UQXRZQP7R |  | Base Product | Ultra Low Loss (ULL) OM4, 1X2, MPO16 Multimode APC (Pinned) to MPO8 Multimode APC (Non-Pinned), 16-Fiber, Conversion Array, LSZH | CommScope® | Propel ¦ SYSTIMAX ULL |  | Fiber conversion array cable assembly
URVRZQV7R |  | Base Product | Ultra Low Loss (ULL) OM5, 1X2, MPO16 Multimode APC (Pinned) to MPO8 Multimode APC (Non-Pinned), 16-Fiber, Conversion Array, LSZH | CommScope® | Propel ¦ SYSTIMAX ULL |  | Fiber conversion array cable assembly
URG2PRPBH |  | Base Product | Ultra Low Loss (ULL) Singlemode G.657.A2, 2X3, MPO24 (Non-Pinned) to MPO16 (Non-Pinned), 48-Fiber, Conversion Array, LSZH | CommScope® | Propel ¦ SYSTIMAX ULL |  | Fiber conversion array cable assembly
UQV2EQP7R |  | Base Product | Ultra Low Loss (ULL) OM5, 1X2, MPO24 (Non-Pinned - QSFP) to MPO8 (Non-Pinned), 16-Fiber, Conversion Array, Plenum | CommScope® | Propel ¦ SYSTIMAX ULL |  | Fiber conversion array cable assembly
CPC3412 |  | Base Product | GigaSPEED XL® GS8E Single End Stranded Cordage Modular Patch Cord | SYSTIMAX® | GigaSPEED XL® | CPC | Twisted pair patch cord
CPC3472 |  | Base Product | GigaSPEED XL® GS8E Single End Solid Plenum Cable Modular Patch Cord | SYSTIMAX® | GigaSPEED XL® | CPC ¦ UTG | Twisted pair patch cord
CPC3482 |  | Base Product | GigaSPEED XL® GS8E Single End Solid Cable Modular Patch Cord | SYSTIMAX® | GigaSPEED XL® | CPC ¦ UTG | Twisted pair patch cord
CPC5652 |  | Base Product | VisiPatch® to PowerSUM D8PS 2 Pair Hybrid Patch Cord | SYSTIMAX® | PowerSUM ¦ VisiPatch® | CPC | Twisted pair patch cord
CPC6642 |  | Base Product | PowerSUM Cat 5e U/UTP RJ45 Patch Cord, Non-Plenum | SYSTIMAX® | PowerSUM | CPC | Twisted pair patch cord
CPC6643 |  | Base Product | PowerSUM D8PS 10/100BASE-T 2X3 and 1X4 Crossover Modular Patch Cord | SYSTIMAX® | PowerSUM | CPC | Twisted pair patch cord
CPC8812 |  | Base Product | GigaSPEED® 110GS to 110GS 4 Pair Patch Cord | SYSTIMAX® | GigaSPEED® | CPC | Twisted pair patch cord |  | Discontinued
CPCC312 |  | Base Product | GigaSPEED XL® GS8E Ruggedized Plug, Coiled Strain Relief to GS8E, Modular Patch Cord | SYSTIMAX® | GigaSPEED XL® | CPC | Twisted pair patch cord
CPCCC12 |  | Base Product | GigaSPEED XL® GS8E Ruggedized Plug, Coiled Strain Relief, Modular Patch Cord | SYSTIMAX® | GigaSPEED XL® | CPC | Twisted pair patch cord
CPCD312 |  | Base Product | GigaSPEED XL® GS8E Ruggedized Plug, Domed Strain Relief to GS8E, Modular Patch Cord | SYSTIMAX® | GigaSPEED XL® | CPC | Twisted pair patch cord
CPCF392 |  | Base Product | GigaSPEED XL® VisiPatch® 360 to Gs8E 4-pair Low Smoke Zero Halogen Hybrid Patch Cord | SYSTIMAX® | GigaSPEED XL® ¦ VisiPatch 360® | CPC | Twisted pair patch cord
CPCF662 |  | Base Product | VisiPatch® 360 to D8PS 1-pair Patch Cord | SYSTIMAX® | VisiPatch 360® ¦ VisiPatch® | CPC | Twisted pair patch cord
CPCFF12 |  | Base Product | GigaSPEED XL® VisiPatch® 360 to VisiPatch® 360 GigaSPEED XL® 4 Pair Patch Cord | SYSTIMAX® | GigaSPEED XL® ¦ VisiPatch 360® | CPC | Twisted pair patch cord
CPCFF1D |  | Base Product | GigaSPEED XL® VisiPatch® 360 to VisiPatch® 360 GigaSPEED XL® 4 Pair Patch Cord Crossover | SYSTIMAX® | GigaSPEED XL® ¦ VisiPatch 360® | CPC | Twisted pair patch cord
CPCFFP2 |  | Base Product | GigaSPEED Xpress® VisiPatch® 360 to VisiPatch® 360 GigaSPEED Xpress® 4 Pair Patch Cord | SYSTIMAX® | GigaSPEED Xpress® ¦ VisiPatch 360® | CPC | Twisted pair patch cord |  | Discontinued
CPCFFR2 |  | Base Product | GigaSPEED Xpress® VisiPatch® 360 to VisiPatch® 360 GigaSPEED Xpress® 4 Pair Low Smoke Zero Halogen Patch Cord | SYSTIMAX® | GigaSPEED Xpress® ¦ VisiPatch 360® | CPC | Twisted pair patch cord |  | Discontinued
CPCFSZ2 |  | Base Product | GigaSPEED X10D® VisiPatch® 360 to 360GS10E 4-pair Low Smoke Zero Halogen Solid Hybrid Patch Cord T | SYSTIMAX® | GigaSPEED X10D® ¦ VisiPatch 360® | CPC | Twisted pair patch cord
CPCZZK1 |  | Base Product | Patch cord, Cat6A, F/UTP, CMP, shielded Secure RJ-to-shielded Secure RJ plugs on both ends with 2 secure port blockers | SYSTIMAX® | GigaSPEED X10D® | CPC | Twisted pair patch cord
CPCS4X2 |  | Base Product | GigaSPEED X10D® Cat 6A 360GS10E Single End Solid Cordage Modular Patch Cord | SYSTIMAX® | GigaSPEED X10D® | CON ¦ CPC ¦ UTG | Twisted pair patch cord
CPCSSM2 |  | Base Product | GigaSPEED X10D® 360GS10E 23-AWG Patch Cable | SYSTIMAX® | GigaSPEED X10D® | CPC | Twisted pair patch cord
CPCSSO2 |  | Base Product | GigaSPEED X10D® 360GS10E 23-AWG Plenum Patch Cable | SYSTIMAX® | GigaSPEED X10D® | CPC | Twisted pair patch cord
CPCSSY2 |  | Base Product | GigaSPEED X10D® Cat 6A 360GS10E Solid Plenum Cordage Modular Patch Cord | SYSTIMAX® | GigaSPEED X10D® | CON ¦ CPC ¦ UTG | Twisted pair patch cord
CPCSSY5 |  | Base Product | GigaSPEED X10D® 360GS10E 1/10GBASE-T MDI-X Crossover Solid Plenum Cordage Modular Patch Cord | SYSTIMAX® | GigaSPEED X10D® | CPC | Twisted pair patch cord
CPCSSZ3 |  | Base Product | GigaSPEED X10D® 360GS10E 10/100BASE-T 2X3 & 1X4 Crossover Solid Low Smoke Zero Halogen Cordage Modular Patch Cord | SYSTIMAX® | GigaSPEED X10D® | CPC | Twisted pair patch cord
CPCSSZ5 |  | Base Product | GigaSPEED X10D® 360GS10E 1/10GBASE-T MDI-X Crossover Solid Low Smoke Zero Halogen Cordage Modular Patch Cord | SYSTIMAX® | GigaSPEED X10D® | CPC | Twisted pair patch cord
CPCTSX2 |  | Base Product | GigaSPEED X10D® 360GS10E Ruggedized Plug, Domed Strain Relief to 360GS10E, Modular Patch Cord | SYSTIMAX® | GigaSPEED X10D® | CPC | Twisted pair patch cord
CPCTTX2 |  | Base Product | GigaSPEED X10D® 360GS10E Ruggedized Plug, Domed Strain Relief, Modular Patch Cord | SYSTIMAX® | GigaSPEED X10D® | CPC | Twisted pair patch cord
CPCUUM2 |  | Base Product | GigaSPEED X10D® MGS600 to MGS600 on 1091B Cable Pre-terminated Cord | SYSTIMAX® | GigaSPEED X10D® | CPC | Twisted pair patch cord
CPCUUO2 |  | Base Product | GigaSPEED X10D® MGS600 to MGS600 on 2091B Plenum Cable Pre-terminated Cord | SYSTIMAX® | GigaSPEED X10D® | CPC | Twisted pair patch cord
CPCUUW2 |  | Base Product | GigaSPEED X10D® MGS600 to MGS600 on 3091B Low Smoke Zero Halogen Cable Pre-terminated Cord | SYSTIMAX® | GigaSPEED X10D® | CPC | Twisted pair patch cord
CPCWTX2 |  | Base Product | GigaSPEED X10D® 360GS10E Ruggedized Plug, Coiled Domed Relief, Modular Patch Cord | SYSTIMAX® | GigaSPEED X10D® | CPC | Twisted pair patch cord
CPCXXJ2 |  | Base Product | GigaSPEED X10D® G10FP Ruggedized Plug, Coiled Strain Relief, Modular Patch Cord | SYSTIMAX® | GigaSPEED X10D® | CPC | Twisted pair patch cord
CPCYGJ2 |  | Base Product | GigaSPEED X10D® G10FP Ruggedized Plug, Domed Strain Relief to G10FP, Modular Patch Cord | SYSTIMAX® | GigaSPEED X10D® | CPC | Twisted pair patch cord
UDGSNSNK2 |  | Base Product | Ultra Low Loss (ULL) Singlemode, SN/UPC to SN/UPC, 2-Fiber, Patch Cord, Plenum | CommScope® | SYSTIMAX ULL | UDG | Fiber patch cord ¦ duplex
NPP06SZDB |  | Base Product | NPP RJ45 Patch Cord, category 6, Shielded, LSZH, Eco-packaging | NETCONNECT® |  | NPC | Twisted pair patch cord
CAP11K2 |  | Base Product | GigaSPEED X10D® G10SP on S/FTP Low Smoke Zero Halogen Cordage, S/FTP Modular Patch Cord, Eco-packaging | SYSTIMAX® | GigaSPEED X10D® | CA | Twisted pair patch cord
UFGSNLUK2 |  | Base Product | Ultra Low Loss (ULL) Singlemode, SN/UPC to LC/UPC Uniboot, 2-Fiber, Jumper Fanout Cable LSZH | CommScope® | SYSTIMAX ULL | UFG | Fiber patch cord ¦ duplex
2105085 |  | Base Product | Fiber Optic Patch Cord, Simplex, 0.9mm, LSZH, Multimode OM3, SC/UPC to SC/UPC, Aqua | CommScope® |  | 210 | Fiber patch cord ¦ simplex
2105086 |  | Base Product | Fiber Optic Patch Cord, Simplex, 0.9mm, LSZH, Multimode OM4, SC/UPC to SC/UPC, Aqua | CommScope® |  | 210 | Fiber patch cord ¦ simplex
2105083 |  | Base Product | Fiber Optic Patch Cord, Simplex, 0.9mm, LSZH, Multimode OM3, LC/UPC to LC/UPC, Aqua | CommScope® |  | 210 | Fiber patch cord ¦ simplex
UQGMPMXHF |  | Base Product | Ultra Low Loss (ULL) Singlemode, MPO/12(Unpinned) to MPO/12(Pinned), 24-Fiber, Plenum,array cord | CommScope® | SYSTIMAX ULL |  | Fiber array cable assembly
UQGMXMXHF |  | Base Product | Ultra Low Loss (ULL) Singlemode, MPO/12(ale) to MPO/12(Pinned), 24-Fiber, Plenum,array cord | CommScope® | SYSTIMAX ULL |  | Fiber array cable assembly
URGMPMXHF |  | Base Product | Ultra Low Loss (ULL) Singlemode, MPO/12(Unpinned) to MPO/12(Pinned), 24-Fiber, LSZH,array cord | CommScope® | SYSTIMAX ULL |  | Fiber array cable assembly
URGMXMXHF |  | Base Product | Ultra Low Loss (ULL) Singlemode, MPO/12(Pinned) to MPO/12(Pinned), 24-Fiber, LSZH,array cord | CommScope® | SYSTIMAX ULL |  | Fiber array cable assembly
URGQPQXHF |  | Base Product | Ultra Low Loss (ULL) Singlemode, MPO/8(Unpinned) to MPO/8(Pinned), 24-Fiber, LSZH,array cord | CommScope® | SYSTIMAX ULL |  | Fiber array cable assembly
MHD-TEST-CORD |  | Base Product | Fiber Optic Drop Test Lead, Singlemode with hardened connectivity, multi-fiber |  |  | MHD | Test patch cord ¦ multi-fiber
UKXMXMXAK |  | Base Product | Ultra Low Loss (ULL) Multimode OM4 MPO12 (Pinned) to MPO12 (Pinned), Armored Pre-terminated Trunk Cable, 72-Fiber, Low Smoke Zero Halogen (LSZH) | CommScope® | SYSTIMAX ULL |  | Fiber trunk cable assembly |  | Discontinued
UKXQXQXTF |  | Base Product | Ultra Low Loss (ULL) OM4 MPO8 UPC (pinned) to MPO8 UPC (pinned) Fiber Trunk Cable Assembly, 24-Fiber, Armored Indoor Dual Rated (OFNR/LSZH) | CommScope® | Propel ¦ SYSTIMAX ULL |  | Fiber trunk cable assembly
HCA |  | Base Product | Fiber Optic Drop Cable Assembly with PRODIGY™ hardened small-form size connectivity |  | PRODIGY™ | HCA | Fiber drop cable assembly
MHBD |  | Base Product | Fiber Optic Drop Breakout Cable Assembly with HMFOC connectors |  |  | MHBD | Fiber drop cable assembly
FHD |  | Base Product | Fiber Optic Drop Cable Assembly for outside plant applications |  |  | FHD | Fiber drop cable assembly |  | Discontinued
FNWLCLCAM |  | Base Product | Singlemode LC/UPC to LC/UPC, InstaPATCH® 360 Ruggedized Fiber Fanout Cable Assembly, 144-Fiber, Low Smoke Zero Halogen (LSZH) | CommScope® | SYSTIMAX InstaPATCH® 360 |  | Ruggedized fanout
CO1G5G1 |  | Base Product | HighBand® Cat6A Patch Cord, Front Facing to RJ45 Plug, T568A | CommScope® | Highband® |  | Twisted pair patch cord |  | Discontinued
COP99K2 |  | Base Product | MiNo6A Series Category 6A U/UTP Reduced Diameter LS-CM Dual Rated Cord, Eco-packaging | CommScope® |  | CO | Twisted pair patch cord
UGGMXUCRH |  | Base Product | Ultra Low Loss (ULL) Singlemode MPO12 (Pinned) to Unconnectorized Pre-terminated Trunk Cable, 48-Fiber, Rollable Ribbon, Plenum, 12 fiber | CommScope® | SYSTIMAX ULL |  | Fiber trunk cable assembly
UGGMXUCRK |  | Base Product | Ultra Low Loss ULL Singlemode MPO12 (Pinned) to Unconnectorized Pre-terminated Trunk Cable, 72-Fiber, Rollable Ribbon, Plenum, 12 fiber | CommScope® |  |  | Fiber trunk cable assembly
ULGLAUCC6 |  | Base Product | Ultra Low Loss ULL TeraSPEED® LC/APC to LC/APC Ruggedized fanout Cable, 12-Fiber, Plenum, 12 fiber PmP 2.0 mm Dca | CommScope® | SYSTIMAX ULL |  | Ruggedized fanout
UNXLCLCC6 |  | Base Product | Ultra Low Loss ULL LazrSPEED® 550 LC/UPC to LC/UPC Ruggedized fanout Cable, 12-Fiber, LSZH, 12 fiber PmP 2.0 mm Dca | CommScope® | SYSTIMAX ULL |  | Ruggedized fanout
UNXLCUCC6 |  | Base Product | Ultra Low Loss ULL LazrSPEED® 550 LC/UPC to Unconnectorized, Ruggedized fanout Cable, 6-Fiber, LSZH, PmP 2.0 mm Dca Cable | CommScope® | SYSTIMAX ULL |  | Ruggedized fanout
FHWMPUCAD |  | Base Product | Singlemode MPO (Unpinned) to Unconnectorized, InstaPATCH® 360 Armored Pre-terminated Trunk Cable, 12-Fiber, Plenum | CommScope® | SYSTIMAX InstaPATCH® 360 |  | Fiber trunk cable assembly |  | Discontinued
FHXMPUCAH |  | Base Product | OM4 MPO (Unpinned) to Unconnectorized, InstaPATCH® 360 Armored Pre-terminated Trunk Cable, 48-Fiber, Plenum | CommScope® | SYSTIMAX InstaPATCH® 360 |  | Fiber trunk cable assembly
UHXMXMXAF |  | Base Product | Ultra Low Loss (ULL) Multimode OM4 MPO12 (Pinned) to MPO12 (Pinned), Armored Pre-terminated Trunk Cable, 24-Fiber, Plenum | CommScope® | SYSTIMAX ULL |  | Fiber trunk cable assembly |  | Discontinued
UQGMPMPGD |  | Base Product | Ultra Low Loss (ULL) Singlemode MPO12 (Unpinned) to MPO12 (Unpinned), Fiber Extension Cable Assembly, 12-Fiber, Plenum | CommScope® | SYSTIMAX ULL |  | Fiber array cable assembly
UNXMXSCCD |  | Base Product | Ultra Low Loss ULL LazrSPEED® 550 MPO(Pinned) to SC/UPC Ruggedized fanout Cable, 12-Fiber, LSZH, 12 fiber PmP 2.0 mm Dca | CommScope® | SYSTIMAX ULL |  | Ruggedized fanout
UQVMXMXGD |  | Base Product | Ultra Low Loss (ULL) OM5 MPO12 (Pinned) to MPO12 (Pinned), Fiber Extension Cable Assembly, 12-Fiber, Plenum | CommScope® | SYSTIMAX ULL |  | Fiber array cable assembly
UNXSCSCCH |  | Base Product | Ultra Low Loss ULL LazrSPEED® 550 SC/UPC to SC/UPC Ruggedized fanout Cable, 48-Fiber, LSZH, 12 fiber PmP 2.0 mm Dca | CommScope® | SYSTIMAX ULL |  | Ruggedized fanout
UNXMXSCCF |  | Base Product | Ultra Low Loss ULL LazrSPEED® 550 MPO(Pinned) to SC/UPC Ruggedized fanout Cable, 24-Fiber, LSZH, 12 fiber PmP 2.0 mm Dca | CommScope® | SYSTIMAX ULL |  | Ruggedized fanout
UQGQXLCJ8 |  | Base Product | Ultra Low Loss Singlemode MPO8 Pinned to LC/UPC 8-Fiber Plenum Array Cord | CommScope® | SYSTIMAX ULL |  | Fiber array cable assembly
UQGMXLCGD |  | Base Product | Ultra Low Loss (ULL) Singlemode MPO12 (Pinned) to LC/UPC, Fiber Extension Cable Assembly, 12-Fiber, Plenum | CommScope® | SYSTIMAX ULL |  | Fiber array cable assembly
UNXSCSCCK |  | Base Product | Ultra Low Loss ULL LazrSPEED® 550 SC/UPC to SC/UPC Ruggedized fanout Cable, 72-Fiber, LSZH, 12 fiber PmP 2.0 mm Dca | CommScope® | SYSTIMAX ULL |  | Ruggedized fanout
UQGQXLUHF |  | Base Product | Ultra Low Loss Singlemode, MPO8 QSFP (Pinned) to LC/UPC Uniboot, Fiber Extension Cable Assembly, 24-Fiber, Plenum | CommScope® | SYSTIMAX ULL |  | Fiber array cable assembly
UQGMXLCHF |  | Base Product | Ultra Low Loss Singlemode MPO12 Pinned to LC/UPC 24-Fiber Plenum Array Cord | CommScope® | SYSTIMAX ULL |  | Fiber array cable assembly
UQVQPLCJ8 |  | Base Product | Ultra Low Loss OM5 MPO8 Unpinned to LC/UPC 8-Fiber Plenum Array Cord | CommScope® | SYSTIMAX ULL |  | Fiber array cable assembly
UQX2C2PHF |  | Base Product | Ultra Low Loss (ULL) OM4, MPO24 (Unpinned) to MPO24 (Unpinned), 24-Fiber, Plenum Patchcord | CommScope® | SYSTIMAX ULL |  | Fiber array cable assembly
UQVMFMFGD |  | Base Product | Ultra Low Loss (ULL) OM5 MPO12 (Unpinned) Polarity and Gender Changeable, Fiber Extension Cable Assembly, 12-Fiber , Plenum | CommScope® | SYSTIMAX ULL |  | Fiber array cable assembly
UQGMXLUGD |  | Base Product | Ultra Low Loss (ULL) Singlemode MPO12 (Pinned) to LC/UPC Uniboot, Fiber Extension Cable Assembly, 12-Fiber, Plenum | CommScope® | SYSTIMAX ULL |  | Fiber array cable assembly
UQXMPMXHF |  | Base Product | Ultra Low Loss (ULL) LazrSPEED® 550 OM4, MPO/12(Unpinned) to MPO/12(Pinned), 24-Fiber, Plenum array cord | CommScope® | SYSTIMAX ULL |  | Fiber array cable assembly
UQVQPLUJ8 |  | Base Product | Ultra Low Loss OM5 MPO8 Unpinned to LC/UPC Uniboot 8-Fiber Plenum Array Cord | CommScope® | SYSTIMAX ULL |  | Fiber array cable assembly
UQV2PLUHF |  | Base Product | Ultra Low Loss OM5 MPO24 Unpinned to LC/UPC Uniboot 24-Fiber Plenum Array Cord | CommScope® | SYSTIMAX ULL |  | Fiber array cable assembly
UQX2C2XHF |  | Base Product | Ultra Low Loss (ULL) OM4, MPO24 (Unpinned) to MPO24 (Pinned), 24-Fiber, Plenum Patchcord | CommScope® | SYSTIMAX ULL |  | Fiber array cable assembly
UQVMPLCGD |  | Base Product | Ultra Low Loss (ULL) OM5 MPO12 (Unpinned) to LC/UPC, Fiber Extension Cable Assembly, 12-Fiber, Plenum | CommScope® | SYSTIMAX ULL |  | Fiber array cable assembly
URGMPLUHF |  | Base Product | Ultra Low Loss Singlemode MPO12 Unpinned to LC/UPC Uniboot 24-Fiber Low Smoke Zero Halogen Riser Array Cord | CommScope® | SYSTIMAX ULL |  | Fiber array cable assembly
UQX2XQPHF |  | Base Product | Ultra Low Loss OM4, MPO24 (Pinned) to MPO8 QSFP (Unpinned), Fiber Extension Cable Assembly, 24-Fiber, Plenum | CommScope® | SYSTIMAX ULL |  | Fiber array cable assembly
UQVQPMPHF |  | Base Product | Ultra Low Loss OM5, MPO8 QSFP (Unpinned) to MPO12 (Unpinned), Fiber Extension Cable Assembly, 24-Fiber, Plenum | CommScope® | SYSTIMAX ULL |  | Fiber array cable assembly
UQXQPQPJ8 |  | Base Product | Ultra Low Loss (ULL) OM4 MPO8 (Unpinned) to MPO8 (Unpinned), Fiber Extension Cable Assembly, 8-Fiber, Plenum | CommScope® | SYSTIMAX ULL |  | Fiber array cable assembly
UQV2PQPHF |  | Base Product | Ultra Low Loss OM5, MPO24 (Unpinned) to MPO8 QSFP (Unpinned), Fiber Extension Cable Assembly, 24-Fiber, Plenum | CommScope® | SYSTIMAX ULL |  | Fiber array cable assembly
UQV2X2XHF |  | Base Product | Ultra Low Loss (ULL) OM5, MPO24 (Pinned) to MPO24 (Pinned), 24-Fiber, Plenum Patchcord | CommScope® | SYSTIMAX ULL |  | Fiber array cable assembly
UQXMFMFGD |  | Base Product | Ultra Low Loss (ULL) OM4 MPO12 (Unpinned) Polarity and Gender Changeable, Fiber Extension Cable Assembly, 12-Fiber, Plenum | CommScope® | SYSTIMAX ULL |  | Fiber array cable assembly
URGMPMXGD |  | Base Product | Ultra Low Loss (ULL) Singlemode MPO12 (Unpinned) to MPO12 (Pinned), Fiber Extension Cable Assembly, 12-Fiber, Low Smoke Zero Halogen | CommScope® | SYSTIMAX ULL |  | Fiber array cable assembly
UQXMXMXGD |  | Base Product | Ultra Low Loss (ULL) OM4 MPO12 (Pinned) to MPO12 (Pinned), Fiber Extension Cable Assembly, 12-Fiber, Plenum | CommScope® | SYSTIMAX ULL |  | Fiber array cable assembly
URGMXLCGD |  | Base Product | Ultra Low Loss (ULL) Singlemode MPO12 (Pinned) to LC/UPC, Fiber Extension Cable Assembly, 12-Fiber, Low Smoke Zero Halogen | CommScope® | SYSTIMAX ULL |  | Fiber array cable assembly
UQX2P2XHF |  | Base Product | Ultra Low Loss (ULL) OM4, MPO24 (Unpinned) to MPO24 (Pinned), 24-Fiber, Plenum Patchcord | CommScope® | SYSTIMAX ULL |  | Fiber array cable assembly
UQVMPMXGD |  | Base Product | Ultra Low Loss (ULL) OM5 MPO12 (Unpinned) to MPO12 (Pinned), Fiber Extension Cable Assembly, 12-Fiber, Plenum | CommScope® | SYSTIMAX ULL |  | Fiber array cable assembly
UQXQXLCJ8 |  | Base Product | Ultra Low Loss (ULL) OM4 MPO8 (Pinned) to LC/UPC, Fiber Extension Cable Assembly, 8-Fiber, Plenum | CommScope® | SYSTIMAX ULL |  | Fiber array cable assembly
UQXMPLUGD |  | Base Product | Ultra Low Loss (ULL) LazrSPEED® 550 OM4 MPO/12 (Unpinned) to LC/UPC Uniboot, 12-Fiber, Plenum | CommScope® | SYSTIMAX ULL |  | Fiber array cable assembly
URGQPQXJ8 |  | Base Product | Ultra Low Loss (ULL) Singlemode MPO8 (Unpinned) to MPO8 (Pinned), Fiber Extension Cable Assembly, 8-Fiber, Low Smoke Zero Halogen | CommScope® | SYSTIMAX ULL |  | Fiber array cable assembly
UQVMXLCGD |  | Base Product | Ultra Low Loss (ULL) OM5 MPO12 (Pinned) to LC/UPC, Fiber Extension Cable Assembly, 12-Fiber, Plenum | CommScope® | SYSTIMAX ULL |  | Fiber trunk cable assembly
UQXMPMPGD |  | Base Product | Ultra Low Loss (ULL) OM4 MPO12 (Unpinned) to MPO12 (Unpinned), Fiber Extension Cable Assembly, 12-Fiber, Plenum | CommScope® | SYSTIMAX ULL |  | Fiber array cable assembly
URGMXLUHF |  | Base Product | Ultra Low Loss (ULL) TeraSpeed® MPO/12 (Pinned) to LC/UPC Uniboot, 24-Fiber, LSZH/Riser | CommScope® | SYSTIMAX ULL |  | Fiber array cable assembly
UQVMXLUGD |  | Base Product | Ultra Low Loss OM5 MPO12 Pinned to LC/UPC Uniboot 12-Fiber Plenum Array Cord | CommScope® | SYSTIMAX ULL |  | Fiber array cable assembly
UQXQPLCJ8 |  | Base Product | Ultra Low Loss (ULL) OM4 MPO8 (Unpinned) to LC/UPC, Fiber Extension Cable Assembly, 8-Fiber, Plenum | CommScope® | SYSTIMAX ULL |  | Fiber array cable assembly
UQXMPMPHF |  | Base Product | Ultra Low Loss (ULL) LazrSPEED® 550 OM4, MPO/12(Unpinned) to MPO/12(Unpinned), 24-Fiber, Plenum array cord | CommScope® | SYSTIMAX ULL |  | Fiber array cable assembly
UQXQPLUJ8 |  | Base Product | Ultra Low Loss OM4 MPO8 Unpinned to LC/UPC Uniboot 8-Fiber Plenum Array Cord | CommScope® | SYSTIMAX ULL |  | Fiber array cable assembly
UQXQXQXJ8 |  | Base Product | Ultra Low Loss (ULL) OM4 MPO8 (Pinned) to MPO8 (Pinned), Fiber Extension Cable Assembly, 8-Fiber, Plenum | CommScope® | SYSTIMAX ULL |  | Fiber array cable assembly
UQXMPMXGD |  | Base Product | Ultra Low Loss (ULL) OM4 MPO12 (Unpinned) to MPO12 (Pinned), Fiber Extension Cable Assembly, 12-Fiber, Plenum | CommScope® | SYSTIMAX ULL |  | Fiber array cable assembly
URGMPLUGD |  | Base Product | Ultra Low Loss (ULL) Singlemode MPO12 (Unpinned) to LC/UPC Uniboot, Fiber Extension Cable Assembly, 12-Fiber, Low Smoke Zero Halogen | CommScope® | SYSTIMAX ULL |  | Fiber array cable assembly
URGQPLUHF |  | Base Product | Ultra Low Loss Singlemode, MPO8 QSFP (Unpinned) to LC/UPC Uniboot, Fiber Extension Cable Assembly, 24-Fiber, Low Smoke Zero Halogen | CommScope® | SYSTIMAX ULL |  | Fiber array cable assembly
URVMPMPGD |  | Base Product | Ultra Low Loss (ULL) OM5 MPO12 (Unpinned) to MPO12 (Unpinned), Fiber Extension Cable Assembly, 12-Fiber, Low Smoke Zero Halogen | CommScope® | SYSTIMAX ULL |  | Fiber array cable assembly
URX2P2XHF |  | Base Product | Ultra Low Loss (ULL) OM4, MPO24 (Unpinned) to MPO24 (Pinned), 24-Fiber, Low Smoke Zero Halogen (LSZH) Patchcord | CommScope® | SYSTIMAX ULL |  | Fiber array cable assembly
URGQPLUJ8 |  | Base Product | Ultra Low Loss (ULL) Singlemode, MPO8 Unpinned to LC/UPC Uniboot, 8-Fiber Array Cord, Low Smoke Zero Halogen (LSZH)/Riser | CommScope® | SYSTIMAX ULL |  | Fiber array cable assembly
URVQPQPJ8 |  | Base Product | Ultra Low Loss (ULL) OM5 MPO8 (Unpinned) to MPO8 (Unpinned), Fiber Trunk Cable Assembly, 8-Fiber, Low Smoke Zero Halogen | CommScope® |  |  | Fiber array cable assembly
URXQFQFJ8 |  | Base Product | Ultra Low Loss (ULL) OM4 unpinned MPO-08 Polarity and Gender Changeable Patchcord, Low Smoke Zero Halogen (LSZH) | CommScope® | SYSTIMAX ULL |  | Fiber array cable assembly
URXMPLUGD |  | Base Product | Ultra Low Loss OM4 MPO12 Unpinned to LC/UPC Uniboot 12-Fiber Low Smoke Zero Halogen/Riser Array Cord | CommScope® | SYSTIMAX ULL |  | Fiber array cable assembly
URXQXLUJ8 |  | Base Product | Ultra Low Loss OM4 MPO8 Pinned to LC/UPC Uniboot 8-Fiber Low Smoke Zero Halogen/Riser Array Cord | CommScope® | SYSTIMAX ULL |  | Fiber array cable assembly
URVQPQXJ8 |  | Base Product | Ultra Low Loss (ULL) OM5 MPO8 (Unpinned) to MPO8 (Pinned), Fiber Extension Cable Assembly, 8-Fiber, Low Smoke Zero Halogen | CommScope® | SYSTIMAX ULL |  | Fiber array cable assembly
URXQPLCJ8 |  | Base Product | Ultra Low Loss (ULL) OM4 MPO8 (Unpinned) to LC/UPC, Fiber Extension Cable Assembly, 8-Fiber, Low Smoke Zero Halogen | CommScope® | SYSTIMAX ULL |  | Fiber array cable assembly
URXMPMPGD |  | Base Product | Ultra Low Loss (ULL) OM4 MPO12 (Unpinned) to MPO12 (Unpinned), Fiber Extension Cable Assembly, 12-Fiber, Low Smoke Zero Halogen | CommScope® | SYSTIMAX ULL |  | Fiber array cable assembly
URX2PLUHF |  | Base Product | Ultra Low Loss OM4 MPO24 Unpinned to LC/UPC Uniboot 24-Fiber Low Smoke Zero Halogen/Riser Array Cord | CommScope® | SYSTIMAX ULL |  | Fiber array cable assembly
URV2X2XHF |  | Base Product | Ultra Low Loss (ULL) OM5, MPO24 (Pinned) to MPO24 (Pinned), 24-Fiber, Low Smoke Zero Halogen (LSZH) Patchcord | CommScope® | SYSTIMAX ULL |  | Fiber array cable assembly
URXQXQXHF |  | Base Product | Ultra Low Loss (ULL) LazrSPEED® 550 OM4, MPO/8 (Pinned) to MPO/8 (Pinned), 24-Fiber, LSZH array cord | CommScope® | SYSTIMAX ULL |  | Fiber array cable assembly
URV2CMPHF |  | Base Product | Ultra Low Loss OM5, MPO24 (Unpinned) to MPO12 (Unpinned), Fiber Extension Cable Assembly, 24-Fiber, Low Smoke Zero Halogen | CommScope® | SYSTIMAX ULL |  | Fiber array cable assembly
URVMXLUGD |  | Base Product | Ultra Low Loss OM5 MPO12 Pinned to LC/UPC Uniboot 12-Fiber Low Smoke Zero Halogen/Riser Array Cord | CommScope® | SYSTIMAX ULL |  | Fiber array cable assembly
URX2PQPHF |  | Base Product | Ultra Low Loss OM4, MPO24 (Unpinned) to MPO8 QSFP (Unpinned), Fiber Extension Cable Assembly, 24-Fiber, Low Smoke Zero Halogen | CommScope® | SYSTIMAX ULL |  | Fiber array cable assembly
URXMPMPHF |  | Base Product | Ultra Low Loss (ULL) LazrSPEED® 550 OM4, MPO/12(Unpinned) to MPO/12(Unpinned), 24-Fiber, LSZH array cord | CommScope® | SYSTIMAX ULL |  | Fiber array cable assembly
URXQXQXJ8 |  | Base Product | Ultra Low Loss (ULL) OM4 MPO8 (Pinned) to MPO8 (Pinned), Fiber Extension Cable Assembly, 8-Fiber, Low Smoke Zero Halogen | CommScope® | SYSTIMAX ULL |  | Fiber array cable assembly
URVQXLUJ8 |  | Base Product | Ultra Low Loss OM5 MPO8 Pinned to LC/UPC Uniboot 8-Fiber Low Smoke Zero Halogen/Riser Array Cord | CommScope® | SYSTIMAX ULL |  | Fiber array cable assembly
URXQPMPHF |  | Base Product | Ultra Low Loss OM4, MPO8 QSFP (Unpinned) to MPO12 (Unpinned), Fiber Extension Cable Assembly, 24-Fiber, Low Smoke Zero Halogen | CommScope® | SYSTIMAX ULL |  | Fiber array cable assembly
URV2P2PHF |  | Base Product | Ultra Low Loss (ULL) OM5, MPO24 (Unpinned) to MPO24 (Unpinned), 24-Fiber, Low Smoke Zero Halogen (LSZH) Patchcord | CommScope® | SYSTIMAX ULL |  | Fiber array cable assembly
URVMXMXGD |  | Base Product | Ultra Low Loss (ULL) OM5 MPO12 (Pinned) to MPO12 (Pinned), Fiber Extension Cable Assembly, 12-Fiber, Low Smoke Zero Halogen | CommScope® | SYSTIMAX ULL |  | Fiber array cable assembly
URVQXQXJ8 |  | Base Product | Ultra Low Loss (ULL) OM5 MPO8 (Pinned) to MPO8 (Pinned), Fiber Extension Cable Assembly, 8-Fiber, Low Smoke Zero Halogen | CommScope® | SYSTIMAX ULL |  | Fiber array cable assembly
URXMPMXHF |  | Base Product | Ultra Low Loss (ULL) LazrSPEED® 550 OM4, MPO/12(Unpinned) to MPO/12(Pinned), 24-Fiber,LSZH array cord | CommScope® | SYSTIMAX ULL |  | Fiber array cable assembly
URX2XLCHF |  | Base Product | Ultra Low Loss OM4 MPO24 Pinned to LC/UPC 24-Fiber Low Smoke Zero Halogen Array Cord | CommScope® | SYSTIMAX ULL |  | Fiber array cable assembly
URVQFQFJ8 |  | Base Product | Ultra Low Loss (ULL) OM5 MPO8 Unpinned to MPO8 Unpinned, Polarity and Gender Changeable, Fiber Extension Cable Assembly, 8-Fiber, Low Smoke Zero Halogen | CommScope® | SYSTIMAX ULL |  | Fiber array cable assembly
URXQPMXHF |  | Base Product | Ultra Low Loss OM4, MPO8 QSFP (Unpinned) to MPO12 (Pinned), Fiber Extension Cable Assembly, 24-Fiber, Low Smoke Zero Halogen | CommScope® | SYSTIMAX ULL |  | Fiber array cable assembly
URX2XLUHF |  | Base Product | Ultra Low Loss OM4 MPO24 Pinned to LC/UPC Uniboot 24-Fiber Low Smoke Zero Halogen/Riser Array Cord | CommScope® | SYSTIMAX ULL |  | Fiber array cable assembly
URVQPLCJ8 |  | Base Product | Ultra Low Loss OM5 MPO8 Unpinned to LC/UPC 8-Fiber Low Smoke Zero Halogen Array Cord | CommScope® | SYSTIMAX ULL |  | Fiber array cable assembly
URX2XQPHF |  | Base Product | Ultra Low Loss OM4, MPO24 (Pinned) to MPO8 QSFP (Unpinned), Fiber Extension Cable Assembly, 24-Fiber, Low Smoke Zero Halogen | CommScope® | SYSTIMAX ULL |  | Fiber array cable assembly
URX2CMPHF |  | Base Product | Ultra Low Loss OM4, MPO24 (Unpinned) to MPO12 (Unpinned), Fiber Extension Cable Assembly, 24-Fiber, Low Smoke Zero Halogen | CommScope® | SYSTIMAX ULL |  | Fiber array cable assembly
URVMPLCGD |  | Base Product | Ultra Low Loss (ULL) OM5 MPO12 (Unpinned) to LC/UPC, Fiber Extension Cable Assembly, 12-Fiber, Low Smoke Zero Halogen | CommScope® | SYSTIMAX ULL |  | Fiber array cable assembly
URXQPQPJ8 |  | Base Product | Ultra Low Loss (ULL) OM4 MPO8 (Unpinned) to MPO8 (Unpinned), 8-Fiber, Low Smoke Zero Halogen | CommScope® | SYSTIMAX ULL |  | Fiber array cable assembly
URX2P2PHF |  | Base Product | Ultra Low Loss (ULL) OM4 MPO24 (Unpinned) to MPO24 (Unpinned), Fiber Trunk Cable Assembly, 24-Fiber, Low Smoke Zero Halogen (LSZH) | CommScope® | SYSTIMAX ULL |  | Fiber array cable assembly
URVQPMPHF |  | Base Product | Ultra Low Loss OM5, MPO8 QSFP (Unpinned) to MPO12 (Unpinned), Fiber Extension Cable Assembly, 24-Fiber, Low Smoke Zero Halogen | CommScope® | SYSTIMAX ULL |  | Fiber array cable assembly
URXMFMFGD |  | Base Product | Ultra Low Loss (ULL) OM4 MPO12 (Unpinned) Polarity and Gender Changeable, Fiber Extension Cable Assembly, 12-Fiber, Low Smoke Zero Halogen | CommScope® | SYSTIMAX ULL |  | Fiber array cable assembly
A3GMPMPAD |  | Base Product | Singlemode MPO12 (Unpinned) to MPO12 (Unpinned), Fiber Trunk Cable Assembly, 12-Fiber, B2ca, Method A, Low Smoke Zero Halogen | CommScope® |  |  | Fiber trunk cable assembly |  | Discontinued
A3GMPMPCH |  | Base Product | Ultra Low Loss ULL TeraSPEED® MPO(Unpinned) to MPO(Unpinned) Pre-terminated Trunk Cable, MPO12, 48-Fiber, LSZH, 12 fiber PmP 2.0 mm /B2ca, Method A | CommScope® |  |  | Fiber trunk cable assembly
A3GMPMPAF |  | Base Product | Singlemode MPO12 (Unpinned) to MPO12 (Unpinned), Fiber Trunk Cable Assembly, 24-Fiber, B2ca, Method A, Low Smoke Zero Halogen | CommScope® |  |  | Fiber trunk cable assembly |  | Discontinued
A3GMPMPCK |  | Base Product | Ultra Low Loss ULL TeraSPEED® MPO(Unpinned) to MPO(Unpinned) Pre-terminated Trunk Cable, MPO12, 72-Fiber, LSZH, 12 fiber PmP 2.0 mm /B2ca, Method A | CommScope® |  |  | Fiber trunk cable assembly
A3GMPMXCL |  | Base Product | Ultra Low Loss ULL TeraSPEED® MPO(Unpinned) to MPO(Pinned) Pre-terminated Trunk Cable, MPO12, 96-Fiber, LSZH, 12 fiber PmP 2.0 mm /B2ca, Method A | CommScope® |  |  | Fiber trunk cable assembly
A3GMPMPCL |  | Base Product | Ultra Low Loss ULL TeraSPEED® MPO(Unpinned) to MPO(Unpinned) Pre-terminated Trunk Cable, MPO12, 96-Fiber, LSZH, 12 fiber PmP 2.0 mm /B2ca, Method A | CommScope® |  |  | Fiber trunk cable assembly
A3GMXMXCM |  | Base Product | Ultra Low Loss ULL TeraSPEED® MPO(Pinned) to MPO(Pinned) Pre-terminated Trunk Cable, MPO12, 144-Fiber, LSZH, 12 fiber PmP 2.0 mm /B2ca, Method A | CommScope® |  |  | Fiber trunk cable assembly
A3GMPMPCM |  | Base Product | Ultra Low Loss ULL TeraSPEED® MPO(Unpinned) to MPO(Unpinned) Pre-terminated Trunk Cable, MPO12, 144-Fiber, LSZH, 12 fiber PmP 2.0 mm /B2ca, Method A | CommScope® |  |  | Fiber trunk cable assembly
A3GMXMXAK |  | Base Product | Singlemode MPO12 (Pinned) to MPO12 (Pinned), Fiber Trunk Cable Assembly, 72-Fiber, B2ca, Method A, Low Smoke Zero Halogen | CommScope® |  |  | Fiber trunk cable assembly |  | Discontinued
A3GMPMPAM |  | Base Product | Singlemode MPO12 (Unpinned) to MPO12 (Unpinned), Fiber Trunk Cable Assembly, 144-Fiber, B2ca, Method A, Low Smoke Zero Halogen | CommScope® |  |  | Fiber trunk cable assembly |  | Discontinued
A3GMXMPAD |  | Base Product | Singlemode MPO12 (Pinned) to MPO12 (Unpinned), Fiber Trunk Cable Assembly, 12-Fiber, B2ca, Method A, , Low Smoke Zero Halogen | CommScope® |  |  | Fiber trunk cable assembly |  | Discontinued
A3GMPMPCD |  | Base Product | Ultra Low Loss ULL TeraSPEED® MPO(Unpinned) to MPO(Unpinned) Pre-terminated Trunk Cable, MPO12, 12-Fiber, LSZH, 12 fiber PmP 2.0 mm /B2ca, Method A | CommScope® |  |  | Fiber trunk cable assembly
A3XMPMPAH |  | Base Product | OM4 MPO12 (Unpinned) to MPO12 (Unpinned), Fiber Trunk Cable Assembly, 48-Fiber, B2ca, Method A, Low Smoke Zero Halogen | CommScope® |  |  | Fiber trunk cable assembly |  | Discontinued
A3GMXMXAL |  | Base Product | Singlemode MPO12 (Pinned) to MPO12 (Pinned), Fiber Trunk Cable Assembly, 96-Fiber, B2ca, Method A, Low Smoke Zero Halogen | CommScope® |  |  | Fiber trunk cable assembly |  | Discontinued
A3XMPMPCM |  | Base Product | Ultra Low Loss ULL LazrSPEED® 550 MPO(Unpinned) to MPO(Unpinned) Pre-terminated Trunk Cable, MPO12, 144-Fiber, LSZH, 12 fiber PmP 2.0 mm /B2ca, Method A | CommScope® |  |  | Fiber trunk cable assembly
A3GMXMPAF |  | Base Product | Singlemode MPO12 (Pinned) to MPO12 (Unpinned), Fiber Trunk Cable Assembly, 24-Fiber, B2ca, Method A, Low Smoke Zero Halogen | CommScope® |  |  | Fiber trunk cable assembly |  | Discontinued
A3GMPMPCF |  | Base Product | Ultra Low Loss ULL TeraSPEED® MPO(Unpinned) to MPO(Unpinned) Pre-terminated Trunk Cable, MPO12, 24-Fiber, LSZH, 12 fiber PmP 2.0 mm /B2ca, Method A | CommScope® |  |  | Fiber trunk cable assembly
A3XMPMPAK |  | Base Product | OM4 MPO12 (Unpinned) to MPO12 (Unpinned), Fiber Trunk Cable Assembly, 72-Fiber, B2ca, Method A, Low Smoke Zero Halogen | CommScope® |  |  | Fiber trunk cable assembly |  | Discontinued
A3GMPMXCF |  | Base Product | Ultra Low Loss ULL TeraSPEED® MPO(Unpinned) to MPO(Pinned) Pre-terminated Trunk Cable, MPO12, 24-Fiber, LSZH, 12 fiber PmP 2.0 mm /B2ca, Method A | CommScope® |  |  | Fiber trunk cable assembly
A3XMXMPAH |  | Base Product | OM4 MPO12 (Pinned) to MPO12 (Unpinned), Fiber Trunk Cable Assembly, 48-Fiber, B2ca, Method A, Low Smoke Zero Halogen | CommScope® |  |  | Fiber trunk cable assembly |  | Discontinued
A3GMXUCCH |  | Base Product | Ultra Low Loss ULL TeraSPEED® MPO(Pinned) to Unconnectorized Pre-terminated Trunk Cable, MPO12, 48-Fiber, LSZH, 12 fiber PmP 2.0 mm /B2ca, Method A | CommScope® |  |  | Fiber trunk cable assembly
A3GMXMXCD |  | Base Product | Ultra Low Loss ULL TeraSPEED® MPO(Pinned) to MPO(Pinned) Pre-terminated Trunk Cable, MPO12, 12-Fiber, LSZH, 12 fiber PmP 2.0 mm /B2ca, Method A | CommScope® |  |  | Fiber trunk cable assembly
A3XMXMPAK |  | Base Product | OM4 MPO12 (Pinned) to MPO12 (Unpinned), Fiber Trunk Cable Assembly, 72-Fiber, B2ca, Method A, Low Smoke Zero Halogen | CommScope® |  |  | Fiber trunk cable assembly |  | Discontinued
A3GMPMXCG |  | Base Product | Ultra Low Loss ULL TeraSPEED® MPO(Unpinned) to MPO(Pinned) Pre-terminated Trunk Cable, MPO12, 36-Fiber, LSZH, 12 fiber PmP 2.0 mm /B2ca, Method A | CommScope® |  |  | Fiber trunk cable assembly
A3XMPMPAM |  | Base Product | OM4 MPO12 (Unpinned) to MPO12 (Unpinned), Fiber Trunk Cable Assembly, 144-Fiber, B2ca, Method A, Low Smoke Zero Halogen | CommScope® |  |  | Fiber trunk cable assembly |  | Discontinued
A3GMXUCCL |  | Base Product | Ultra Low Loss ULL TeraSPEED® MPO(Pinned) to Unconnectorized Pre-terminated Trunk Cable, MPO12, 96-Fiber, LSZH, 12 fiber PmP 2.0 mm /B2ca, Method A | CommScope® |  |  | Fiber trunk cable assembly
A3XMPMPCD |  | Base Product | Ultra Low Loss ULL LazrSPEED® 550 MPO(Unpinned) to MPO(Unpinned) Pre-terminated Trunk Cable, MPO12, 12-Fiber, LSZH, 12 fiber PmP 2.0 mm /B2ca, Method A | CommScope® |  |  | Fiber trunk cable assembly
A3XMPMXCG |  | Base Product | Ultra Low Loss ULL LazrSPEED® 550 MPO(Unpinned) to MPO(Pinned) Pre-terminated Trunk Cable, MPO12, 36-Fiber, LSZH, 12 fiber PmP 2.0 mm /B2ca, Method A | CommScope® |  |  | Fiber trunk cable assembly
A3XMXMPAM |  | Base Product | OM4 MPO12 (Pinned) to MPO12 (Unpinned), Fiber Trunk Cable Assembly, 144-Fiber, B2ca, Method A, Low Smoke Zero Halogen | CommScope® |  |  | Fiber trunk cable assembly |  | Discontinued
A3GMXUCCM |  | Base Product | Ultra Low Loss ULL TeraSPEED® MPO(Pinned) to Unconnectorized Pre-terminated Trunk Cable, MPO12, 144-Fiber, LSZH, 12 fiber PmP 2.0 mm /B2ca, Method A | CommScope® |  |  | Fiber trunk cable assembly
A3GMXMXCG |  | Base Product | Ultra Low Loss ULL TeraSPEED® MPO(Pinned) to MPO(Pinned) Pre-terminated Trunk Cable, MPO12, 36-Fiber, LSZH, 12 fiber PmP 2.0 mm /B2ca, Method A | CommScope® |  |  | Fiber trunk cable assembly
A3XMXMXCH |  | Base Product | Ultra Low Loss ULL LazrSPEED® 550 MPO(Pinned) to MPO(Pinned) Pre-terminated Trunk Cable, MPO12, 48-Fiber, LSZH, 12 fiber PmP 2.0 mm /B2ca, Method A | CommScope® |  |  | Fiber trunk cable assembly
A3GMPMXCK |  | Base Product | Ultra Low Loss ULL TeraSPEED® MPO(Unpinned) to MPO(Pinned) Pre-terminated Trunk Cable, MPO12, 72-Fiber, LSZH, 12 fiber PmP 2.0 mm /B2ca, Method A | CommScope® |  |  | Fiber trunk cable assembly
A3GMXMPAM |  | Base Product | Singlemode MPO12 (Pinned) to MPO12 (Unpinned), Fiber Trunk Cable Assembly, 144-Fiber, B2ca, Method A, Low Smoke Zero Halogen | CommScope® |  |  | Fiber trunk cable assembly |  | Discontinued
A3XMPMXCH |  | Base Product | Ultra Low Loss ULL LazrSPEED® 550 MPO(Unpinned) to MPO(Pinned) Pre-terminated Trunk Cable, MPO12, 48-Fiber, LSZH, 12 fiber PmP 2.0 mm /B2ca, Method A | CommScope® |  |  | Fiber trunk cable assembly
A3XMXMXAD |  | Base Product | OM4 MPO12 (Pinned) to MPO12 (Pinned), Fiber Trunk Cable Assembly, 12-Fiber, B2ca, Method A, Low Smoke Zero Halogen | CommScope® |  |  | Fiber trunk cable assembly |  | Discontinued
A3XMPMPCG |  | Base Product | Ultra Low Loss ULL LazrSPEED® 550 MPO(Unpinned) to MPO(Unpinned) Pre-terminated Trunk Cable, MPO12, 36-Fiber, LSZH, 12 fiber PmP 2.0 mm /B2ca, Method A | CommScope® |  |  | Fiber trunk cable assembly
A3XMXMXCL |  | Base Product | Ultra Low Loss ULL LazrSPEED® 550 MPO(Pinned) to MPO(Pinned) Pre-terminated Trunk Cable, MPO12, 96-Fiber, LSZH, 12 fiber PmP 2.0 mm /B2ca, Method A | CommScope® |  |  | Fiber trunk cable assembly
A3GMXMXAF |  | Base Product | Singlemode MPO12 (Pinned) to MPO12 (Pinned), Fiber Trunk Cable Assembly, 24-Fiber, B2ca, Method A, Low Smoke Zero Halogen | CommScope® |  |  | Fiber trunk cable assembly |  | Discontinued
A3XMXMXAH |  | Base Product | OM4 MPO12 (Pinned) to MPO12 (Pinned), Fiber Trunk Cable Assembly, 48-Fiber, B2ca, Method A, Low Smoke Zero Halogen | CommScope® |  |  | Fiber trunk cable assembly |  | Discontinued
A3XMXMXCM |  | Base Product | Ultra Low Loss ULL LazrSPEED® 550 MPO(Pinned) to MPO(Pinned) Pre-terminated Trunk Cable, MPO12, 144-Fiber, LSZH, 12 fiber PmP 2.0 mm /B2ca, Method A | CommScope® |  |  | Fiber trunk cable assembly
A3XMPMXCL |  | Base Product | Ultra Low Loss ULL LazrSPEED® 550 MPO(Unpinned) to MPO(Pinned) Pre-terminated Trunk Cable, MPO12, 96-Fiber, LSZH, 12 fiber PmP 2.0 mm /B2ca, Method A | CommScope® |  |  | Fiber trunk cable assembly
ACGSGUCNC |  | Base Product | Singlemode SC/APC to Stub, Fiber Pigtail 0.6 mm, 12-Fiber, Low Smoke Zero Halogen | CommScope® |  | ACG | Fiber pigtail ¦ unjacketed
A3XMXMXAK |  | Base Product | OM4 MPO12 (Pinned) to MPO12 (Pinned), Fiber Trunk Cable Assembly, 72-Fiber, B2ca, Method A, Low Smoke Zero Halogen | CommScope® |  |  | Fiber trunk cable assembly |  | Discontinued
A3XMPMPCL |  | Base Product | Ultra Low Loss ULL LazrSPEED® 550 MPO(Unpinned) to MPO(Unpinned) Pre-terminated Trunk Cable, MPO12, 96-Fiber, LSZH, 12 fiber PmP 2.0 mm /B2ca, Method A | CommScope® |  |  | Fiber trunk cable assembly
AFGLFSGM2 |  | Base Product | Fiber Patch Cord, Singlemode G.657.A2, Grade B, LC/UPC to SC/APC, Duplex, 1.6 mm LSZH jacket | CommScope® |  | AFG | Fiber patch cord ¦ duplex
A3XMXUCCD |  | Base Product | Ultra Low Loss ULL LazrSPEED® 550 MPO(Pinned) to Unconnectorized Pre-terminated Trunk Cable, MPO12, 12-Fiber, LSZH, 12 fiber PmP 2.0 mm /B2ca, Method A | CommScope® |  |  | Fiber trunk cable assembly
A3XMXMXAL |  | Base Product | OM4 MPO12 (Pinned) to MPO12 (Pinned), Fiber Trunk Cable Assembly, 96-Fiber, B2ca, Method A, Low Smoke Zero Halogen | CommScope® |  |  | Fiber trunk cable assembly |  | Discontinued
A3XMXUCCF |  | Base Product | Ultra Low Loss ULL LazrSPEED® 550 MPO(Pinned) to Unconnectorized Pre-terminated Trunk Cable, MPO12, 24-Fiber, LSZH, 12 fiber PmP 2.0 mm /B2ca, Method A | CommScope® |  |  | Fiber trunk cable assembly
AFGSFSGM2 |  | Base Product | Fiber Patch Cord, Singlemode G.657.A2, Grade B, SC/UPC to SC/APC, Duplex, 1.6 mm LSZH jacket | CommScope® |  | AFG | Fiber patch cord ¦ duplex
AFGSGSGL1 |  | Base Product | Fiber Patch Cord, Singlemode G.657.A2, Grade B, SC/APC to SC/APC, Simplex, 1.6 mm LSZH jacket | CommScope® |  | AFG | Fiber patch cord ¦ simplex
AFGLGLGM2 |  | Base Product | Fiber Patch Cord, Singlemode G.657.A2, Grade B, LC/APC to LC/APC, Duplex, 1.6 mm LSZH jacket | CommScope® |  | AFG | Fiber patch cord ¦ duplex
AGGMPMXCH |  | Base Product | Ultra Low Loss ULL TeraSPEED® MPO(Unpinned) to MPO(Pinned) Pre-terminated Trunk Cable, MPO12, 48-Fiber, Plenum, 12 fiber PmP 2.0 mm Dca, Method A | CommScope® |  |  | Fiber trunk cable assembly
AFGLFLFM2 |  | Base Product | Fiber Patch Cord, Singlemode G.657.A2, Grade B, LC/UPC to LC/UPC, Duplex, 1.6 mm LSZH jacket | CommScope® |  | AFG | Fiber patch cord ¦ duplex
AGGMPMXCK |  | Base Product | Ultra Low Loss ULL TeraSPEED® MPO(Unpinned) to MPO(Pinned) Pre-terminated Trunk Cable, MPO12, 72-Fiber, Plenum, 12 fiber PmP 2.0 mm Dca, Method A | CommScope® |  |  | Fiber trunk cable assembly
AFGSGSGM2 |  | Base Product | Fiber Patch Cord, Singlemode G.657.A2, Grade B, SC/APC to SC/APC, Duplex, 1.6 mm LSZH jacket | CommScope® |  | AFG | Fiber patch cord ¦ duplex
AGGMPMXCL |  | Base Product | Ultra Low Loss ULL TeraSPEED® MPO(Unpinned) to MPO(Pinned) Pre-terminated Trunk Cable, MPO12, 96-Fiber, Plenum, 12 fiber PmP 2.0 mm Dca, Method A | CommScope® |  |  | Fiber trunk cable assembly
AGGMXMXAF |  | Base Product | Singlemode MPO12 (Pinned) to MPO12 (Pinned), Fiber Trunk Cable Assembly, 24-Fiber, Method A, Plenum | CommScope® |  |  | Fiber trunk cable assembly
AGGMPMPCH |  | Base Product | Ultra Low Loss ULL TeraSPEED® MPO(Unpinned) to MPO(Unpinned) Pre-terminated Trunk Cable, MPO12, 48-Fiber, Plenum, 12 fiber PmP 2.0 mm Dca, Method A | CommScope® |  |  | Fiber trunk cable assembly
AFGLFLGM2 |  | Base Product | Fiber Patch Cord, Singlemode G.657.A2, Grade B, LC/UPC to LC/APC, Duplex, 1.6 mm LSZH jacket | CommScope® |  | AFG | Fiber patch cord ¦ duplex
AGGMXMXAG |  | Base Product | Singlemode MPO12 (Pinned) to MPO12 (Pinned), Fiber Trunk Cable Assembly, 36-Fiber, Method A, Plenum | CommScope® |  |  | Fiber trunk cable assembly
AGGMPMPAF |  | Base Product | Singlemode MPO12 (Unpinned) to MPO12 (Unpinned), Fiber Trunk Cable Assembly, 24-Fiber, Method A, Plenum | CommScope® |  |  | Fiber trunk cable assembly
AFGLGSGL1 |  | Base Product | Fiber Patch Cord, Singlemode G.657.A2, Grade B, LC/APC to SC/APC, Simplex, 1.6 mm LSZH jacket | CommScope® |  | AFG | Fiber patch cord ¦ simplex
AGGMXMXCG |  | Base Product | Ultra Low Loss ULL TeraSPEED® MPO(Pinned) to MPO(Pinned) Pre-terminated Trunk Cable, MPO12, 36-Fiber, Plenum, 12 fiber PmP 2.0 mm Dca, Method A | CommScope® |  |  | Fiber trunk cable assembly
AGGMXMXAH |  | Base Product | Singlemode MPO12 (Pinned) to MPO12 (Pinned), Fiber Trunk Cable Assembly, 48-Fiber, Method A, Plenum | CommScope® |  |  | Fiber trunk cable assembly
ACGLGUCN1 |  | Base Product | Singlemode LC/APC to Stub, Fiber Pigtail, Simplex 0.6 mm, Low Smoke Zero Halogen | CommScope® |  | ACG | Fiber pigtail ¦ unjacketed
FGWMPUCRP |  | Base Product | Singlemode MPO12 (Unpinned) to Unconnectorized, InstaPATCH® 360 Pre-terminated Fiber Trunk Cable Assembly, 288-Fiber, Plenum | CommScope® | InstaPATCH® 360 |  | Fiber trunk cable assembly
UHXMXMXAH |  | Base Product | Ultra Low Loss (ULL) Multimode OM4 MPO12 (Pinned) to MPO12 (Pinned), Armored Pre-terminated Trunk Cable, 48-Fiber, Plenum | CommScope® | SYSTIMAX ULL |  | Fiber trunk cable assembly
UHXMXMXAK |  | Base Product | Ultra Low Loss (ULL) Multimode OM4 MPO12 (Pinned) to MPO12 (Pinned), Armored Pre-terminated Trunk Cable, 72-Fiber, Plenum | CommScope® | SYSTIMAX ULL |  | Fiber trunk cable assembly
UHXMXMXAM |  | Base Product | Ultra Low Loss (ULL) Multimode OM4 MPO12 (Pinned) to MPO12 (Pinned), Armored Pre-terminated Trunk Cable, 144-Fiber, Plenum | CommScope® | SYSTIMAX ULL |  | Fiber trunk cable assembly
UHXMXUCAD |  | Base Product | Ultra Low Loss (ULL) Multimode OM4 MPO12 (Pinned) to Unconnectorized, Armored Pre-terminated Trunk Cable, 12-Fiber, Plenum | CommScope® | SYSTIMAX ULL |  | Fiber trunk cable assembly
UHXMXUCAF |  | Base Product | Ultra Low Loss (ULL) Multimode OM4 MPO12 (Pinned) to Unconnectorized, Armored Pre-terminated Trunk Cable, 24-Fiber, Plenum | CommScope® | SYSTIMAX ULL |  | Fiber trunk cable assembly
UHXMXUCAG |  | Base Product | Ultra Low Loss (ULL) Multimode OM4 MPO12 (Pinned) to Unconnectorized, Armored Pre-terminated Trunk Cable, 36-Fiber, Plenum | CommScope® | SYSTIMAX ULL |  | Fiber trunk cable assembly
UHXMXUCAH |  | Base Product | Ultra Low Loss (ULL) Multimode OM4 MPO12 (Pinned) to Unconnectorized, Armored Pre-terminated Trunk Cable, 48-Fiber, Plenum | CommScope® | SYSTIMAX ULL |  | Fiber trunk cable assembly
UHXMXUCAK |  | Base Product | Ultra Low Loss (ULL) Multimode OM4 MPO12 (Pinned) to Unconnectorized, Armored Pre-terminated Trunk Cable, 72-Fiber, Plenum | CommScope® | SYSTIMAX ULL |  | Fiber trunk cable assembly
UHXMXUCAL |  | Base Product | Ultra Low Loss (ULL) Multimode OM4 MPO12 (Pinned) to Unconnectorized, Armored Pre-terminated Trunk Cable, 96-Fiber, Plenum | CommScope® | SYSTIMAX ULL |  | Fiber trunk cable assembly
UHXMXUCAM |  | Base Product | Ultra Low Loss (ULL) Multimode OM4 MPO12 (Pinned) to Unconnectorized, Armored Pre-terminated Trunk Cable, 144-Fiber, Plenum | CommScope® | SYSTIMAX ULL |  | Fiber trunk cable assembly
UHXMPMXAG |  | Base Product | Ultra Low Loss (ULL) Multimode OM4 MPO12 (Unpinned) to MPO12 (Pinned), Armored Pre-terminated Trunk Cable, 36-Fiber, Plenum | CommScope® | SYSTIMAX ULL |  | Fiber trunk cable assembly
UHXMPMXAH |  | Base Product | Ultra Low Loss (ULL) Multimode OM4 MPO12 (Unpinned) to MPO12 (Pinned), Armored Pre-terminated Trunk Cable, 48-Fiber, Plenum | CommScope® | SYSTIMAX ULL |  | Fiber trunk cable assembly
UHXMPMXAM |  | Base Product | Ultra Low Loss (ULL) Multimode OM4 MPO12 (Unpinned) to MPO12 (Pinned), Armored Pre-terminated Trunk Cable, 144-Fiber, Plenum | CommScope® | SYSTIMAX ULL |  | Fiber trunk cable assembly
UHVMXMXAF |  | Base Product | Ultra Low Loss (ULL) Multimode OM5 MPO12 (Pinned) to MPO12 (Pinned), Armored Pre-terminated Trunk Cable, 24-Fiber, Plenum | CommScope® | SYSTIMAX ULL |  | Fiber trunk cable assembly |  | Discontinued
UHVMXMXAH |  | Base Product | Ultra Low Loss (ULL) Multimode OM5 MPO12 (Pinned) to MPO12 (Pinned), Armored Pre-terminated Trunk Cable, 48-Fiber, Plenum | CommScope® | SYSTIMAX ULL |  | Fiber trunk cable assembly |  | Discontinued
UHVMXUCAG |  | Base Product | Ultra Low Loss (ULL) Multimode OM5 MPO12 (Pinned) to Unconnectorized, Armored Pre-terminated Trunk Cable, 36-Fiber, Plenum | CommScope® | SYSTIMAX ULL |  | Fiber trunk cable assembly
UHVMXUCAH |  | Base Product | Ultra Low Loss (ULL) Multimode OM5 MPO12 (Pinned) to Unconnectorized, Armored Pre-terminated Trunk Cable, 48-Fiber, Plenum | CommScope® | SYSTIMAX ULL |  | Fiber trunk cable assembly
UHVMXUCAK |  | Base Product | Ultra Low Loss (ULL) Multimode OM5 MPO12 (Pinned) to Unconnectorized, Armored Pre-terminated Trunk Cable, 72-Fiber, Plenum | CommScope® | SYSTIMAX ULL |  | Fiber trunk cable assembly
UHVMPMXAF |  | Base Product | Ultra Low Loss (ULL) Multimode OM5 MPO12 (Unpinned) to MPO12 (Pinned), Armored Pre-terminated Trunk Cable, 24-Fiber, Plenum | CommScope® | SYSTIMAX ULL |  | Fiber trunk cable assembly
UHVMPMXAL |  | Base Product | Ultra Low Loss (ULL) Multimode OM5 MPO12 (Unpinned) to MPO12 (Pinned), Armored Pre-terminated Trunk Cable, 96-Fiber, Plenum | CommScope® | SYSTIMAX ULL |  | Fiber trunk cable assembly
UHGMXMXAH |  | Base Product | Ultra Low Loss (ULL) Singlemode MPO12 (Pinned) to MPO12 (Pinned), Armored Pre-terminated Trunk Cable, 48-Fiber, Plenum | CommScope® | SYSTIMAX InstaPATCH® 360 |  | Fiber trunk cable assembly |  | Discontinued
UHGMXMXAK |  | Base Product | Ultra Low Loss (ULL) Singlemode MPO12 (Pinned) to MPO12 (Pinned), Armored Pre-terminated Trunk Cable, 72-Fiber, Plenum | CommScope® | SYSTIMAX InstaPATCH® 360 |  | Fiber trunk cable assembly
UHGMXMXAL |  | Base Product | Ultra Low Loss (ULL) Singlemode MPO12 (Pinned) to MPO12 (Pinned), Armored Pre-terminated Trunk Cable, 96-Fiber, Plenum | CommScope® | SYSTIMAX InstaPATCH® 360 |  | Fiber trunk cable assembly |  | Discontinued
UHGMXUCAF |  | Base Product | Ultra Low Loss (ULL) Singlemode MPO12 (Pinned) to Unconnectorized, Armored Pre-terminated Trunk Cable, 24-Fiber, Plenum | CommScope® | SYSTIMAX ULL |  | Fiber trunk cable assembly |  | Discontinued
UHGMXUCAH |  | Base Product | Ultra Low Loss (ULL) Singlemode MPO12 (Pinned) to Unconnectorized, Armored Pre-terminated Trunk Cable, 48-Fiber, Plenum | CommScope® | SYSTIMAX InstaPATCH® 360 |  | Fiber trunk cable assembly
UHGMXUCAL |  | Base Product | Ultra Low Loss (ULL) Singlemode MPO12 (Pinned) to Unconnectorized, Armored Pre-terminated Trunk Cable, 96-Fiber, Plenum | CommScope® | SYSTIMAX InstaPATCH® 360 |  | Fiber trunk cable assembly
UHGMXUCAM |  | Base Product | Ultra Low Loss (ULL) Singlemode MPO12 (Pinned) to Unconnectorized, Armored Pre-terminated Trunk Cable, 144-Fiber, Plenum | CommScope® | SYSTIMAX InstaPATCH® 360 |  | Fiber trunk cable assembly
UHGMPMXAF |  | Base Product | Ultra Low Loss (ULL) Singlemode MPO12 (Unpinned) to MPO12 (Pinned), Armored Pre-terminated Trunk Cable, 24-Fiber, Plenum | CommScope® | SYSTIMAX InstaPATCH® 360 |  | Fiber trunk cable assembly
UHGMPMXAG |  | Base Product | Ultra Low Loss (ULL) Singlemode MPO12 (Unpinned) to MPO12 (Pinned), Armored Pre-terminated Trunk Cable, 36-Fiber, Plenum | CommScope® | SYSTIMAX InstaPATCH® 360 |  | Fiber trunk cable assembly
UHGMPMXAH |  | Base Product | Ultra Low Loss (ULL) Singlemode MPO12 (Unpinned) to MPO12 (Pinned), Armored Pre-terminated Trunk Cable, 48-Fiber, Plenum | CommScope® | SYSTIMAX InstaPATCH® 360 |  | Fiber trunk cable assembly
UHGMPMXAM |  | Base Product | Ultra Low Loss (ULL) Singlemode MPO12 (Unpinned) to MPO12 (Pinned), Armored Pre-terminated Trunk Cable, 144-Fiber, Plenum | CommScope® | SYSTIMAX InstaPATCH® 360 |  | Fiber trunk cable assembly |  | Discontinued
UKXMXMXAH |  | Base Product | Ultra Low Loss (ULL) Multimode OM4 MPO12 (Pinned) to MPO12 (Pinned), Armored Pre-terminated Trunk Cable, 48-Fiber, Low Smoke Zero Halogen (LSZH) | CommScope® | SYSTIMAX ULL |  | Fiber trunk cable assembly |  | Discontinued
UKXMXMXAL |  | Base Product | Ultra Low Loss (ULL) Multimode OM4 MPO12 (Pinned) to MPO12 (Pinned), Armored Pre-terminated Trunk Cable, 96-Fiber, Low Smoke Zero Halogen (LSZH) | CommScope® | SYSTIMAX ULL |  | Fiber trunk cable assembly |  | Discontinued
UKXMXUCAD |  | Base Product | Ultra Low Loss (ULL) Multimode OM4 MPO12 (Pinned) to Unconnectorized, Armored Pre-terminated Trunk Cable, 12-Fiber, Low Smoke Zero Halogen (LSZH) | CommScope® | SYSTIMAX ULL |  | Fiber trunk cable assembly
UKXMXUCAF |  | Base Product | Ultra Low Loss (ULL) Multimode OM4 MPO12 (Pinned) to Unconnectorized, Armored Pre-terminated Trunk Cable, 24-Fiber, Low Smoke Zero Halogen (LSZH) | CommScope® | SYSTIMAX ULL |  | Fiber trunk cable assembly
UKXMXUCAH |  | Base Product | Ultra Low Loss (ULL) Multimode OM4 MPO12 (Pinned) to Unconnectorized, Armored Pre-terminated Trunk Cable, 48-Fiber, Low Smoke Zero Halogen (LSZH) | CommScope® | SYSTIMAX ULL |  | Fiber trunk cable assembly
UKXMXUCAK |  | Base Product | Ultra Low Loss (ULL) Multimode OM4 MPO12 (Pinned) to Unconnectorized, Armored Pre-terminated Trunk Cable, 72-Fiber, Low Smoke Zero Halogen (LSZH) | CommScope® | SYSTIMAX ULL |  | Fiber trunk cable assembly
UKXMXUCAL |  | Base Product | Ultra Low Loss (ULL) Multimode OM4 MPO12 (Pinned) to Unconnectorized, Armored Pre-terminated Trunk Cable, 96-Fiber, Low Smoke Zero Halogen (LSZH) | CommScope® | SYSTIMAX ULL |  | Fiber trunk cable assembly
UKXMXUCAM |  | Base Product | Ultra Low Loss (ULL) Multimode OM4 MPO12 (Pinned) to Unconnectorized, Armored Pre-terminated Trunk Cable, 144-Fiber, Low Smoke Zero Halogen (LSZH) | CommScope® | SYSTIMAX ULL |  | Fiber trunk cable assembly
UKXMPMXAD |  | Base Product | Ultra Low Loss (ULL) Multimode OM4 MPO12 (Unpinned) to MPO12 (Pinned), Armored Pre-terminated Trunk Cable, 12-Fiber, Low Smoke Zero Halogen (LSZH) | CommScope® | SYSTIMAX ULL |  | Fiber trunk cable assembly |  | Discontinued
UKXMPMXAF |  | Base Product | Ultra Low Loss (ULL) Multimode OM4 MPO12 (Unpinned) to MPO12 (Pinned), Armored Pre-terminated Trunk Cable, 24-Fiber, Low Smoke Zero Halogen (LSZH) | CommScope® | SYSTIMAX ULL |  | Fiber trunk cable assembly |  | Discontinued
UKXMPMXAL |  | Base Product | Ultra Low Loss (ULL) Multimode OM4 MPO12 (Unpinned) to MPO12 (Pinned), Armored Pre-terminated Trunk Cable, 96-Fiber, Low Smoke Zero Halogen (LSZH) | CommScope® | SYSTIMAX ULL |  | Fiber trunk cable assembly |  | Discontinued
UKXMPMXAM |  | Base Product | Ultra Low Loss (ULL) Multimode OM4 MPO12 (Unpinned) to MPO12 (Pinned), Armored Pre-terminated Trunk Cable, 144-Fiber, Low Smoke Zero Halogen (LSZH) | CommScope® | SYSTIMAX ULL |  | Fiber trunk cable assembly |  | Discontinued
UKVMXUCAF |  | Base Product | Ultra Low Loss (ULL) Multimode OM5 MPO12 (Pinned) to Unconnectorized, Armored Pre-terminated Trunk Cable, 24-Fiber, Low Smoke Zero Halogen (LSZH) | CommScope® | SYSTIMAX ULL |  | Fiber trunk cable assembly
UKVMXUCAG |  | Base Product | Ultra Low Loss (ULL) Multimode OM5 MPO12 (Pinned) to Unconnectorized, Armored Pre-terminated Trunk Cable, 36-Fiber, Low Smoke Zero Halogen (LSZH) | CommScope® | SYSTIMAX ULL |  | Fiber trunk cable assembly
UKVMXUCAL |  | Base Product | Ultra Low Loss (ULL) Multimode OM5 MPO12 (Pinned) to Unconnectorized, Armored Pre-terminated Trunk Cable, 96-Fiber, Low Smoke Zero Halogen (LSZH) | CommScope® | SYSTIMAX ULL |  | Fiber trunk cable assembly
UKVMPMXAG |  | Base Product | Ultra Low Loss (ULL) Multimode OM5 MPO12 (Unpinned) to MPO12 (Pinned), Armored Pre-terminated Trunk Cable, 36-Fiber, Low Smoke Zero Halogen (LSZH) | CommScope® | SYSTIMAX ULL |  | Fiber trunk cable assembly
UKGMXMXAH |  | Base Product | Ultra Low Loss (ULL) Singlemode MPO12 (Pinned) to MPO12 (Pinned), Armored Pre-terminated Trunk Cable, 48-Fiber, Low Smoke Zero Halogen (LSZH) | CommScope® | SYSTIMAX ULL |  | Fiber trunk cable assembly |  | Discontinued
UKGMXMXAK |  | Base Product | Ultra Low Loss (ULL) Singlemode MPO12 (Pinned) to MPO12 (Pinned), Armored Pre-terminated Trunk Cable, 72-Fiber, Low Smoke Zero Halogen (LSZH) | CommScope® | SYSTIMAX ULL |  | Fiber trunk cable assembly |  | Discontinued
UKGMXUCAD |  | Base Product | Ultra Low Loss (ULL) Singlemode MPO12 (Pinned) to Unconnectorized, Armored Pre-terminated Trunk Cable, 12-Fiber, Low Smoke Zero Halogen (LSZH) | CommScope® | SYSTIMAX ULL |  | Fiber trunk cable assembly
UKGMXUCAK |  | Base Product | Ultra Low Loss (ULL) Singlemode MPO12 (Pinned) to Unconnectorized, Armored Pre-terminated Trunk Cable, 72-Fiber, Low Smoke Zero Halogen (LSZH) | CommScope® | SYSTIMAX ULL |  | Fiber trunk cable assembly
UKGMXUCAL |  | Base Product | Ultra Low Loss (ULL) Singlemode MPO12 (Pinned) to Unconnectorized, Armored Pre-terminated Trunk Cable, 96-Fiber, Low Smoke Zero Halogen (LSZH) | CommScope® | SYSTIMAX ULL |  | Fiber trunk cable assembly
UKGMXUCAM |  | Base Product | Ultra Low Loss (ULL) Singlemode MPO12 (Pinned) to Unconnectorized, Armored Pre-terminated Trunk Cable, 144-Fiber, Low Smoke Zero Halogen (LSZH) | CommScope® | SYSTIMAX ULL |  | Fiber trunk cable assembly
UKGMPMXAG |  | Base Product | Ultra Low Loss (ULL) Singlemode MPO12 (Unpinned) to MPO12 (Pinned), Armored Pre-terminated Trunk Cable, 36-Fiber, Low Smoke Zero Halogen (LSZH) | CommScope® | SYSTIMAX ULL |  | Fiber trunk cable assembly
UKGMPMXAH |  | Base Product | Ultra Low Loss (ULL) Singlemode MPO12 (Unpinned) to MPO12 (Pinned), Armored Pre-terminated Trunk Cable, 48-Fiber, Low Smoke Zero Halogen (LSZH) | CommScope® | SYSTIMAX ULL |  | Fiber trunk cable assembly |  | Discontinued
UKGMPMXAK |  | Base Product | Ultra Low Loss (ULL) Singlemode MPO12 (Unpinned) to MPO12 (Pinned), Armored Pre-terminated Trunk Cable, 72-Fiber, Low Smoke Zero Halogen (LSZH) | CommScope® | SYSTIMAX ULL |  | Fiber trunk cable assembly |  | Discontinued
UKGMPMXAL |  | Base Product | Ultra Low Loss (ULL) Singlemode MPO12 (Unpinned) to MPO12 (Pinned), Armored Pre-terminated Trunk Cable, 96-Fiber, Low Smoke Zero Halogen (LSZH) | CommScope® | SYSTIMAX ULL |  | Fiber trunk cable assembly |  | Discontinued
UKGMPMXAM |  | Base Product | Ultra Low Loss (ULL) Singlemode MPO12 (Unpinned) to MPO12 (Pinned), Armored Pre-terminated Trunk Cable, 144-Fiber, Low Smoke Zero Halogen (LSZH) | CommScope® | SYSTIMAX ULL |  | Fiber trunk cable assembly |  | Discontinued
UKGMXMXAM |  | Base Product | Ultra Low Loss (ULL) Singlemode MPO12 (Pinned) to MPO12 (Pinned), Armored Pre-terminated Trunk Cable, 144-Fiber, Low Smoke Zero Halogen (LSZH) | CommScope® | SYSTIMAX ULL |  | Fiber trunk cable assembly |  | Discontinued
UBWLCUC11 |  | Base Product | TeraSPEED® LC/UPC to Unconnectorized, Fiber Pigtail, 0.9 mm SBJ | CommScope® | SYSTIMAX InstaPATCH® 360 | UBW | Fiber pigtail ¦ unjacketed
U4VMPLUCK |  | Base Product | Ultra Low Loss ULL LazrSPEED® 550 OM5 MPO(Unpinned) to LC/UPC Uniboot Ruggedized fanout Cable, 72-Fiber, LSZH, 12 fiber PmP 2.0 mm /B2ca | CommScope® | SYSTIMAX ULL |  | Ruggedized fanout
U4VLCLCCH |  | Base Product | Ultra Low Loss ULL LazrSPEED® 550 OM5 LC/UPC to LC/UPC Ruggedized fanout Cable, 48-Fiber, LSZH, 12 fiber PmP 2.0 mm /B2ca | CommScope® | SYSTIMAX ULL |  | Ruggedized fanout
U4VLULUCM |  | Base Product | Ultra Low Loss ULL LazrSPEED® 550 OM5 LC/UPC Uniboot to LC/UPC Uniboot Ruggedized fanout Cable, 144-Fiber, LSZH, 12 fiber PmP 2.0 mm /B2ca | CommScope® | SYSTIMAX ULL |  | Ruggedized fanout
U4GMXSCCM |  | Base Product | Ultra Low Loss ULL TeraSPEED® MPO(Pinned) to SC/UPC Ruggedized fanout Cable, 144-Fiber, LSZH, 12 fiber PmP 2.0 mm /B2ca | CommScope® | SYSTIMAX ULL |  | Ruggedized fanout
U4VMPLCCG |  | Base Product | Ultra Low Loss ULL LazrSPEED® 550 OM5 MPO(Unpinned) to LC/UPC Ruggedized fanout Cable, 36-Fiber, LSZH, 12 fiber PmP 2.0 mm /B2ca | CommScope® | SYSTIMAX ULL |  | Ruggedized fanout
U4VMXLCAL |  | Base Product | Ultra Low Loss (ULL) OM5 MPO (Pinned) to LC/UPC, InstaPATCH® 360 Ruggedized Fanout Cable Assembly, 96-Fiber, Low Smoke Zero Halogen (LSZH) | CommScope® | SYSTIMAX InstaPATCH® 360 ¦ SYSTIMAX ULL |  | Ruggedized fanout |  | Discontinued
U4VLCLCCK |  | Base Product | Ultra Low Loss ULL LazrSPEED® 550 OM5 LC/UPC to LC/UPC Ruggedized fanout Cable, 72-Fiber, LSZH, 12 fiber PmP 2.0 mm /B2ca | CommScope® | SYSTIMAX ULL |  | Ruggedized fanout
U4VMPLCAD |  | Base Product | Ultra Low Loss (ULL) OM5 MPO (Unpinned) to LC/UPC, InstaPATCH® 360 Ruggedized Fanout Cable Assembly, 12-Fiber, Low Smoke Zero Halogen (LSZH) | CommScope® | SYSTIMAX InstaPATCH® 360 ¦ SYSTIMAX ULL |  | Ruggedized fanout |  | Discontinued
U4VMPSCCM |  | Base Product | Ultra Low Loss ULL LazrSPEED® 550 OM5 MPO(Unpinned) to SC/UPC Ruggedized fanout Cable, 144-Fiber, LSZH, 12 fiber PmP 2.0 mm /B2ca | CommScope® | SYSTIMAX ULL |  | Ruggedized fanout
U4VMPLCCH |  | Base Product | Ultra Low Loss ULL LazrSPEED® 550 OM5 MPO(Unpinned) to LC/UPC Ruggedized fanout Cable, 48-Fiber, LSZH, 12 fiber PmP 2.0 mm /B2ca | CommScope® | SYSTIMAX ULL |  | Ruggedized fanout
U4VMXLUCF |  | Base Product | Ultra Low Loss ULL LazrSPEED® 550 OM5 MPO(Pinned) to LC/UPC Uniboot Ruggedized fanout Cable, 24-Fiber, LSZH, 12 fiber PmP 2.0 mm /B2ca | CommScope® | SYSTIMAX ULL |  | Ruggedized fanout
U4VMPLCAF |  | Base Product | Ultra Low Loss (ULL) OM5 MPO (Unpinned) to LC/UPC, InstaPATCH® 360 Ruggedized Fanout Cable Assembly, 24-Fiber, Low Smoke Zero Halogen (LSZH) | CommScope® | SYSTIMAX InstaPATCH® 360 ¦ SYSTIMAX ULL |  | Ruggedized fanout |  | Discontinued
U4VMXLCAD |  | Base Product | Ultra Low Loss (ULL) OM5 MPO (Pinned) to LC/UPC, InstaPATCH® 360 Ruggedized Fanout Cable Assembly, 12-Fiber, Low Smoke Zero Halogen (LSZH) | CommScope® | SYSTIMAX InstaPATCH® 360 ¦ SYSTIMAX ULL |  | Ruggedized fanout |  | Discontinued
U4VLCLCCL |  | Base Product | Ultra Low Loss ULL LazrSPEED® 550 OM5 LC/UPC to LC/UPC Ruggedized fanout Cable, 96-Fiber, LSZH, 12 fiber PmP 2.0 mm /B2ca | CommScope® | SYSTIMAX ULL |  | Ruggedized fanout
U4VMXLCCD |  | Base Product | Ultra Low Loss ULL LazrSPEED® 550 OM5 MPO(Pinned) to LC/UPC Ruggedized fanout Cable, 12-Fiber, LSZH, 12 fiber PmP 2.0 mm /B2ca | CommScope® | SYSTIMAX ULL |  | Ruggedized fanout
U4VMPSCCD |  | Base Product | Ultra Low Loss ULL LazrSPEED® 550 OM5 MPO(Unpinned) to SC/UPC Ruggedized fanout Cable, 12-Fiber, LSZH, 12 fiber PmP 2.0 mm /B2ca | CommScope® | SYSTIMAX ULL |  | Ruggedized fanout
U4VMXSCCK |  | Base Product | Ultra Low Loss ULL LazrSPEED® 550 OM5 MPO(Pinned) to SC/UPC Ruggedized fanout Cable, 72-Fiber, LSZH, 12 fiber PmP 2.0 mm /B2ca | CommScope® | SYSTIMAX ULL |  | Ruggedized fanout
U4VMPLCAG |  | Base Product | Ultra Low Loss OM5 MPO12 Unpinned to LC/UPC 36-Fiber InstaPATCH® 360 Ruggedized Fanout Cable, Low Smoke Zero Halogen | CommScope® | SYSTIMAX InstaPATCH® 360 ¦ SYSTIMAX ULL |  | Ruggedized fanout |  | Discontinued
U4VMXLCCF |  | Base Product | Ultra Low Loss ULL LazrSPEED® 550 OM5 MPO(Pinned) to LC/UPC Ruggedized fanout Cable, 24-Fiber, LSZH, 12 fiber PmP 2.0 mm /B2ca | CommScope® | SYSTIMAX ULL |  | Ruggedized fanout
U4VMPSCCF |  | Base Product | Ultra Low Loss ULL LazrSPEED® 550 OM5 MPO(Unpinned) to SC/UPC Ruggedized fanout Cable, 24-Fiber, LSZH, 12 fiber PmP 2.0 mm /B2ca | CommScope® | SYSTIMAX ULL |  | Ruggedized fanout
U4VMXLCAF |  | Base Product | Ultra Low Loss (ULL) OM5 MPO (Pinned) to LC/UPC, InstaPATCH® 360 Ruggedized Fanout Cable Assembly, 24-Fiber, Low Smoke Zero Halogen (LSZH) | CommScope® | SYSTIMAX InstaPATCH® 360 ¦ SYSTIMAX ULL |  | Ruggedized fanout |  | Discontinued
U4VMXSCCL |  | Base Product | Ultra Low Loss ULL LazrSPEED® 550 OM5 MPO(Pinned) to SC/UPC Ruggedized fanout Cable, 96-Fiber, LSZH, 12 fiber PmP 2.0 mm /B2ca | CommScope® | SYSTIMAX ULL |  | Ruggedized fanout
U4VMPLCCL |  | Base Product | Ultra Low Loss ULL LazrSPEED® 550 OM5 MPO(Unpinned) to LC/UPC Ruggedized fanout Cable, 96-Fiber, LSZH, 12 fiber PmP 2.0 mm /B2ca | CommScope® | SYSTIMAX ULL |  | Ruggedized fanout
U4XLCLCCD |  | Base Product | Ultra Low Loss ULL LazrSPEED® 550 LC/UPC to LC/UPC Ruggedized fanout Cable, 12-Fiber, LSZH, 12 fiber PmP 2.0 mm /B2ca | CommScope® | SYSTIMAX ULL |  | Ruggedized fanout
U4VMXLCCG |  | Base Product | Ultra Low Loss ULL LazrSPEED® 550 OM5 MPO(Pinned) to LC/UPC Ruggedized fanout Cable, 36-Fiber, LSZH, 12 fiber PmP 2.0 mm /B2ca | CommScope® | SYSTIMAX ULL |  | Ruggedized fanout
U4VMXLCAG |  | Base Product | Ultra Low Loss OM5 MPO12 Pinned to LC/UPC 36-Fiber InstaPATCH® 360 Ruggedized Fanout Cable, Low Smoke Zero Halogen | CommScope® | SYSTIMAX InstaPATCH® 360 ¦ SYSTIMAX ULL |  | Ruggedized fanout |  | Discontinued
U4VMXLUCK |  | Base Product | Ultra Low Loss ULL LazrSPEED® 550 OM5 MPO(Pinned) to LC/UPC Uniboot Ruggedized fanout Cable, 72-Fiber, LSZH, 12 fiber PmP 2.0 mm /B2ca | CommScope® | SYSTIMAX ULL |  | Ruggedized fanout
U4XLCLCCF |  | Base Product | Ultra Low Loss ULL LazrSPEED® 550 LC/UPC to LC/UPC Ruggedized fanout Cable, 24-Fiber, LSZH, 12 fiber PmP 2.0 mm /B2ca | CommScope® | SYSTIMAX ULL |  | Ruggedized fanout
U4XMPLCCD |  | Base Product | Ultra Low Loss ULL LazrSPEED® 550 MPO(Unpinned) to LC/UPC Ruggedized fanout Cable, 12-Fiber, LSZH, 12 fiber PmP 2.0 mm /B2ca | CommScope® | SYSTIMAX ULL |  | Ruggedized fanout
U4XLULUCK |  | Base Product | Ultra Low Loss ULL LazrSPEED® 550 LC/UPC Uniboot to LC/UPC Uniboot Ruggedized fanout Cable, 72-Fiber, LSZH, 12 fiber PmP 2.0 mm /B2ca | CommScope® | SYSTIMAX ULL |  | Ruggedized fanout
U4VMXLUCL |  | Base Product | Ultra Low Loss ULL LazrSPEED® 550 OM5 MPO(Pinned) to LC/UPC Uniboot Ruggedized fanout Cable, 96-Fiber, LSZH, 12 fiber PmP 2.0 mm /B2ca | CommScope® | SYSTIMAX ULL |  | Ruggedized fanout
U4VMXLCCK |  | Base Product | Ultra Low Loss ULL LazrSPEED® 550 OM5 MPO(Pinned) to LC/UPC Ruggedized fanout Cable, 72-Fiber, LSZH, 12 fiber PmP 2.0 mm /B2ca | CommScope® | SYSTIMAX ULL |  | Ruggedized fanout
U4XMPLCCF |  | Base Product | Ultra Low Loss ULL LazrSPEED® 550 MPO(Unpinned) to LC/UPC Ruggedized fanout Cable, 24-Fiber, LSZH, 12 fiber PmP 2.0 mm /B2ca | CommScope® | SYSTIMAX ULL |  | Ruggedized fanout
U4XLULUCL |  | Base Product | Ultra Low Loss ULL LazrSPEED® 550 LC/UPC Uniboot to LC/UPC Uniboot Ruggedized fanout Cable, 96-Fiber, LSZH, 12 fiber PmP 2.0 mm /B2ca | CommScope® | SYSTIMAX ULL |  | Ruggedized fanout
U4XMPLUCK |  | Base Product | Ultra Low Loss ULL LazrSPEED® 550 MPO(Unpinned) to LC/UPC Uniboot Ruggedized fanout Cable, 72-Fiber, LSZH, 12 fiber PmP 2.0 mm /B2ca | CommScope® | SYSTIMAX ULL |  | Ruggedized fanout
U4XMPLCCG |  | Base Product | Ultra Low Loss ULL LazrSPEED® 550 MPO(Unpinned) to LC/UPC Ruggedized fanout Cable, 36-Fiber, LSZH, 12 fiber PmP 2.0 mm /B2ca | CommScope® | SYSTIMAX ULL |  | Ruggedized fanout
U4XMPLCAD |  | Base Product | Ultra Low Loss OM4 MPO12 Unpinned to LC/UPC 12-Fiber InstaPATCH® 360 Ruggedized Fanout Cable, Low Smoke Zero Halogen | CommScope® | SYSTIMAX InstaPATCH® 360 ¦ SYSTIMAX ULL |  | Ruggedized fanout |  | Discontinued
U4VMXLUCD |  | Base Product | Ultra Low Loss ULL LazrSPEED® 550 OM5 MPO(Pinned) to LC/UPC Uniboot Ruggedized fanout Cable, 12-Fiber, LSZH, 12 fiber PmP 2.0 mm /B2ca | CommScope® | SYSTIMAX ULL |  | Ruggedized fanout
U4XMPLCCL |  | Base Product | Ultra Low Loss ULL LazrSPEED® 550 MPO(Unpinned) to LC/UPC Ruggedized fanout Cable, 96-Fiber, LSZH, 12 fiber PmP 2.0 mm /B2ca | CommScope® | SYSTIMAX ULL |  | Ruggedized fanout
U4XMXLCCF |  | Base Product | Ultra Low Loss ULL LazrSPEED® 550 MPO(Pinned) to LC/UPC Ruggedized fanout Cable, 24-Fiber, LSZH, 12 fiber PmP 2.0 mm /B2ca | CommScope® | SYSTIMAX ULL |  | Ruggedized fanout
U4XMPLCCM |  | Base Product | Ultra Low Loss ULL LazrSPEED® 550 MPO(Unpinned) to LC/UPC Ruggedized fanout Cable, 144-Fiber, LSZH, 12 fiber PmP 2.0 mm /B2ca | CommScope® | SYSTIMAX ULL |  | Ruggedized fanout
U4XMXLCCG |  | Base Product | Ultra Low Loss ULL LazrSPEED® 550 MPO(Pinned) to LC/UPC Ruggedized fanout Cable, 36-Fiber, LSZH, 12 fiber PmP 2.0 mm /B2ca | CommScope® | SYSTIMAX ULL |  | Ruggedized fanout
U4XMPLCAG |  | Base Product | Ultra Low Loss OM4 MPO12 Unpinned to LC/UPC 36-Fiber InstaPATCH® 360 Ruggedized Fanout Cable, Low Smoke Zero Halogen | CommScope® | SYSTIMAX InstaPATCH® 360 |  | Ruggedized fanout |  | Discontinued
U4XLULUCF |  | Base Product | Ultra Low Loss ULL LazrSPEED® 550 LC/UPC Uniboot to LC/UPC Uniboot Ruggedized fanout Cable, 24-Fiber, LSZH, 12 fiber PmP 2.0 mm /B2ca | CommScope® | SYSTIMAX ULL |  | Ruggedized fanout
U4XMPSCCG |  | Base Product | Ultra Low Loss ULL LazrSPEED® 550 MPO(Unpinned) to SC/UPC Ruggedized fanout Cable, 36-Fiber, LSZH, 12 fiber PmP 2.0 mm /B2ca | CommScope® | SYSTIMAX ULL |  | Ruggedized fanout
U4XMXLCCH |  | Base Product | Ultra Low Loss ULL LazrSPEED® 550 MPO(Pinned) to LC/UPC Ruggedized fanout Cable, 48-Fiber, LSZH, 12 fiber PmP 2.0 mm /B2ca | CommScope® | SYSTIMAX ULL |  | Ruggedized fanout
U4XLULUCG |  | Base Product | Ultra Low Loss ULL LazrSPEED® 550 LC/UPC Uniboot to LC/UPC Uniboot Ruggedized fanout Cable, 36-Fiber, LSZH, 12 fiber PmP 2.0 mm /B2ca | CommScope® | SYSTIMAX ULL |  | Ruggedized fanout
U4XMPSCCH |  | Base Product | Ultra Low Loss ULL LazrSPEED® 550 MPO(Unpinned) to SC/UPC Ruggedized fanout Cable, 48-Fiber, LSZH, 12 fiber PmP 2.0 mm /B2ca | CommScope® | SYSTIMAX ULL |  | Ruggedized fanout
U4XQPLCQ8 |  | Base Product | Ultra Low Loss OM4 MPO12 QSFP Unpinned to LC/UPC 8-Fiber InstaPATCH® 360 Ruggedized Fanout Cable, Low Smoke Zero Halogen | CommScope® | SYSTIMAX InstaPATCH® 360 |  | Ruggedized fanout |  | Discontinued
U4XMXLCAL |  | Base Product | Ultra Low Loss OM4 MPO12 Pinned to LC/UPC 96-Fiber InstaPATCH® 360 Ruggedized Fanout Cable, Low Smoke Zero Halogen | CommScope® | SYSTIMAX InstaPATCH® 360 |  | Ruggedized fanout |  | Discontinued
UAXLCUC0C |  | Base Product | Ultra Low Loss (ULL) LazrSPEED® 550 LC/UPC to Unconnectorized, Fiber Pigtail, 0.9 mm Tight Buffer, 12-fiber Kit, Blue - Aqua (1-12) | CommScope® | SYSTIMAX ULL | UAX | Fiber pigtail ¦ unjacketed
U4XMPSCCK |  | Base Product | Ultra Low Loss ULL LazrSPEED® 550 MPO(Unpinned) to SC/UPC Ruggedized fanout Cable, 72-Fiber, LSZH, 12 fiber PmP 2.0 mm /B2ca | CommScope® | SYSTIMAX ULL |  | Ruggedized fanout
U4XMXLCAM |  | Base Product | Ultra Low Loss OM4 MPO12 Pinned to LC/UPC 144-Fiber InstaPATCH® 360 Ruggedized Fanout Cable, Low Smoke Zero Halogen | CommScope® | SYSTIMAX InstaPATCH® 360 ¦ SYSTIMAX ULL |  | Ruggedized fanout |  | Discontinued
U4XQXLCQ8 |  | Base Product | Ultra Low Loss OM4 MPO12 QSFP Pinned to LC/UPC 8-Fiber InstaPATCH® 360 Ruggedized Fanout Cable, Low Smoke Zero Halogen | CommScope® | SYSTIMAX InstaPATCH® 360 |  | Ruggedized fanout |  | Discontinued
U4XMXLUCM |  | Base Product | Ultra Low Loss ULL LazrSPEED® 550 MPO(Pinned) to LC/UPC Uniboot Ruggedized fanout Cable, 144-Fiber, LSZH, 12 fiber PmP 2.0 mm /B2ca | CommScope® | SYSTIMAX ULL |  | Ruggedized fanout
U4XSCSCCD |  | Base Product | Ultra Low Loss ULL LazrSPEED® 550 SC/UPC to SC/UPC Ruggedized fanout Cable, 12-Fiber, LSZH, 12 fiber PmP 2.0 mm /B2ca | CommScope® | SYSTIMAX ULL |  | Ruggedized fanout
UBXLCUC11 |  | Base Product | Ultra Low Loss (ULL) LazrSPEED® 550 LC/UPC to Unconnectorized, Fiber Pigtail, 0.9 mm Riser - SBJ | CommScope® | SYSTIMAX ULL | UBX | Fiber pigtail ¦ unjacketed
U4XSCSCCF |  | Base Product | Ultra Low Loss ULL LazrSPEED® 550 SC/UPC to SC/UPC Ruggedized fanout Cable, 24-Fiber, LSZH, 12 fiber PmP 2.0 mm /B2ca | CommScope® | SYSTIMAX ULL |  | Ruggedized fanout
U4XMXLUCF |  | Base Product | Ultra Low Loss ULL LazrSPEED® 550 MPO(Pinned) to LC/UPC Uniboot Ruggedized fanout Cable, 24-Fiber, LSZH, 12 fiber PmP 2.0 mm /B2ca | CommScope® | SYSTIMAX ULL |  | Ruggedized fanout
U4XMXSCCF |  | Base Product | Ultra Low Loss ULL LazrSPEED® 550 MPO(Pinned) to SC/UPC Ruggedized fanout Cable, 24-Fiber, LSZH, 12 fiber PmP 2.0 mm /B2ca | CommScope® | SYSTIMAX ULL |  | Ruggedized fanout
U4XMXLUCG |  | Base Product | Ultra Low Loss ULL LazrSPEED® 550 MPO(Pinned) to LC/UPC Uniboot Ruggedized fanout Cable, 36-Fiber, LSZH, 12 fiber PmP 2.0 mm /B2ca | CommScope® | SYSTIMAX ULL |  | Ruggedized fanout
U4XMXLUCH |  | Base Product | Ultra Low Loss ULL LazrSPEED® 550 MPO(Pinned) to LC/UPC Uniboot Ruggedized fanout Cable, 48-Fiber, LSZH, 12 fiber PmP 2.0 mm /B2ca | CommScope® | SYSTIMAX ULL |  | Ruggedized fanout
U4XMXSCCH |  | Base Product | Ultra Low Loss ULL LazrSPEED® 550 MPO(Pinned) to SC/UPC Ruggedized fanout Cable, 48-Fiber, LSZH, 12 fiber PmP 2.0 mm /B2ca | CommScope® | SYSTIMAX ULL |  | Ruggedized fanout
U4XSCSCCL |  | Base Product | Ultra Low Loss ULL LazrSPEED® 550 SC/UPC to SC/UPC Ruggedized fanout Cable, 96-Fiber, LSZH, 12 fiber PmP 2.0 mm /B2ca | CommScope® | SYSTIMAX ULL |  | Ruggedized fanout
U4XMXSCCK |  | Base Product | Ultra Low Loss ULL LazrSPEED® 550 MPO(Pinned) to SC/UPC Ruggedized fanout Cable, 72-Fiber, LSZH, 12 fiber PmP 2.0 mm /B2ca | CommScope® | SYSTIMAX ULL |  | Ruggedized fanout
U4XMXSCCL |  | Base Product | Ultra Low Loss ULL LazrSPEED® 550 MPO(Pinned) to SC/UPC Ruggedized fanout Cable, 96-Fiber, LSZH, 12 fiber PmP 2.0 mm /B2ca | CommScope® | SYSTIMAX ULL |  | Ruggedized fanout
UGGMPMPAF |  | Base Product | Ultra Low Loss (ULL) Singlemode MPO12 (Unpinned) to MPO12 (Unpinned), Fiber Trunk Cable Assembly, 24-Fiber, Plenum | CommScope® | SYSTIMAX ULL |  | Fiber trunk cable assembly
UDVLCUC21 |  | Base Product | Ultra Low Loss (ULL) OM5 LC/UPC to Unconnectorized, 1.6 mm Simplex Fiber Pigtail, Plenum | CommScope® | SYSTIMAX ULL | UDV | Fiber pigtail ¦ jacketed
UFGLCLC21 |  | Base Product | Ultra Low Loss Singlemode, LC/UPC to LC/UPC, Fiber Patch Cord, 1.6 mm Simplex, Low Smoke Zero Halogen | CommScope® | SYSTIMAX ULL | UFG | Fiber patch cord ¦ simplex
UFVLULU62 |  | Base Product | Ultra Low Loss OM5, LC/UPC Uniboot to LC/UPC Uniboot, 2.0 mm Duplex Fiber Patch Cord, Low Smoke Zero Halogen/Riser | CommScope® | SYSTIMAX ULL | UFV | Fiber patch cord ¦ duplex
UDVLCUC42 |  | Base Product | Ultra Low Loss (ULL) OM5 LC/UPC to Unconnectorized, 1.6 mm Duplex Fiber Pigtail, Plenum | CommScope® | SYSTIMAX ULL | UDV | Fiber pigtail ¦ jacketed
UFGLCLC42 |  | Base Product | Ultra Low Loss Singlemode, LC/UPC to LC/UPC, Fiber Patch Cord, 1.6 mm Duplex, Low Smoke Zero Halogen | CommScope® | SYSTIMAX ULL | UFG | Fiber patch cord ¦ duplex
UFVLULUK2 |  | Base Product | Ultra Low Loss OM5, LC/UPC Uniboot to LC/UPC Uniboot, 1.5 mm Duplex Fiber Patch Cord, Low Smoke Zero Halogen/Riser | CommScope® | SYSTIMAX ULL | UFV | Fiber patch cord ¦ duplex
UFXLCLC21 |  | Base Product | Ultra Low Loss OM4 LC/UPC to LC/UPC, Fiber Patch Cord, 1.6 mm Simplex, Low Smoke Zero Halogen | CommScope® | SYSTIMAX ULL | UFX | Fiber patch cord ¦ simplex
UDVLULUK2 |  | Base Product | Ultra Low Loss OM5, LC/UPC Uniboot to LC/UPC Uniboot, 1.5 mm Duplex Fiber Patch Cord, Plenum | CommScope® | SYSTIMAX ULL | UDV | Fiber patch cord ¦ duplex
UFGLCUC42 |  | Base Product | Ultra Low Loss (ULL) Singlemode LC/UPC to Unconnectorized, 1.6 mm Duplex Fiber Pigtail, Low Smoke Zero Halogen (LSZH) | CommScope® | SYSTIMAX ULL | UFG | Fiber pigtail ¦ jacketed
UFXLCLC42 |  | Base Product | Ultra Low Loss OM4, LC/UPC to LC/UPC, Fiber Patch Cord, 1.6 mm Duplex, Low Smoke Zero Halogen | CommScope® | SYSTIMAX ULL | UFX | Fiber patch cord ¦ duplex
UDXLCLC21 |  | Base Product | Ultra Low Loss OM4, LC/UPC to LC/UPC, Fiber Patch Cord, 1.6 mm Simplex, Plenum | CommScope® | SYSTIMAX ULL | UDX | Fiber patch cord ¦ simplex
UGGMPMPRM |  | Base Product | Ultra Low Loss (ULL) Singlemode MPO12 (Unpinned) to MPO12 (Unpinned), Fiber Trunk Cable Assembly, 144-Fiber, Rollable Ribbon Central Tube, Plenum | CommScope® | SYSTIMAX ULL |  | Fiber trunk cable assembly
UDGLCUC42 |  | Base Product | Ultra Low Loss (ULL) Singlemode LC/UPC to Unconnectorized, 1.6 mm Duplex Fiber Pigtail, Plenum | CommScope® | SYSTIMAX ULL | UDG | Fiber pigtail ¦ jacketed
UFXLCUC21 |  | Base Product | Ultra Low Loss (ULL) OM4 LC/UPC to Unconnectorized, 1.6 mm Simplex Fiber Pigtail, Low Smoke Zero Halogen (LSZH) | CommScope® | SYSTIMAX ULL | UFX | Fiber pigtail ¦ jacketed
UFGLULU62 |  | Base Product | Ultra Low Loss Singlemode, LC/UPC Uniboot to LC/UPC Uniboot, 2.0 mm Duplex Fiber Patch Cord, Low Smoke Zero Halogen/Riser | CommScope® | SYSTIMAX ULL | UFG | Fiber patch cord ¦ duplex
UGGMPMPRP |  | Base Product | Ultra Low Loss (ULL) Singlemode MPO12 (Unpinned) to MPO12 (Unpinned), 288-Fiber, Rollable Ribbon Central Tube, Plenum | CommScope® | SYSTIMAX ULL |  | Fiber trunk cable assembly
UDGLULU62 |  | Base Product | Ultra Low Loss Singlemode, LC/UPC Uniboot to LC/UPC Uniboot, 2.0 mm Duplex Fiber Patch Cord, Plenum | CommScope® | SYSTIMAX ULL | UDG | Fiber patch cord ¦ duplex
UGGMPUCAD |  | Base Product | Ultra Low Loss (ULL) Singlemode MPO12 (Unpinned) to Unconnectorized, Fiber Trunk Cable Assembly, 12-Fiber, Plenum | CommScope® | SYSTIMAX ULL |  | Fiber trunk cable assembly
UFGLULUK2 |  | Base Product | Ultra Low Loss Singlemode, LC/UPC Uniboot to LC/UPC Uniboot, 1.5 mm Duplex Fiber Patch Cord, Low Smoke Zero Halogen/Riser | CommScope® | SYSTIMAX ULL | UFG | Fiber patch cord ¦ duplex
UDXLCUC42 |  | Base Product | Ultra Low Loss (ULL) OM4 LC/UPC to Unconnectorized, 1.6 mm Duplex Fiber Pigtail, Plenum | CommScope® | SYSTIMAX ULL | UDX | Fiber pigtail ¦ jacketed
UDGLULUK2 |  | Base Product | Ultra Low Loss Singlemode, LC/UPC Uniboot to LC/UPC Uniboot, 1.5 mm Duplex Fiber Patch Cord, Plenum | CommScope® | SYSTIMAX ULL | UDG | Fiber patch cord ¦ duplex
UGGMPMPCF |  | Base Product | Ultra Low Loss ULL TeraSPEED® MPO(Unpinned) to MPO(Unpinned) Pre-terminated Trunk Cable, MPO12, 24-Fiber, Plenum, 12 fiber PmP 2.0 mm Dca | CommScope® | SYSTIMAX ULL |  | Fiber trunk cable assembly
UFXLULU62 |  | Base Product | Ultra Low Loss OM4, LC/UPC Uniboot to LC/UPC Uniboot, 2.0 mm Duplex Fiber Patch Cord, Low Smoke Zero Halogen/Riser | CommScope® | SYSTIMAX ULL | UFX | Fiber patch cord ¦ duplex
UFVLCLC21 |  | Base Product | Ultra Low Loss OM5, LC/UPC to LC/UPC, Fiber Patch Cord, 1.6 mm Simplex, Low Smoke Zero Halogen | CommScope® | SYSTIMAX ULL | UFV | Fiber patch cord ¦ simplex
UGGMPMXAF |  | Base Product | Ultra Low Loss (ULL) Singlemode MPO12 (Unpinned) to MPO12 (Pinned), Fiber Trunk Cable Assembly, 24-Fiber, Plenum | CommScope® | SYSTIMAX ULL |  | Fiber trunk cable assembly
UGGMPMXCF |  | Base Product | Ultra Low Loss ULL TeraSPEED® MPO(Unpinned) to MPO(Pinned) Pre-terminated Trunk Cable, MPO12, 24-Fiber, Plenum, 12 fiber PmP 2.0 mm Dca | CommScope® | SYSTIMAX ULL |  | Fiber trunk cable assembly
UDXLULU62 |  | Base Product | Ultra Low Loss OM4, LC/UPC Uniboot to LC/UPC Uniboot, 2.0 mm Duplex Fiber Patch Cord, Plenum | CommScope® | SYSTIMAX ULL | UDX | Fiber patch cord ¦ duplex
UFXLULUK2 |  | Base Product | Ultra Low Loss OM4, LC/UPC Uniboot to LC/UPC Uniboot, 1.5 mm Duplex Fiber Patch Cord, Low Smoke Zero Halogen/Riser | CommScope® | SYSTIMAX ULL | UFX | Fiber patch cord ¦ duplex
UGGMPMXCG |  | Base Product | Ultra Low Loss ULL TeraSPEED® MPO(Unpinned) to MPO(Pinned) Pre-terminated Trunk Cable, MPO12, 36-Fiber, Plenum, 12 fiber PmP 2.0 mm Dca | CommScope® | SYSTIMAX ULL |  | Fiber trunk cable assembly
UGGMPMPCG |  | Base Product | Ultra Low Loss ULL TeraSPEED® MPO(Unpinned) to MPO(Unpinned) Pre-terminated Trunk Cable, MPO12, 36-Fiber, Plenum, 12 fiber PmP 2.0 mm Dca | CommScope® | SYSTIMAX ULL |  | Fiber trunk cable assembly
UGGMXMXAG |  | Base Product | Ultra Low Loss (ULL) Singlemode MPO12 (Pinned) to MPO12 (Pinned), Fiber Trunk Cable Assembly, 36-Fiber, Plenum | CommScope® | SYSTIMAX ULL |  | Fiber trunk cable assembly
UFVLCUC21 |  | Base Product | Ultra Low Loss (ULL) OM5 LC/UPC to Unconnectorized, 1.6 mm Simplex Fiber Pigtail, Low Smoke Zero Halogen (LSZH) | CommScope® | SYSTIMAX ULL | UFV | Fiber pigtail ¦ jacketed
UGGMPMPAD |  | Base Product | Ultra Low Loss (ULL) Singlemode MPO12 (Unpinned) to MPO12 (Unpinned), Fiber Trunk Cable Assembly, 12-Fiber, Plenum | CommScope® | SYSTIMAX ULL |  | Fiber trunk cable assembly
UGGMPMXCK |  | Base Product | Ultra Low Loss ULL TeraSPEED® MPO(Unpinned) to MPO(Pinned) Pre-terminated Trunk Cable, MPO12, 72-Fiber, Plenum, 12 fiber PmP 2.0 mm Dca | CommScope® | SYSTIMAX ULL |  | Fiber trunk cable assembly
UGGMXMXCM |  | Base Product | Ultra Low Loss ULL TeraSPEED® MPO(Pinned) to MPO(Pinned) Pre-terminated Trunk Cable, MPO12, 144-Fiber, Plenum, 12 fiber PmP 2.0 mm Dca | CommScope® | SYSTIMAX ULL |  | Fiber trunk cable assembly
UGGMXMXAK |  | Base Product | Ultra Low Loss (ULL) Singlemode MPO12 (Pinned) to MPO12 (Pinned), Fiber Trunk Cable Assembly, 72-Fiber, Plenum | CommScope® | SYSTIMAX ULL |  | Fiber trunk cable assembly
UGGQPQXQF |  | Base Product | Ultra Low Loss (ULL) Singlemode, MPO8 QSFP Unpinned to MPO8 QSFP Pinned, Fiber Trunk Cable Assembly, 24-Fiber, Plenum | CommScope® | SYSTIMAX ULL |  | Fiber trunk cable assembly
UGGMXMXAL |  | Base Product | Ultra Low Loss (ULL) Singlemode MPO12 (Pinned) to MPO12 (Pinned), Fiber Trunk Cable Assembly, 96-Fiber, Plenum | CommScope® | SYSTIMAX ULL |  | Fiber trunk cable assembly
UGV2X2XBF |  | Base Product | Ultra Low Loss (ULL) OM5 MPO24 (Pinned) to MPO24 (Pinned), Fiber Trunk Cable Assembly, 24-Fiber, Plenum | CommScope® | SYSTIMAX ULL |  | Fiber trunk cable assembly
UGGMXUCCG |  | Base Product | Ultra Low Loss ULL TeraSPEED® MPO(Pinned) to Unconnectorized Pre-terminated Trunk Cable, MPO12, 36-Fiber, Plenum, 12 fiber PmP 2.0 mm Dca | CommScope® | SYSTIMAX ULL |  | Fiber trunk cable assembly
UGGMXMXAM |  | Base Product | Ultra Low Loss (ULL) Singlemode MPO12 (Pinned) to MPO12 (Pinned), Fiber Trunk Cable Assembly, 144-Fiber, Plenum | CommScope® | SYSTIMAX ULL |  | Fiber trunk cable assembly
UGGQXQXQL |  | Base Product | Ultra Low Loss (ULL) Singlemode MPO8 QSFP (Pinned) to MPO8 QSFP (Pinned), Fiber Trunk Cable Assembly, 96-Fiber, Plenum | CommScope® | SYSTIMAX ULL |  | Fiber trunk cable assembly
UGGQPQXQH |  | Base Product | Ultra Low Loss (ULL) Singlemode MPO8 QSFP (Unpinned) to MPO8 QSFP (Pinned), Fiber Trunk Cable Assembly, 48-Fiber, Plenum | CommScope® | SYSTIMAX ULL |  | Fiber trunk cable assembly
UGV2X2XBH |  | Base Product | Ultra Low Loss (ULL) OM5 MPO24 (Pinned) to MPO24 (Pinned), Fiber Trunk Cable Assembly, 48-Fiber, Plenum | CommScope® | SYSTIMAX ULL |  | Fiber trunk cable assembly
UGGMXMXRP |  | Base Product | Ultra Low Loss (ULL) Singlemode MPO12 (Pinned) to MPO12 (Pinned), Fiber Trunk Cable Assembly, 288-Fiber, Rollable Ribbon Central Tube, Plenum | CommScope® | SYSTIMAX ULL |  | Fiber trunk cable assembly
UGGMXMXCD |  | Base Product | Ultra Low Loss ULL TeraSPEED® MPO(Pinned) to MPO(Pinned) Pre-terminated Trunk Cable, MPO12, 12-Fiber, Plenum, 12 fiber PmP 2.0 mm Dca | CommScope® | SYSTIMAX ULL |  | Fiber trunk cable assembly
UGGMXUCCH |  | Base Product | Ultra Low Loss ULL TeraSPEED® MPO(Pinned) to Unconnectorized Pre-terminated Trunk Cable, MPO12, 48-Fiber, Plenum, 12 fiber PmP 2.0 mm Dca | CommScope® | SYSTIMAX ULL |  | Fiber trunk cable assembly
UGGQXQXQR |  | Base Product | Ultra Low Loss (ULL) Singlemode MPO8 QSFP (Pinned) to MPO8 QSFP (Pinned), Fiber Trunk Cable Assembly, 16-Fiber, Plenum | CommScope® | SYSTIMAX ULL |  | Fiber trunk cable assembly
UGV2X2XBK |  | Base Product | Ultra Low Loss (ULL) OM5 MPO24 (Pinned) to MPO24 (Pinned), Fiber Trunk Cable Assembly, 72-Fiber, Plenum | CommScope® | SYSTIMAX ULL |  | Fiber trunk cable assembly
UGGMXMXCF |  | Base Product | Ultra Low Loss ULL TeraSPEED® MPO(Pinned) to MPO(Pinned) Pre-terminated Trunk Cable, MPO12, 24-Fiber, Plenum, 12 fiber PmP 2.0 mm Dca | CommScope® | SYSTIMAX ULL |  | Fiber trunk cable assembly
UGGQPQXQL |  | Base Product | Ultra Low Loss (ULL) Singlemode MPO8 QSFP (Unpinned) to MPO8 QSFP (Pinned), Fiber Trunk Cable Assembly, 96-Fiber, Plenum | CommScope® | SYSTIMAX ULL |  | Fiber trunk cable assembly
UGVMPMPCL |  | Base Product | Ultra Low Loss ULL LazrSPEED® 550 OM5 MPO(Unpinned) to MPO(Unpinned) Pre-terminated Trunk Cable, MPO12, 96-Fiber, Plenum, 12 fiber PmP 2.0 mm Dca | CommScope® | SYSTIMAX ULL |  | Fiber trunk cable assembly
UGGMXMXCG |  | Base Product | Ultra Low Loss ULL TeraSPEED® MPO(Pinned) to MPO(Pinned) Pre-terminated Trunk Cable, MPO12, 36-Fiber, Plenum, 12 fiber PmP 2.0 mm Dca | CommScope® | SYSTIMAX ULL |  | Fiber trunk cable assembly
UGGMXUCCK |  | Base Product | Ultra Low Loss ULL TeraSPEED® MPO(Pinned) to Unconnectorized Pre-terminated Trunk Cable, MPO12, 72-Fiber, Plenum, 12 fiber PmP 2.0 mm Dca | CommScope® | SYSTIMAX ULL |  | Fiber trunk cable assembly
UGGMXUCAH |  | Base Product | Ultra Low Loss (ULL) Singlemode MPO12 (Pinned) to Unconnectorized, Fiber Trunk Cable Assembly, 48-Fiber, Plenum | CommScope® | SYSTIMAX ULL |  | Fiber trunk cable assembly
UGVMPMPCD |  | Base Product | Ultra Low Loss ULL LazrSPEED® 550 OM5 MPO(Unpinned) to MPO(Unpinned) Pre-terminated Trunk Cable, MPO12, 12-Fiber, Plenum, 12 fiber PmP 2.0 mm Dca | CommScope® | SYSTIMAX ULL |  | Fiber trunk cable assembly
UGGMXUCAK |  | Base Product | Ultra Low Loss (ULL) Singlemode MPO12 (Pinned) to Unconnectorized, Fiber Trunk Cable Assembly, 72-Fiber, Plenum | CommScope® | SYSTIMAX ULL |  | Fiber trunk cable assembly
UGVMPMPCF |  | Base Product | Ultra Low Loss ULL LazrSPEED® 550 OM5 MPO(Unpinned) to MPO(Unpinned) Pre-terminated Trunk Cable, MPO12, 24-Fiber, Plenum, 12 fiber PmP 2.0 mm Dca | CommScope® | SYSTIMAX ULL |  | Fiber trunk cable assembly
UGVMPMXAF |  | Base Product | Ultra Low Loss (ULL) OM5 MPO12 (Unpinned) to MPO12 (Pinned), Fiber Trunk Cable Assembly, 24-Fiber, Plenum | CommScope® | SYSTIMAX ULL |  | Fiber trunk cable assembly
UGVMPMXCF |  | Base Product | Ultra Low Loss ULL LazrSPEED® 550 OM5 MPO(Unpinned) to MPO(Pinned) Pre-terminated Trunk Cable, MPO12, 24-Fiber, Plenum, 12 fiber PmP 2.0 mm Dca | CommScope® | SYSTIMAX ULL |  | Fiber trunk cable assembly
UGV2P2XBH |  | Base Product | Ultra Low Loss (ULL) OM5 MPO24 (Unpinned) to MPO24 (Pinned), Fiber Trunk Cable Assembly, 48-Fiber, Plenum | CommScope® | SYSTIMAX ULL |  | Fiber trunk cable assembly
UGGMXUCRM |  | Base Product | Ultra Low Loss (ULL) Singlemode, MPO12 Pinned to Unconnectorized, Fiber Trunk Cable Assembly, 144-Fiber, Rollable Ribbon Central Tube, Plenum | CommScope® | SYSTIMAX ULL |  | Fiber trunk cable assembly
UGGMXUCAL |  | Base Product | Ultra Low Loss (ULL) Singlemode MPO12 (Pinned) to Unconnectorized, Fiber Trunk Cable Assembly, 96-Fiber, Plenum | CommScope® | SYSTIMAX ULL |  | Fiber trunk cable assembly
UGGMXMXAD |  | Base Product | Ultra Low Loss (ULL) Singlemode MPO12 (Pinned) to MPO12 (Pinned), Fiber Trunk Cable Assembly, 12-Fiber, Plenum | CommScope® | SYSTIMAX ULL |  | Fiber trunk cable assembly
UGVMPMXAG |  | Base Product | Ultra Low Loss (ULL) OM5 MPO12 (Unpinned) to MPO12 (Pinned), Fiber Trunk Cable Assembly, 36-Fiber, Plenum | CommScope® | SYSTIMAX ULL |  | Fiber trunk cable assembly
UGVMPMXCG |  | Base Product | Ultra Low Loss ULL LazrSPEED® 550 OM5 MPO(Unpinned) to MPO(Pinned) Pre-terminated Trunk Cable, MPO12, 36-Fiber, Plenum, 12 fiber PmP 2.0 mm Dca | CommScope® | SYSTIMAX ULL |  | Fiber trunk cable assembly
UGGMXUCRP |  | Base Product | Ultra Low Loss (ULL) Singlemode, MPO12 Pinned to Unconnectorized, Fiber Trunk Cable Assembly, 288-Fiber, Rollable Ribbon Central Tube, Plenum | CommScope® | SYSTIMAX ULL |  | Fiber trunk cable assembly
UGGMXMXAF |  | Base Product | Ultra Low Loss (ULL) Singlemode MPO12 (Pinned) to MPO12 (Pinned), Fiber Trunk Cable Assembly, 24-Fiber, Plenum | CommScope® | SYSTIMAX ULL |  | Fiber trunk cable assembly
UGGMXUCAM |  | Base Product | Ultra Low Loss (ULL) Singlemode, MPO12 Pinned to Unconnectorized, Fiber Trunk Cable Assembly, 144-Fiber, Plenum | CommScope® | SYSTIMAX ULL |  | Fiber trunk cable assembly
UGVMPMXAH |  | Base Product | Ultra Low Loss (ULL) OM5 MPO12 (Unpinned) to MPO12 (Pinned), Fiber Trunk Cable Assembly, 48-Fiber, Plenum | CommScope® | SYSTIMAX ULL |  | Fiber trunk cable assembly
UGGQXQXQ8 |  | Base Product | Ultra Low Loss (ULL) Singlemode MPO8 QSFP (Pinned) to MPO8 QSFP (Pinned), Fiber Trunk Cable Assembly, 8-Fiber, Plenum | CommScope® | SYSTIMAX ULL |  | Fiber trunk cable assembly
UGGQPQXBM |  | Base Product | Ultra Low Loss (ULL) Singlemode MPO8 QSFP (Unpinned) to MPO8 QSFP (Pinned), Fiber Trunk Cable Assembly, 144-Fiber, Plenum | CommScope® | SYSTIMAX ULL |  | Fiber trunk cable assembly
UGV2P2XBL |  | Base Product | Ultra Low Loss (ULL) OM5 MPO24 (Unpinned) to MPO24 (Pinned), Fiber Trunk Cable Assembly, 96-Fiber, Plenum | CommScope® | SYSTIMAX ULL |  | Fiber trunk cable assembly
UGVMXUCCD |  | Base Product | Ultra Low Loss ULL LazrSPEED® 550 OM5 MPO(Pinned) to Unconnectorized Pre-terminated Trunk Cable, MPO12, 12-Fiber, Plenum, 12 fiber PmP 2.0 mm Dca | CommScope® | SYSTIMAX ULL |  | Fiber trunk cable assembly
UGVMPMXAK |  | Base Product | Ultra Low Loss (ULL) OM5 MPO12 (Unpinned) to MPO12 (Pinned), Fiber Trunk Cable Assembly, 72-Fiber, Plenum | CommScope® | SYSTIMAX ULL |  | Fiber trunk cable assembly
UGGQXQXQF |  | Base Product | Ultra Low Loss (ULL) TeraSPEED® MPO QSFP (Pinned) to MPO QSFP (Pinned), Pre-terminated Trunk Cable, MPO8, 24-Fiber, Plenum | CommScope® | SYSTIMAX ULL |  | Fiber trunk cable assembly
UGVQPQXQH |  | Base Product | Ultra Low Loss (ULL) OM5 MPO QSFP (Unpinned) to MPO QSFP (Pinned), Pre-terminated Trunk Cable, MPO8, 48-Fiber, Plenum | CommScope® | SYSTIMAX ULL |  | Fiber trunk cable assembly
UGVMPMXCL |  | Base Product | Ultra Low Loss ULL LazrSPEED® 550 OM5 MPO(Unpinned) to MPO(Pinned) Pre-terminated Trunk Cable, MPO12, 96-Fiber, Plenum, 12 fiber PmP 2.0 mm Dca | CommScope® | SYSTIMAX ULL |  | Fiber trunk cable assembly
UGVQXQXQR |  | Base Product | Ultra Low Loss (ULL) OM5 MPO8 QSFP (Pinned) to MPO8 QSFP (Pinned), Fiber Trunk Cable Assembly, 16-Fiber, Plenum | CommScope® | SYSTIMAX ULL |  | Fiber trunk cable assembly
UGVMPMXAL |  | Base Product | Ultra Low Loss (ULL) OM5 MPO12 (Unpinned) to MPO12 (Pinned), Fiber Trunk Cable Assembly, 96-Fiber, Plenum | CommScope® | SYSTIMAX ULL |  | Fiber trunk cable assembly
UGVMXUCCF |  | Base Product | Ultra Low Loss ULL LazrSPEED® 550 OM5 MPO(Pinned) to Unconnectorized Pre-terminated Trunk Cable, MPO12, 24-Fiber, Plenum, 12 fiber PmP 2.0 mm Dca | CommScope® | SYSTIMAX ULL |  | Fiber trunk cable assembly
UNGMPLGCM |  | Base Product | Ultra Low Loss ULL TeraSPEED® MPO(Unpinned) to LC/APC G B Ruggedized fanout Cable, 144-Fiber, LSZH, 12 fiber PmP 2.0 mm Dca | CommScope® | SYSTIMAX ULL |  | Ruggedized fanout
UNGLGLGCM |  | Base Product | Ultra Low Loss ULL TeraSPEED® LC/APC G B to LC/APC G B Ruggedized fanout Cable, 144-Fiber, LSZH, 12 fiber PmP 2.0 mm Dca | CommScope® | SYSTIMAX ULL |  | Ruggedized fanout
UNGMPLACD |  | Base Product | Ultra Low Loss ULL TeraSPEED® MPO(Unpinned) to LC/APC Ruggedized fanout Cable, 12-Fiber, LSZH, 12 fiber PmP 2.0 mm Dca | CommScope® | SYSTIMAX ULL |  | Ruggedized fanout
UNGMPLUCD |  | Base Product | Ultra Low Loss ULL TeraSPEED® MPO(Unpinned) to LC/UPC Uniboot Ruggedized fanout Cable, 12-Fiber, LSZH, 12 fiber PmP 2.0 mm Dca | CommScope® | SYSTIMAX ULL |  | Ruggedized fanout
UNGMPLCAL |  | Base Product | Ultra Low Loss Singlemode MPO12 Unpinned to LC/UPC 96-Fiber InstaPATCH® 360 Ruggedized Fanout Cable, Low Smoke Zero Halogen | CommScope® | SYSTIMAX InstaPATCH® 360 |  | Ruggedized fanout
UNGMPLCCG |  | Base Product | Ultra Low Loss ULL TeraSPEED® MPO(Unpinned) to LC/UPC Ruggedized fanout Cable, 36-Fiber, LSZH, 12 fiber PmP 2.0 mm Dca | CommScope® | SYSTIMAX ULL |  | Ruggedized fanout
UNGMPLACF |  | Base Product | Ultra Low Loss ULL TeraSPEED® MPO(Unpinned) to LC/APC Ruggedized fanout Cable, 24-Fiber, LSZH, 12 fiber PmP 2.0 mm Dca | CommScope® | SYSTIMAX ULL |  | Ruggedized fanout
UNGMXLCCF |  | Base Product | Ultra Low Loss ULL TeraSPEED® MPO(Pinned) to LC/UPC Ruggedized fanout Cable, 24-Fiber, LSZH, 12 fiber PmP 2.0 mm Dca | CommScope® | SYSTIMAX ULL |  | Ruggedized fanout
UNGMXLFCH |  | Base Product | Ultra Low Loss ULL TeraSPEED® MPO(Pinned) to LC/UPC G B Ruggedized fanout Cable, 48-Fiber, LSZH, 12 fiber PmP 2.0 mm Dca | CommScope® | SYSTIMAX ULL |  | Ruggedized fanout
UNGMPSACH |  | Base Product | Ultra Low Loss ULL TeraSPEED® MPO(Unpinned) to SC/APC Ruggedized fanout Cable, 48-Fiber, LSZH, 12 fiber PmP 2.0 mm Dca | CommScope® | SYSTIMAX ULL |  | Ruggedized fanout
UNGMPLCCH |  | Base Product | Ultra Low Loss ULL TeraSPEED® MPO(Unpinned) to LC/UPC Ruggedized fanout Cable, 48-Fiber, LSZH, 12 fiber PmP 2.0 mm Dca | CommScope® | SYSTIMAX ULL |  | Ruggedized fanout
UNGMPLUCG |  | Base Product | Ultra Low Loss ULL TeraSPEED® MPO(Unpinned) to LC/UPC Uniboot Ruggedized fanout Cable, 36-Fiber, LSZH, 12 fiber PmP 2.0 mm Dca | CommScope® | SYSTIMAX ULL |  | Ruggedized fanout
UNGMXLFCK |  | Base Product | Ultra Low Loss ULL TeraSPEED® MPO(Pinned) to LC/UPC G B Ruggedized fanout Cable, 72-Fiber, LSZH, 12 fiber PmP 2.0 mm Dca | CommScope® | SYSTIMAX ULL |  | Ruggedized fanout
UNGMPSCCM |  | Base Product | Ultra Low Loss ULL TeraSPEED® MPO(Unpinned) to SC/UPC Ruggedized fanout Cable, 144-Fiber, LSZH, 12 fiber PmP 2.0 mm Dca | CommScope® | SYSTIMAX ULL |  | Ruggedized fanout
UNGMPLUCH |  | Base Product | Ultra Low Loss ULL TeraSPEED® MPO(Unpinned) to LC/UPC Uniboot Ruggedized fanout Cable, 48-Fiber, LSZH, 12 fiber PmP 2.0 mm Dca | CommScope® | SYSTIMAX ULL |  | Ruggedized fanout
UNGMPSACL |  | Base Product | Ultra Low Loss ULL TeraSPEED® MPO(Unpinned) to SC/APC Ruggedized fanout Cable, 96-Fiber, LSZH, 12 fiber PmP 2.0 mm Dca | CommScope® | SYSTIMAX ULL |  | Ruggedized fanout
UNGMXLUCD |  | Base Product | Ultra Low Loss ULL TeraSPEED® MPO(Pinned) to LC/UPC Uniboot Ruggedized fanout Cable, 12-Fiber, LSZH, 12 fiber PmP 2.0 mm Dca | CommScope® | SYSTIMAX ULL |  | Ruggedized fanout
UNGMPLCCL |  | Base Product | Ultra Low Loss ULL TeraSPEED® MPO(Unpinned) to LC/UPC Ruggedized fanout Cable, 96-Fiber, LSZH, 12 fiber PmP 2.0 mm Dca | CommScope® | SYSTIMAX ULL |  | Ruggedized fanout
UNGMXLACG |  | Base Product | Ultra Low Loss ULL TeraSPEED® MPO(Pinned) to LC/APC Ruggedized fanout Cable, 36-Fiber, LSZH, 12 fiber PmP 2.0 mm Dca | CommScope® | SYSTIMAX ULL |  | Ruggedized fanout
UNGMPSCCD |  | Base Product | Ultra Low Loss ULL TeraSPEED® MPO(Unpinned) to SC/UPC Ruggedized fanout Cable, 12-Fiber, LSZH, 12 fiber PmP 2.0 mm Dca | CommScope® | SYSTIMAX ULL |  | Ruggedized fanout
UNGMPLUCL |  | Base Product | Ultra Low Loss ULL TeraSPEED® MPO(Unpinned) to LC/UPC Uniboot Ruggedized fanout Cable, 96-Fiber, LSZH, 12 fiber PmP 2.0 mm Dca | CommScope® | SYSTIMAX ULL |  | Ruggedized fanout
UNGMXLUCF |  | Base Product | Ultra Low Loss ULL TeraSPEED® MPO(Pinned) to LC/UPC Uniboot Ruggedized fanout Cable, 24-Fiber, LSZH, 12 fiber PmP 2.0 mm Dca | CommScope® | SYSTIMAX ULL |  | Ruggedized fanout
UNGMPLUCM |  | Base Product | Ultra Low Loss ULL TeraSPEED® MPO(Unpinned) to LC/UPC Uniboot Ruggedized fanout Cable, 144-Fiber, LSZH, 12 fiber PmP 2.0 mm Dca | CommScope® | SYSTIMAX ULL |  | Ruggedized fanout
UNGMPLGCG |  | Base Product | Ultra Low Loss ULL TeraSPEED® MPO(Unpinned) to LC/APC G B Ruggedized fanout Cable, 36-Fiber, LSZH, 12 fiber PmP 2.0 mm Dca | CommScope® | SYSTIMAX ULL |  | Ruggedized fanout
UNGMXLCCK |  | Base Product | Ultra Low Loss ULL TeraSPEED® MPO(Pinned) to LC/UPC Ruggedized fanout Cable, 72-Fiber, LSZH, 12 fiber PmP 2.0 mm Dca | CommScope® | SYSTIMAX ULL |  | Ruggedized fanout
UNGMXLUCH |  | Base Product | Ultra Low Loss ULL TeraSPEED® MPO(Pinned) to LC/UPC Uniboot Ruggedized fanout Cable, 48-Fiber, LSZH, 12 fiber PmP 2.0 mm Dca | CommScope® | SYSTIMAX ULL |  | Ruggedized fanout
UNGMXLACK |  | Base Product | Ultra Low Loss ULL TeraSPEED® MPO(Pinned) to LC/APC Ruggedized fanout Cable, 72-Fiber, LSZH, 12 fiber PmP 2.0 mm Dca | CommScope® | SYSTIMAX ULL |  | Ruggedized fanout
UNGMPSCCG |  | Base Product | Ultra Low Loss ULL TeraSPEED® MPO(Unpinned) to SC/UPC Ruggedized fanout Cable, 36-Fiber, LSZH, 12 fiber PmP 2.0 mm Dca | CommScope® | SYSTIMAX ULL |  | Ruggedized fanout
UNGMXLGCG |  | Base Product | Ultra Low Loss ULL TeraSPEED® MPO(Pinned) to LC/APC G B Ruggedized fanout Cable, 36-Fiber, LSZH, 12 fiber PmP 2.0 mm Dca | CommScope® | SYSTIMAX ULL |  | Ruggedized fanout
UNGMPLGCK |  | Base Product | Ultra Low Loss ULL TeraSPEED® MPO(Unpinned) to LC/APC G B Ruggedized fanout Cable, 72-Fiber, LSZH, 12 fiber PmP 2.0 mm Dca | CommScope® | SYSTIMAX ULL |  | Ruggedized fanout
UNGMXLUCK |  | Base Product | Ultra Low Loss ULL TeraSPEED® MPO(Pinned) to LC/UPC Uniboot Ruggedized fanout Cable, 72-Fiber, LSZH, 12 fiber PmP 2.0 mm Dca | CommScope® | SYSTIMAX ULL |  | Ruggedized fanout
UNGMPLFCD |  | Base Product | Ultra Low Loss ULL TeraSPEED® MPO(Unpinned) to LC/UPC G B Ruggedized fanout Cable, 12-Fiber, LSZH, 12 fiber PmP 2.0 mm Dca | CommScope® | SYSTIMAX ULL |  | Ruggedized fanout
UNGMXLCCM |  | Base Product | Ultra Low Loss ULL TeraSPEED® MPO(Pinned) to LC/UPC Ruggedized fanout Cable, 144-Fiber, LSZH, 12 fiber PmP 2.0 mm Dca | CommScope® | SYSTIMAX ULL |  | Ruggedized fanout
UNGMXLGCH |  | Base Product | Ultra Low Loss ULL TeraSPEED® MPO(Pinned) to LC/APC G B Ruggedized fanout Cable, 48-Fiber, LSZH, 12 fiber PmP 2.0 mm Dca | CommScope® | SYSTIMAX ULL |  | Ruggedized fanout
UNGMXLACM |  | Base Product | Ultra Low Loss ULL TeraSPEED® MPO(Pinned) to LC/APC Ruggedized fanout Cable, 144-Fiber, LSZH, 12 fiber PmP 2.0 mm Dca | CommScope® | SYSTIMAX ULL |  | Ruggedized fanout
UNGMXLUCL |  | Base Product | Ultra Low Loss ULL TeraSPEED® MPO(Pinned) to LC/UPC Uniboot Ruggedized fanout Cable, 96-Fiber, LSZH, 12 fiber PmP 2.0 mm Dca | CommScope® | SYSTIMAX ULL |  | Ruggedized fanout
UNGMXSCCL |  | Base Product | Ultra Low Loss ULL TeraSPEED® MPO(Pinned) to SC/UPC Ruggedized fanout Cable, 96-Fiber, LSZH, 12 fiber PmP 2.0 mm Dca | CommScope® | SYSTIMAX ULL |  | Ruggedized fanout
UNGMPLFCF |  | Base Product | Ultra Low Loss ULL TeraSPEED® MPO(Unpinned) to LC/UPC G B Ruggedized fanout Cable, 24-Fiber, LSZH, 12 fiber PmP 2.0 mm Dca | CommScope® | SYSTIMAX ULL |  | Ruggedized fanout
UNGMXSACK |  | Base Product | Ultra Low Loss ULL TeraSPEED® MPO(Pinned) to SC/APC Ruggedized fanout Cable, 72-Fiber, LSZH, 12 fiber PmP 2.0 mm Dca | CommScope® | SYSTIMAX ULL |  | Ruggedized fanout
UNGMXLFCD |  | Base Product | Ultra Low Loss ULL TeraSPEED® MPO(Pinned) to LC/UPC G B Ruggedized fanout Cable, 12-Fiber, LSZH, 12 fiber PmP 2.0 mm Dca | CommScope® | SYSTIMAX ULL |  | Ruggedized fanout
UNGMXSCCM |  | Base Product | Ultra Low Loss ULL TeraSPEED® MPO(Pinned) to SC/UPC Ruggedized fanout Cable, 144-Fiber, LSZH, 12 fiber PmP 2.0 mm Dca | CommScope® | SYSTIMAX ULL |  | Ruggedized fanout
UNVLCLCCK |  | Base Product | Ultra Low Loss ULL LazrSPEED® 550 OM5 LC/UPC to LC/UPC Ruggedized fanout Cable, 72-Fiber, LSZH, 12 fiber PmP 2.0 mm Dca | CommScope® | SYSTIMAX ULL |  | Ruggedized fanout
UNGSCSCCG |  | Base Product | Ultra Low Loss ULL TeraSPEED® SC/UPC to SC/UPC Ruggedized fanout Cable, 36-Fiber, LSZH, 12 fiber PmP 2.0 mm Dca | CommScope® | SYSTIMAX ULL |  | Ruggedized fanout
UNGMXSACD |  | Base Product | Ultra Low Loss ULL TeraSPEED® MPO(Pinned) to SC/APC Ruggedized fanout Cable, 12-Fiber, LSZH, 12 fiber PmP 2.0 mm Dca | CommScope® | SYSTIMAX ULL |  | Ruggedized fanout
UNGSASACF |  | Base Product | Ultra Low Loss ULL TeraSPEED® SC/APC to SC/APC Ruggedized fanout Cable, 24-Fiber, LSZH, 12 fiber PmP 2.0 mm Dca | CommScope® | SYSTIMAX ULL |  | Ruggedized fanout
UNGMXSACF |  | Base Product | Ultra Low Loss ULL TeraSPEED® MPO(Pinned) to SC/APC Ruggedized fanout Cable, 24-Fiber, LSZH, 12 fiber PmP 2.0 mm Dca | CommScope® | SYSTIMAX ULL |  | Ruggedized fanout
UNVMPLCCK |  | Base Product | Ultra Low Loss ULL LazrSPEED® 550 OM5 MPO(Unpinned) to LC/UPC Ruggedized fanout Cable, 72-Fiber, LSZH, 12 fiber PmP 2.0 mm Dca | CommScope® | SYSTIMAX ULL |  | Ruggedized fanout
UNVLULUCD |  | Base Product | Ultra Low Loss ULL LazrSPEED® 550 OM5 LC/UPC Uniboot to LC/UPC Uniboot Ruggedized fanout Cable, 12-Fiber, LSZH, 12 fiber PmP 2.0 mm Dca | CommScope® | SYSTIMAX ULL |  | Ruggedized fanout
UNVMPLUCM |  | Base Product | Ultra Low Loss ULL LazrSPEED® 550 OM5 MPO(Unpinned) to LC/UPC Uniboot Ruggedized fanout Cable, 144-Fiber, LSZH, 12 fiber PmP 2.0 mm Dca | CommScope® | SYSTIMAX ULL |  | Ruggedized fanout
UNGMXSCCF |  | Base Product | Ultra Low Loss ULL TeraSPEED® MPO(Pinned) to SC/UPC Ruggedized fanout Cable, 24-Fiber, LSZH, 12 fiber PmP 2.0 mm Dca | CommScope® | SYSTIMAX ULL |  | Ruggedized fanout
UNVMPLCCL |  | Base Product | Ultra Low Loss ULL LazrSPEED® 550 OM5 MPO(Unpinned) to LC/UPC Ruggedized fanout Cable, 96-Fiber, LSZH, 12 fiber PmP 2.0 mm Dca | CommScope® | SYSTIMAX ULL |  | Ruggedized fanout
UNVLULUCF |  | Base Product | Ultra Low Loss ULL LazrSPEED® 550 OM5 LC/UPC Uniboot to LC/UPC Uniboot Ruggedized fanout Cable, 24-Fiber, LSZH, 12 fiber PmP 2.0 mm Dca | CommScope® | SYSTIMAX ULL |  | Ruggedized fanout
UNGSCSCCM |  | Base Product | Ultra Low Loss ULL TeraSPEED® SC/UPC to SC/UPC Ruggedized fanout Cable, 144-Fiber, LSZH, 12 fiber PmP 2.0 mm Dca | CommScope® | SYSTIMAX ULL |  | Ruggedized fanout
UNVMPSCCD |  | Base Product | Ultra Low Loss ULL LazrSPEED® 550 OM5 MPO(Unpinned) to SC/UPC Ruggedized fanout Cable, 12-Fiber, LSZH, 12 fiber PmP 2.0 mm Dca | CommScope® | SYSTIMAX ULL |  | Ruggedized fanout
UNVMPLCCM |  | Base Product | Ultra Low Loss ULL LazrSPEED® 550 OM5 MPO(Unpinned) to LC/UPC Ruggedized fanout Cable, 144-Fiber, LSZH, 12 fiber PmP 2.0 mm Dca | CommScope® | SYSTIMAX ULL |  | Ruggedized fanout
UNGSASACK |  | Base Product | Ultra Low Loss ULL TeraSPEED® SC/APC to SC/APC Ruggedized fanout Cable, 72-Fiber, LSZH, 12 fiber PmP 2.0 mm Dca | CommScope® | SYSTIMAX ULL |  | Ruggedized fanout
UNVLULUCH |  | Base Product | Ultra Low Loss ULL LazrSPEED® 550 OM5 LC/UPC Uniboot to LC/UPC Uniboot Ruggedized fanout Cable, 48-Fiber, LSZH, 12 fiber PmP 2.0 mm Dca | CommScope® | SYSTIMAX ULL |  | Ruggedized fanout
UNVLCLCCF |  | Base Product | Ultra Low Loss ULL LazrSPEED® 550 OM5 LC/UPC to LC/UPC Ruggedized fanout Cable, 24-Fiber, LSZH, 12 fiber PmP 2.0 mm Dca | CommScope® | SYSTIMAX ULL |  | Ruggedized fanout
UNGMXSCCK |  | Base Product | Ultra Low Loss ULL TeraSPEED® MPO(Pinned) to SC/UPC Ruggedized fanout Cable, 72-Fiber, LSZH, 12 fiber PmP 2.0 mm Dca | CommScope® | SYSTIMAX ULL |  | Ruggedized fanout
UNGSASACL |  | Base Product | Ultra Low Loss ULL TeraSPEED® SC/APC to SC/APC Ruggedized fanout Cable, 96-Fiber, LSZH, 12 fiber PmP 2.0 mm Dca | CommScope® | SYSTIMAX ULL |  | Ruggedized fanout
UNVMPSCCG |  | Base Product | Ultra Low Loss ULL LazrSPEED® 550 OM5 MPO(Unpinned) to SC/UPC Ruggedized fanout Cable, 36-Fiber, LSZH, 12 fiber PmP 2.0 mm Dca | CommScope® | SYSTIMAX ULL |  | Ruggedized fanout
UNVLULUCK |  | Base Product | Ultra Low Loss ULL LazrSPEED® 550 OM5 LC/UPC Uniboot to LC/UPC Uniboot Ruggedized fanout Cable, 72-Fiber, LSZH, 12 fiber PmP 2.0 mm Dca | CommScope® | SYSTIMAX ULL |  | Ruggedized fanout
UNVLCLCCG |  | Base Product | Ultra Low Loss ULL LazrSPEED® 550 OM5 LC/UPC to LC/UPC Ruggedized fanout Cable, 36-Fiber, LSZH, 12 fiber PmP 2.0 mm Dca | CommScope® | SYSTIMAX ULL |  | Ruggedized fanout
UNVMPLUCG |  | Base Product | Ultra Low Loss ULL LazrSPEED® 550 OM5 MPO(Unpinned) to LC/UPC Uniboot Ruggedized fanout Cable, 36-Fiber, LSZH, 12 fiber PmP 2.0 mm Dca | CommScope® | SYSTIMAX ULL |  | Ruggedized fanout
UNVMPLCCD |  | Base Product | Ultra Low Loss ULL LazrSPEED® 550 OM5 MPO(Unpinned) to LC/UPC Ruggedized fanout Cable, 12-Fiber, LSZH, 12 fiber PmP 2.0 mm Dca | CommScope® | SYSTIMAX ULL |  | Ruggedized fanout
UNVLCLCCH |  | Base Product | Ultra Low Loss ULL LazrSPEED® 550 OM5 LC/UPC to LC/UPC Ruggedized fanout Cable, 48-Fiber, LSZH, 12 fiber PmP 2.0 mm Dca | CommScope® | SYSTIMAX ULL |  | Ruggedized fanout
UNVLULUCL |  | Base Product | Ultra Low Loss ULL LazrSPEED® 550 OM5 LC/UPC Uniboot to LC/UPC Uniboot Ruggedized fanout Cable, 96-Fiber, LSZH, 12 fiber PmP 2.0 mm Dca | CommScope® | SYSTIMAX ULL |  | Ruggedized fanout
UNVMXLCCM |  | Base Product | Ultra Low Loss ULL LazrSPEED® 550 OM5 MPO(Pinned) to LC/UPC Ruggedized fanout Cable, 144-Fiber, LSZH, 12 fiber PmP 2.0 mm Dca | CommScope® | SYSTIMAX ULL |  | Ruggedized fanout
UNGSCSCCD |  | Base Product | Ultra Low Loss ULL TeraSPEED® SC/UPC to SC/UPC Ruggedized fanout Cable, 12-Fiber, LSZH, 12 fiber PmP 2.0 mm Dca | CommScope® | SYSTIMAX ULL |  | Ruggedized fanout
UNVLULUCM |  | Base Product | Ultra Low Loss ULL LazrSPEED® 550 OM5 LC/UPC Uniboot to LC/UPC Uniboot Ruggedized fanout Cable, 144-Fiber, LSZH, 12 fiber PmP 2.0 mm Dca | CommScope® | SYSTIMAX ULL |  | Ruggedized fanout
UNVMXSCCF |  | Base Product | Ultra Low Loss ULL LazrSPEED® 550 OM5 MPO(Pinned) to SC/UPC Ruggedized fanout Cable, 24-Fiber, LSZH, 12 fiber PmP 2.0 mm Dca | CommScope® | SYSTIMAX ULL |  | Ruggedized fanout
UNVMPLUCK |  | Base Product | Ultra Low Loss ULL LazrSPEED® 550 OM5 MPO(Unpinned) to LC/UPC Uniboot Ruggedized fanout Cable, 72-Fiber, LSZH, 12 fiber PmP 2.0 mm Dca | CommScope® | SYSTIMAX ULL |  | Ruggedized fanout
UNVMXSCCG |  | Base Product | Ultra Low Loss ULL LazrSPEED® 550 OM5 MPO(Pinned) to SC/UPC Ruggedized fanout Cable, 36-Fiber, LSZH, 12 fiber PmP 2.0 mm Dca | CommScope® | SYSTIMAX ULL |  | Ruggedized fanout
UNVMPLUCL |  | Base Product | Ultra Low Loss ULL LazrSPEED® 550 OM5 MPO(Unpinned) to LC/UPC Uniboot Ruggedized fanout Cable, 96-Fiber, LSZH, 12 fiber PmP 2.0 mm Dca | CommScope® | SYSTIMAX ULL |  | Ruggedized fanout
UNXLULUCD |  | Base Product | Ultra Low Loss ULL LazrSPEED® 550 LC/UPC Uniboot to LC/UPC Uniboot Ruggedized fanout Cable, 12-Fiber, LSZH, 12 fiber PmP 2.0 mm Dca | CommScope® | SYSTIMAX ULL |  | Ruggedized fanout
UNVMXLCCF |  | Base Product | Ultra Low Loss ULL LazrSPEED® 550 OM5 MPO(Pinned) to LC/UPC Ruggedized fanout Cable, 24-Fiber, LSZH, 12 fiber PmP 2.0 mm Dca | CommScope® | SYSTIMAX ULL |  | Ruggedized fanout
UNVSCSCCL |  | Base Product | Ultra Low Loss ULL LazrSPEED® 550 OM5 SC/UPC to SC/UPC Ruggedized fanout Cable, 96-Fiber, LSZH, 12 fiber PmP 2.0 mm Dca | CommScope® | SYSTIMAX ULL |  | Ruggedized fanout
UNVMPSCCL |  | Base Product | Ultra Low Loss ULL LazrSPEED® 550 OM5 MPO(Unpinned) to SC/UPC Ruggedized fanout Cable, 96-Fiber, LSZH, 12 fiber PmP 2.0 mm Dca | CommScope® | SYSTIMAX ULL |  | Ruggedized fanout
UNVMXSCCH |  | Base Product | Ultra Low Loss ULL LazrSPEED® 550 OM5 MPO(Pinned) to SC/UPC Ruggedized fanout Cable, 48-Fiber, LSZH, 12 fiber PmP 2.0 mm Dca | CommScope® | SYSTIMAX ULL |  | Ruggedized fanout
UNVMXLUCG |  | Base Product | Ultra Low Loss ULL LazrSPEED® 550 OM5 MPO(Pinned) to LC/UPC Uniboot Ruggedized fanout Cable, 36-Fiber, LSZH, 12 fiber PmP 2.0 mm Dca | CommScope® | SYSTIMAX ULL |  | Ruggedized fanout
UNXLULUCF |  | Base Product | Ultra Low Loss ULL LazrSPEED® 550 LC/UPC Uniboot to LC/UPC Uniboot Ruggedized fanout Cable, 24-Fiber, LSZH, 12 fiber PmP 2.0 mm Dca | CommScope® | SYSTIMAX ULL |  | Ruggedized fanout
UNVSCSCCM |  | Base Product | Ultra Low Loss ULL LazrSPEED® 550 OM5 SC/UPC to SC/UPC Ruggedized fanout Cable, 144-Fiber, LSZH, 12 fiber PmP 2.0 mm Dca | CommScope® | SYSTIMAX ULL |  | Ruggedized fanout
UNVMXLCCG |  | Base Product | Ultra Low Loss ULL LazrSPEED® 550 OM5 MPO(Pinned) to LC/UPC Ruggedized fanout Cable, 36-Fiber, LSZH, 12 fiber PmP 2.0 mm Dca | CommScope® | SYSTIMAX ULL |  | Ruggedized fanout
UNVMXSCCK |  | Base Product | Ultra Low Loss ULL LazrSPEED® 550 OM5 MPO(Pinned) to SC/UPC Ruggedized fanout Cable, 72-Fiber, LSZH, 12 fiber PmP 2.0 mm Dca | CommScope® | SYSTIMAX ULL |  | Ruggedized fanout
UNVMPSCCM |  | Base Product | Ultra Low Loss ULL LazrSPEED® 550 OM5 MPO(Unpinned) to SC/UPC Ruggedized fanout Cable, 144-Fiber, LSZH, 12 fiber PmP 2.0 mm Dca | CommScope® | SYSTIMAX ULL |  | Ruggedized fanout
UNXLULUCG |  | Base Product | Ultra Low Loss ULL LazrSPEED® 550 LC/UPC Uniboot to LC/UPC Uniboot Ruggedized fanout Cable, 36-Fiber, LSZH, 12 fiber PmP 2.0 mm Dca | CommScope® | SYSTIMAX ULL |  | Ruggedized fanout
UNVMXLUCK |  | Base Product | Ultra Low Loss ULL LazrSPEED® 550 OM5 MPO(Pinned) to LC/UPC Uniboot Ruggedized fanout Cable, 72-Fiber, LSZH, 12 fiber PmP 2.0 mm Dca | CommScope® | SYSTIMAX ULL |  | Ruggedized fanout
UNXMPLUCD |  | Base Product | Ultra Low Loss ULL LazrSPEED® 550 MPO(Unpinned) to LC/UPC Uniboot Ruggedized fanout Cable, 12-Fiber, LSZH, 12 fiber PmP 2.0 mm Dca | CommScope® | SYSTIMAX ULL |  | Ruggedized fanout
UNXLULUCH |  | Base Product | Ultra Low Loss ULL LazrSPEED® 550 LC/UPC Uniboot to LC/UPC Uniboot Ruggedized fanout Cable, 48-Fiber, LSZH, 12 fiber PmP 2.0 mm Dca | CommScope® | SYSTIMAX ULL |  | Ruggedized fanout
UNVMXLCCK |  | Base Product | Ultra Low Loss ULL LazrSPEED® 550 OM5 MPO(Pinned) to LC/UPC Ruggedized fanout Cable, 72-Fiber, LSZH, 12 fiber PmP 2.0 mm Dca | CommScope® | SYSTIMAX ULL |  | Ruggedized fanout
UNXLULUCK |  | Base Product | Ultra Low Loss ULL LazrSPEED® 550 LC/UPC Uniboot to LC/UPC Uniboot Ruggedized fanout Cable, 72-Fiber, LSZH, 12 fiber PmP 2.0 mm Dca | CommScope® | SYSTIMAX ULL |  | Ruggedized fanout
UNVSCSCCD |  | Base Product | Ultra Low Loss ULL LazrSPEED® 550 OM5 SC/UPC to SC/UPC Ruggedized fanout Cable, 12-Fiber, LSZH, 12 fiber PmP 2.0 mm Dca | CommScope® | SYSTIMAX ULL |  | Ruggedized fanout
UNXMPSCCG |  | Base Product | Ultra Low Loss ULL LazrSPEED® 550 MPO(Unpinned) to SC/UPC Ruggedized fanout Cable, 36-Fiber, LSZH, 12 fiber PmP 2.0 mm Dca | CommScope® | SYSTIMAX ULL |  | Ruggedized fanout
UNXLCLCCG |  | Base Product | Ultra Low Loss ULL LazrSPEED® 550 LC/UPC to LC/UPC Ruggedized fanout Cable, 36-Fiber, LSZH, 12 fiber PmP 2.0 mm Dca | CommScope® | SYSTIMAX ULL |  | Ruggedized fanout
UNXLULUCL |  | Base Product | Ultra Low Loss ULL LazrSPEED® 550 LC/UPC Uniboot to LC/UPC Uniboot Ruggedized fanout Cable, 96-Fiber, LSZH, 12 fiber PmP 2.0 mm Dca | CommScope® | SYSTIMAX ULL |  | Ruggedized fanout
UNVSCSCCF |  | Base Product | Ultra Low Loss ULL LazrSPEED® 550 OM5 SC/UPC to SC/UPC Ruggedized fanout Cable, 24-Fiber, LSZH, 12 fiber PmP 2.0 mm Dca | CommScope® | SYSTIMAX ULL |  | Ruggedized fanout
UNVMXLUCL |  | Base Product | Ultra Low Loss ULL LazrSPEED® 550 OM5 MPO(Pinned) to LC/UPC Uniboot Ruggedized fanout Cable, 96-Fiber, LSZH, 12 fiber PmP 2.0 mm Dca | CommScope® | SYSTIMAX ULL |  | Ruggedized fanout
UNXMPLCCG |  | Base Product | Ultra Low Loss ULL LazrSPEED® 550 MPO(Unpinned) to LC/UPC Ruggedized fanout Cable, 36-Fiber, LSZH, 12 fiber PmP 2.0 mm Dca | CommScope® | SYSTIMAX ULL |  | Ruggedized fanout
UNXMPLCAD |  | Base Product | Ultra Low Loss (ULL) LazrSPEED® 550 MPO (Unpinned) to LC/UPC, InstaPATCH® 360 Ruggedized Fanout Cable, 12-Fiber, LSZH | CommScope® | SYSTIMAX InstaPATCH® 360 ¦ SYSTIMAX ULL |  | Ruggedized fanout
UNXMXLCCD |  | Base Product | Ultra Low Loss ULL LazrSPEED® 550 MPO(Pinned) to LC/UPC Ruggedized fanout Cable, 12-Fiber, LSZH, 12 fiber PmP 2.0 mm Dca | CommScope® | SYSTIMAX ULL |  | Ruggedized fanout
UNXMPSCCK |  | Base Product | Ultra Low Loss ULL LazrSPEED® 550 MPO(Unpinned) to SC/UPC Ruggedized fanout Cable, 72-Fiber, LSZH, 12 fiber PmP 2.0 mm Dca | CommScope® | SYSTIMAX ULL |  | Ruggedized fanout
UNVMXLUCM |  | Base Product | Ultra Low Loss ULL LazrSPEED® 550 OM5 MPO(Pinned) to LC/UPC Uniboot Ruggedized fanout Cable, 144-Fiber, LSZH, 12 fiber PmP 2.0 mm Dca | CommScope® | SYSTIMAX ULL |  | Ruggedized fanout
UNVSCSCCH |  | Base Product | Ultra Low Loss ULL LazrSPEED® 550 OM5 SC/UPC to SC/UPC Ruggedized fanout Cable, 48-Fiber, LSZH, 12 fiber PmP 2.0 mm Dca | CommScope® | SYSTIMAX ULL |  | Ruggedized fanout
UNXMPLCCH |  | Base Product | Ultra Low Loss ULL LazrSPEED® 550 MPO(Unpinned) to LC/UPC Ruggedized fanout Cable, 48-Fiber, LSZH, 12 fiber PmP 2.0 mm Dca | CommScope® | SYSTIMAX ULL |  | Ruggedized fanout
UNXMPLCCK |  | Base Product | Ultra Low Loss ULL LazrSPEED® 550 MPO(Unpinned) to LC/UPC Ruggedized fanout Cable, 72-Fiber, LSZH, 12 fiber PmP 2.0 mm Dca | CommScope® | SYSTIMAX ULL |  | Ruggedized fanout
UNXLCLCCL |  | Base Product | Ultra Low Loss ULL LazrSPEED® 550 LC/UPC to LC/UPC Ruggedized fanout Cable, 96-Fiber, LSZH, 12 fiber PmP 2.0 mm Dca | CommScope® | SYSTIMAX ULL |  | Ruggedized fanout
UNXMXLUCF |  | Base Product | Ultra Low Loss ULL LazrSPEED® 550 MPO(Pinned) to LC/UPC Uniboot Ruggedized fanout Cable, 24-Fiber, LSZH, 12 fiber PmP 2.0 mm Dca | CommScope® | SYSTIMAX ULL |  | Ruggedized fanout
UNXMXLCCG |  | Base Product | Ultra Low Loss ULL LazrSPEED® 550 MPO(Pinned) to LC/UPC Ruggedized fanout Cable, 36-Fiber, LSZH, 12 fiber PmP 2.0 mm Dca | CommScope® | SYSTIMAX ULL |  | Ruggedized fanout
UNXMPLCCL |  | Base Product | Ultra Low Loss ULL LazrSPEED® 550 MPO(Unpinned) to LC/UPC Ruggedized fanout Cable, 96-Fiber, LSZH, 12 fiber PmP 2.0 mm Dca | CommScope® | SYSTIMAX ULL |  | Ruggedized fanout
UNXLCLCCM |  | Base Product | Ultra Low Loss ULL LazrSPEED® 550 LC/UPC to LC/UPC Ruggedized fanout Cable, 144-Fiber, LSZH, 12 fiber PmP 2.0 mm Dca | CommScope® | SYSTIMAX ULL |  | Ruggedized fanout
UNXMXSCCL |  | Base Product | Ultra Low Loss ULL LazrSPEED® 550 MPO(Pinned) to SC/UPC Ruggedized fanout Cable, 96-Fiber, LSZH, 12 fiber PmP 2.0 mm Dca | CommScope® | SYSTIMAX ULL |  | Ruggedized fanout
UQGMXLUHF |  | Base Product | Ultra Low Loss Singlemode, MPO12 (Pinned) to LC/UPC Unitboot, Fiber Extension Cable Assembly, 24-Fiber, Plenum | CommScope® | SYSTIMAX ULL |  | Fiber array cable assembly
UNXMXLUCH |  | Base Product | Ultra Low Loss ULL LazrSPEED® 550 MPO(Pinned) to LC/UPC Uniboot Ruggedized fanout Cable, 48-Fiber, LSZH, 12 fiber PmP 2.0 mm Dca | CommScope® | SYSTIMAX ULL |  | Ruggedized fanout
UNXMXLCCH |  | Base Product | Ultra Low Loss ULL LazrSPEED® 550 MPO(Pinned) to LC/UPC Ruggedized fanout Cable, 48-Fiber, LSZH, 12 fiber PmP 2.0 mm Dca | CommScope® | SYSTIMAX ULL |  | Ruggedized fanout
UNXMPLUCK |  | Base Product | Ultra Low Loss ULL LazrSPEED® 550 MPO(Unpinned) to LC/UPC Uniboot Ruggedized fanout Cable, 72-Fiber, LSZH, 12 fiber PmP 2.0 mm Dca | CommScope® | SYSTIMAX ULL |  | Ruggedized fanout
UNXMXSCCM |  | Base Product | Ultra Low Loss ULL LazrSPEED® 550 MPO(Pinned) to SC/UPC Ruggedized fanout Cable, 144-Fiber, LSZH, 12 fiber PmP 2.0 mm Dca | CommScope® | SYSTIMAX ULL |  | Ruggedized fanout
UNXMXLUCK |  | Base Product | Ultra Low Loss ULL LazrSPEED® 550 MPO(Pinned) to LC/UPC Uniboot Ruggedized fanout Cable, 72-Fiber, LSZH, 12 fiber PmP 2.0 mm Dca | CommScope® | SYSTIMAX ULL |  | Ruggedized fanout
UQGMPLUGD |  | Base Product | Ultra Low Loss (ULL) Singlemode MPO12 (Unpinned) to LC/UPC Uniboot, Fiber Extension Cable Assembly, 12-Fiber, Plenum | CommScope® | SYSTIMAX ULL |  | Fiber array cable assembly
UQGQXQXJ8 |  | Base Product | Ultra Low Loss (ULL) Singlemode MPO8 (Pinned) to MPO8 (Pinned), Fiber Extension Cable Assembly, 8-Fiber, Plenum | CommScope® | SYSTIMAX ULL |  | Fiber array cable assembly
UNXMXLCCL |  | Base Product | Ultra Low Loss ULL LazrSPEED® 550 MPO(Pinned) to LC/UPC Ruggedized fanout Cable, 96-Fiber, LSZH, 12 fiber PmP 2.0 mm Dca | CommScope® | SYSTIMAX ULL |  | Ruggedized fanout
UNXMXLUCL |  | Base Product | Ultra Low Loss ULL LazrSPEED® 550 MPO(Pinned) to LC/UPC Uniboot Ruggedized fanout Cable, 96-Fiber, LSZH, 12 fiber PmP 2.0 mm Dca | CommScope® | SYSTIMAX ULL |  | Ruggedized fanout
UNXSCSCCD |  | Base Product | Ultra Low Loss ULL LazrSPEED® 550 SC/UPC to SC/UPC Ruggedized fanout Cable, 12-Fiber, LSZH, 12 fiber PmP 2.0 mm Dca | CommScope® | SYSTIMAX ULL |  | Ruggedized fanout
UNXMPSCCD |  | Base Product | Ultra Low Loss ULL LazrSPEED® 550 MPO(Unpinned) to SC/UPC Ruggedized fanout Cable, 12-Fiber, LSZH, 12 fiber PmP 2.0 mm Dca | CommScope® | SYSTIMAX ULL |  | Ruggedized fanout
UQGQPLUJ8 |  | Base Product | Ultra Low Loss (ULL) Singlemode MPO8 (Unpinned) to LC/UPC Uniboot, Fiber Extension Cable Assembly, 8-Fiber, Plenum | CommScope® | SYSTIMAX ULL |  | Fiber array cable assembly
UQV2C2XHF |  | Base Product | Ultra Low Loss (ULL) OM5, MPO24 (Unpinned) to MPO24 (Pinned), 24-Fiber, Plenum Patchcord | CommScope® | SYSTIMAX ULL |  | Fiber array cable assembly
UNXSCSCCF |  | Base Product | Ultra Low Loss ULL LazrSPEED® 550 SC/UPC to SC/UPC Ruggedized fanout Cable, 24-Fiber, LSZH, 12 fiber PmP 2.0 mm Dca | CommScope® | SYSTIMAX ULL |  | Ruggedized fanout
UNXMPSCCF |  | Base Product | Ultra Low Loss ULL LazrSPEED® 550 MPO(Unpinned) to SC/UPC Ruggedized fanout Cable, 24-Fiber, LSZH, 12 fiber PmP 2.0 mm Dca | CommScope® | SYSTIMAX ULL |  | Ruggedized fanout
U3VMPMXCF |  | Base Product | Ultra Low Loss ULL LazrSPEED® 550 OM5 MPO(Unpinned) to MPO(Pinned) Pre-terminated Trunk Cable, MPO12, 24-Fiber, LSZH, 12 fiber PmP 2.0 mm /B2ca | CommScope® | SYSTIMAX ULL |  | Fiber trunk cable assembly
U3GQXQXQU |  | Base Product | Ultra Low Loss (ULL) Singlemode MPO8 QSFP (Pinned) to MPO8 QSFP (Pinned), Fiber Trunk Cable Assembly, 64-Fiber, Low Smoke Zero Halogen | CommScope® | SYSTIMAX ULL |  | Fiber trunk cable assembly |  | Discontinued
U3GQPQXQL |  | Base Product | Ultra Low Loss (ULL) Singlemode MPO8 QSFP (Unpinned) to MPO8 QSFP (Pinned), Fiber Trunk Cable Assembly, 96-Fiber, Low Smoke Zero Halogen | CommScope® | SYSTIMAX ULL |  | Fiber trunk cable assembly |  | Discontinued
U3GMXUCCM |  | Base Product | Ultra Low Loss ULL TeraSPEED® MPO(Pinned) to Unconnectorized Pre-terminated Trunk Cable, MPO12, 144-Fiber, LSZH, 12 fiber PmP 2.0 mm /B2ca | CommScope® | SYSTIMAX ULL |  | Fiber trunk cable assembly
U3VMPMXAF |  | Base Product | Ultra Low Loss (ULL) OM5 MPO12 (Unpinned) to MPO12 (Pinned), Fiber Trunk Cable Assembly, 24-Fiber, Low Smoke Zero Halogen (LSZH) | CommScope® | SYSTIMAX ULL |  | Fiber trunk cable assembly |  | Discontinued
U3VMXMXCL |  | Base Product | Ultra Low Loss ULL LazrSPEED® 550 OM5 MPO(Pinned) to MPO(Pinned) Pre-terminated Trunk Cable, MPO12, 96-Fiber, LSZH, 12 fiber PmP 2.0 mm /B2ca | CommScope® | SYSTIMAX ULL |  | Fiber trunk cable assembly
U3VMPMXAG |  | Base Product | Ultra Low Loss (ULL) OM5 MPO12 (Unpinned) to MPO12 (Pinned), Fiber Trunk Cable Assembly, 36-Fiber, Low Smoke Zero Halogen (LSZH) | CommScope® | SYSTIMAX ULL |  | Fiber trunk cable assembly |  | Discontinued
U3VMXMXAL |  | Base Product | Ultra Low Loss (ULL) OM5 MPO12 (Pinned) to MPO12 (Pinned), Fiber Trunk Cable Assembly, 96-Fiber, Low Smoke Zero Halogen (LSZH) | CommScope® | SYSTIMAX ULL |  | Fiber trunk cable assembly |  | Discontinued
U3VMPMXCK |  | Base Product | Ultra Low Loss ULL LazrSPEED® 550 OM5 MPO(Unpinned) to MPO(Pinned) Pre-terminated Trunk Cable, MPO12, 72-Fiber, LSZH, 12 fiber PmP 2.0 mm /B2ca | CommScope® | SYSTIMAX ULL |  | Fiber trunk cable assembly
U3VMPMPCD |  | Base Product | Ultra Low Loss ULL LazrSPEED® 550 OM5 MPO(Unpinned) to MPO(Unpinned) Pre-terminated Trunk Cable, MPO12, 12-Fiber, LSZH, 12 fiber PmP 2.0 mm /B2ca | CommScope® | SYSTIMAX ULL |  | Fiber trunk cable assembly
U3VMPMXAH |  | Base Product | Ultra Low Loss (ULL) OM5 MPO12 (Unpinned) to MPO12 (Pinned), Fiber Trunk Cable Assembly, 48-Fiber, Low Smoke Zero Halogen (LSZH) | CommScope® | SYSTIMAX ULL |  | Fiber trunk cable assembly |  | Discontinued
U3VMPMXCL |  | Base Product | Ultra Low Loss ULL LazrSPEED® 550 OM5 MPO(Unpinned) to MPO(Pinned) Pre-terminated Trunk Cable, MPO12, 96-Fiber, LSZH, 12 fiber PmP 2.0 mm /B2ca | CommScope® | SYSTIMAX ULL |  | Fiber trunk cable assembly
U3VMXMXAM |  | Base Product | Ultra Low Loss (ULL) OM5, MPO12 Pinned to MPO12 Pinned, Fiber Trunk Cable Assembly, 144-Fiber, Low Smoke Zero Halogen | CommScope® | SYSTIMAX ULL |  | Fiber trunk cable assembly |  | Discontinued
U3VMPMXAK |  | Base Product | Ultra Low Loss (ULL) OM5 MPO12 (Unpinned) to MPO12 (Pinned), Fiber Trunk Cable Assembly, 72-Fiber, Low Smoke Zero Halogen (LSZH) | CommScope® | SYSTIMAX ULL |  | Fiber trunk cable assembly |  | Discontinued
U3VQXQXQR |  | Base Product | Ultra Low Loss (ULL) OM5 MPO8 QSFP (Pinned) to MPO8 QSFP (Pinned), Fiber Trunk Cable Assembly, 16-Fiber, Low Smoke Zero Halogen (LSZH) | CommScope® | SYSTIMAX ULL |  | Fiber trunk cable assembly |  | Discontinued
U3VMPMXCM |  | Base Product | Ultra Low Loss ULL LazrSPEED® 550 OM5 MPO(Unpinned) to MPO(Pinned) Pre-terminated Trunk Cable, MPO12, 144-Fiber, LSZH, 12 fiber PmP 2.0 mm /B2ca | CommScope® | SYSTIMAX ULL |  | Fiber trunk cable assembly
U3VQPQXQR |  | Base Product | Ultra Low Loss (ULL) OM5 MPO8 QSFP (Unpinned) to MPO8 QSFP (Pinned), Fiber Trunk Cable Assembly, 16-Fiber, Low Smoke Zero Halogen (LSZH) | CommScope® | SYSTIMAX ULL |  | Fiber trunk cable assembly |  | Discontinued
U3VMXUCCG |  | Base Product | Ultra Low Loss ULL LazrSPEED® 550 OM5 MPO(Pinned) to Unconnectorized Pre-terminated Trunk Cable, MPO12, 36-Fiber, LSZH, 12 fiber PmP 2.0 mm /B2ca | CommScope® | SYSTIMAX ULL |  | Fiber trunk cable assembly
U3VMXMXCD |  | Base Product | Ultra Low Loss ULL LazrSPEED® 550 OM5 MPO(Pinned) to MPO(Pinned) Pre-terminated Trunk Cable, MPO12, 12-Fiber, LSZH, 12 fiber PmP 2.0 mm /B2ca | CommScope® | SYSTIMAX ULL |  | Fiber trunk cable assembly
U3VMPMXAL |  | Base Product | Ultra Low Loss (ULL) OM5 MPO12 (Unpinned) to MPO12 (Pinned), Fiber Trunk Cable Assembly, 96-Fiber, Low Smoke Zero Halogen (LSZH) | CommScope® | SYSTIMAX ULL |  | Fiber trunk cable assembly |  | Discontinued
U3X2X2XBL |  | Base Product | Ultra Low Loss (ULL) OM4 MPO24 (Pinned) to MPO24 (Pinned), Fiber Trunk Cable Assembly, 96-Fiber, LSZH B2ca | CommScope® | SYSTIMAX ULL |  | Fiber trunk cable assembly
U3X2X2XBM |  | Base Product | Ultra Low Loss (ULL) OM4 MPO (Pinned) to MPO (Pinned), Fiber Trunk Cable Assembly, 144-Fiber, LSZH B2ca | CommScope® | SYSTIMAX ULL |  | Fiber trunk cable assembly
U3VMXMXCF |  | Base Product | Ultra Low Loss ULL LazrSPEED® 550 OM5 MPO(Pinned) to MPO(Pinned) Pre-terminated Trunk Cable, MPO12, 24-Fiber, LSZH, 12 fiber PmP 2.0 mm /B2ca | CommScope® | SYSTIMAX ULL |  | Fiber trunk cable assembly
U3XMPMXCH |  | Base Product | Ultra Low Loss ULL LazrSPEED® 550 MPO(Unpinned) to MPO(Pinned) Pre-terminated Trunk Cable, MPO12, 48-Fiber, LSZH, 12 fiber PmP 2.0 mm /B2ca | CommScope® | SYSTIMAX ULL |  | Fiber trunk cable assembly
U3VMXMXAF |  | Base Product | Ultra Low Loss (ULL) OM5 MPO12 (Pinned) to MPO12 (Pinned), Fiber Trunk Cable Assembly, 24-Fiber, Low Smoke Zero Halogen (LSZH) | CommScope® | SYSTIMAX ULL |  | Fiber trunk cable assembly |  | Discontinued
U3XMPMXAF |  | Base Product | Ultra Low Loss (ULL) OM4 MPO12 (Unpinned) to MPO12 (Pinned), Fiber Trunk Cable Assembly, 24-Fiber, Low Smoke Zero Halogen (LSZH) | CommScope® | SYSTIMAX ULL |  | Fiber trunk cable assembly |  | Discontinued
U3VMXMXCG |  | Base Product | Ultra Low Loss ULL LazrSPEED® 550 OM5 MPO(Pinned) to MPO(Pinned) Pre-terminated Trunk Cable, MPO12, 36-Fiber, LSZH, 12 fiber PmP 2.0 mm /B2ca | CommScope® | SYSTIMAX ULL |  | Fiber trunk cable assembly
U3XMXMXAM |  | Base Product | Ultra Low Loss (ULL) OM4 MPO12 (Pinned) to MPO12 (Pinned), Fiber Trunk Cable Assembly, 144-Fiber, Low Smoke Zero Halogen (LSZH) | CommScope® | SYSTIMAX ULL |  | Fiber trunk cable assembly |  | Discontinued
U3XMPMPCF |  | Base Product | Ultra Low Loss ULL LazrSPEED® 550 MPO(Unpinned) to MPO(Unpinned) Pre-terminated Trunk Cable, MPO12, 24-Fiber, LSZH, 12 fiber PmP 2.0 mm /B2ca | CommScope® | SYSTIMAX ULL |  | Fiber trunk cable assembly
U3VQXQXQF |  | Base Product | Ultra Low Loss (ULL) OM5 MPO8 QSFP (Pinned) to MPO8 QSFP (Pinned), Fiber Trunk Cable Assembly, 24-Fiber, Low Smoke Zero Halogen (LSZH) | CommScope® | SYSTIMAX ULL |  | Fiber trunk cable assembly |  | Discontinued
U3VMXUCCL |  | Base Product | Ultra Low Loss ULL LazrSPEED® 550 OM5 MPO(Pinned) to Unconnectorized Pre-terminated Trunk Cable, MPO12, 96-Fiber, LSZH, 12 fiber PmP 2.0 mm /B2ca | CommScope® | SYSTIMAX ULL |  | Fiber trunk cable assembly
U3VMXMXCH |  | Base Product | Ultra Low Loss ULL LazrSPEED® 550 OM5 MPO(Pinned) to MPO(Pinned) Pre-terminated Trunk Cable, MPO12, 48-Fiber, LSZH, 12 fiber PmP 2.0 mm /B2ca | CommScope® | SYSTIMAX ULL |  | Fiber trunk cable assembly
U3XMPMXAH |  | Base Product | Ultra Low Loss (ULL) OM4 MPO12 (Unpinned) to MPO12 (Pinned), Fiber Trunk Cable Assembly, 48-Fiber, Low Smoke Zero Halogen (LSZH) | CommScope® | SYSTIMAX ULL |  | Fiber trunk cable assembly |  | Discontinued
U3VQXQXQH |  | Base Product | Ultra Low Loss (ULL) OM5 MPO QSFP (Pinned) to MPO QSFP (Pinned), Pre-terminated Cable, MPO8, 48-Fiber, Low Smoke Zero Halogen (LSZH) | CommScope® | SYSTIMAX ULL |  | Fiber trunk cable assembly |  | Discontinued
U3VMXMXCK |  | Base Product | Ultra Low Loss ULL LazrSPEED® 550 OM5 MPO(Pinned) to MPO(Pinned) Pre-terminated Trunk Cable, MPO12, 72-Fiber, LSZH, 12 fiber PmP 2.0 mm /B2ca | CommScope® | SYSTIMAX ULL |  | Fiber trunk cable assembly
U3XMPMXCM |  | Base Product | Ultra Low Loss ULL LazrSPEED® 550 MPO(Unpinned) to MPO(Pinned) Pre-terminated Trunk Cable, MPO12, 144-Fiber, LSZH, 12 fiber PmP 2.0 mm /B2ca | CommScope® | SYSTIMAX ULL |  | Fiber trunk cable assembly
U3VQXQXQL |  | Base Product | Ultra Low Loss (ULL) OM5, MP8O QSFP Pinned to MPO8 QSFP Pinned, Fiber Trunk Cable Assembly, 96-Fiber, Low Smoke Zero Halogen | CommScope® | SYSTIMAX ULL |  | Fiber trunk cable assembly |  | Discontinued
U3XMPMXAL |  | Base Product | Ultra Low Loss (ULL) OM4 MPO12 (Unpinned) to MPO12 (Pinned), Fiber Trunk Cable Assembly, 96-Fiber, Low Smoke Zero Halogen (LSZH) | CommScope® | SYSTIMAX ULL |  | Fiber trunk cable assembly |  | Discontinued
U3XMXUCCG |  | Base Product | Ultra Low Loss ULL LazrSPEED® 550 MPO(Pinned) to Unconnectorized Pre-terminated Trunk Cable, MPO12, 36-Fiber, LSZH, 12 fiber PmP 2.0 mm /B2ca | CommScope® | SYSTIMAX ULL |  | Fiber trunk cable assembly
U3XMXMXAF |  | Base Product | Ultra Low Loss (ULL) OM4 MPO12 (Pinned) to MPO12 (Pinned), Fiber Trunk Cable Assembly, 24-Fiber, Low Smoke Zero Halogen (LSZH) | CommScope® | SYSTIMAX ULL |  | Fiber trunk cable assembly |  | Discontinued
U3XMPMPCM |  | Base Product | Ultra Low Loss ULL LazrSPEED® 550 MPO(Unpinned) to MPO(Unpinned) Pre-terminated Trunk Cable, MPO12, 144-Fiber, LSZH, 12 fiber PmP 2.0 mm /B2ca | CommScope® | SYSTIMAX ULL |  | Fiber trunk cable assembly
U3X2X2XBH |  | Base Product | Ultra Low Loss (ULL) OM4 MPO24 (Pinned) to MP/24 (Pinned), Fiber Trunk Cable Assembly, 48-Fiber, LSZH B2ca | CommScope® | SYSTIMAX ULL |  | Fiber trunk cable assembly
U3XMPMXCD |  | Base Product | Ultra Low Loss ULL LazrSPEED® 550 MPO(Unpinned) to MPO(Pinned) Pre-terminated Trunk Cable, MPO12, 12-Fiber, LSZH, 12 fiber PmP 2.0 mm /B2ca | CommScope® | SYSTIMAX ULL |  | Fiber trunk cable assembly
U3XMXMXAG |  | Base Product | Ultra Low Loss (ULL) OM4 MPO12 (Pinned) to MPO12 (Pinned), Fiber Trunk Cable Assembly, 36-Fiber, Low Smoke Zero Halogen (LSZH) | CommScope® | SYSTIMAX ULL |  | Fiber trunk cable assembly |  | Discontinued
U3XMXUCCK |  | Base Product | Ultra Low Loss ULL LazrSPEED® 550 MPO(Pinned) to Unconnectorized Pre-terminated Trunk Cable, MPO12, 72-Fiber, LSZH, 12 fiber PmP 2.0 mm /B2ca | CommScope® | SYSTIMAX ULL |  | Fiber trunk cable assembly
U3XMPMXCF |  | Base Product | Ultra Low Loss ULL LazrSPEED® 550 MPO(Unpinned) to MPO(Pinned) Pre-terminated Trunk Cable, MPO12, 24-Fiber, LSZH, 12 fiber PmP 2.0 mm /B2ca | CommScope® | SYSTIMAX ULL |  | Fiber trunk cable assembly
U4GLFLFCD |  | Base Product | Ultra Low Loss ULL TeraSPEED® LC/UPC G B to LC/UPC G B Ruggedized fanout Cable, 12-Fiber, LSZH, 12 fiber PmP 2.0 mm /B2ca | CommScope® | SYSTIMAX ULL |  | Ruggedized fanout
U3XMXUCCL |  | Base Product | Ultra Low Loss ULL LazrSPEED® 550 MPO(Pinned) to Unconnectorized Pre-terminated Trunk Cable, MPO12, 96-Fiber, LSZH, 12 fiber PmP 2.0 mm /B2ca | CommScope® | SYSTIMAX ULL |  | Fiber trunk cable assembly
U3XMPMXCG |  | Base Product | Ultra Low Loss ULL LazrSPEED® 550 MPO(Unpinned) to MPO(Pinned) Pre-terminated Trunk Cable, MPO12, 36-Fiber, LSZH, 12 fiber PmP 2.0 mm /B2ca | CommScope® | SYSTIMAX ULL |  | Fiber trunk cable assembly
U4GLALACM |  | Base Product | Ultra Low Loss ULL TeraSPEED® LC/APC to LC/APC Ruggedized fanout Cable, 144-Fiber, LSZH, 12 fiber PmP 2.0 mm /B2ca | CommScope® | SYSTIMAX ULL |  | Ruggedized fanout
U3XMXUCCM |  | Base Product | Ultra Low Loss ULL LazrSPEED® 550 MPO(Pinned) to Unconnectorized Pre-terminated Trunk Cable, MPO12, 144-Fiber, LSZH, 12 fiber PmP 2.0 mm /B2ca | CommScope® | SYSTIMAX ULL |  | Fiber trunk cable assembly
U3XQXQXQL |  | Base Product | Ultra Low Loss (ULL) OM4, MPO8 QSFP Pinned to MPO8 QSFP Pinned, Fiber Trunk Cable Assembly, 96-Fiber, Low Smoke Zero Halogen | CommScope® | SYSTIMAX ULL |  | Fiber trunk cable assembly |  | Discontinued
U3XMXUCCD |  | Base Product | Ultra Low Loss ULL LazrSPEED® 550 MPO(Pinned) to Unconnectorized Pre-terminated Trunk Cable, MPO12, 12-Fiber, LSZH, 12 fiber PmP 2.0 mm /B2ca | CommScope® | SYSTIMAX ULL |  | Fiber trunk cable assembly
U3XMXUCCF |  | Base Product | Ultra Low Loss ULL LazrSPEED® 550 MPO(Pinned) to Unconnectorized Pre-terminated Trunk Cable, MPO12, 24-Fiber, LSZH, 12 fiber PmP 2.0 mm /B2ca | CommScope® | SYSTIMAX ULL |  | Fiber trunk cable assembly
U4GLFLFCH |  | Base Product | Ultra Low Loss ULL TeraSPEED® LC/UPC G B to LC/UPC G B Ruggedized fanout Cable, 48-Fiber, LSZH, 12 fiber PmP 2.0 mm /B2ca | CommScope® | SYSTIMAX ULL |  | Ruggedized fanout
U3XQXQXQR |  | Base Product | Ultra Low Loss (ULL) OM4 MPO8 QSFP (Pinned) to MPO8 QSFP (Pinned), Fiber Trunk Cable Assembly, 16-Fiber, Low Smoke Zero Halogen (LSZH) | CommScope® | SYSTIMAX ULL |  | Fiber trunk cable assembly |  | Discontinued
U4GLCLCCF |  | Base Product | Ultra Low Loss ULL TeraSPEED® LC/UPC to LC/UPC Ruggedized fanout Cable, 24-Fiber, LSZH, 12 fiber PmP 2.0 mm /B2ca | CommScope® | SYSTIMAX ULL |  | Ruggedized fanout
U4GLFLFCK |  | Base Product | Ultra Low Loss ULL TeraSPEED® LC/UPC G B to LC/UPC G B Ruggedized fanout Cable, 72-Fiber, LSZH, 12 fiber PmP 2.0 mm /B2ca. | CommScope® | SYSTIMAX ULL |  | Ruggedized fanout
U3XQPQXQF |  | Base Product | Ultra Low Loss (ULL) OM4 MPO8 QSFP (Unpinned) to MPO8 QSFP (Pinned), Fiber Trunk Cable Assembly, 24-Fiber, Low Smoke Zero Halogen (LSZH) | CommScope® | SYSTIMAX ULL |  | Fiber trunk cable assembly |  | Discontinued
U4GMPLCCG |  | Base Product | Ultra Low Loss ULL TeraSPEED® MPO(Unpinned) to LC/UPC Ruggedized fanout Cable, 36-Fiber, LSZH, 12 fiber PmP 2.0 mm /B2ca | CommScope® | SYSTIMAX ULL |  | Ruggedized fanout
U4GLCLCCG |  | Base Product | Ultra Low Loss ULL TeraSPEED® LC/UPC to LC/UPC Ruggedized fanout Cable, 36-Fiber, LSZH, 12 fiber PmP 2.0 mm /B2ca | CommScope® | SYSTIMAX ULL |  | Ruggedized fanout
U3XQXQXQU |  | Base Product | Ultra Low Loss (ULL) OM4 MPO8 QSFP (Pinned) to MPO8 QSFP (Pinned), Fiber Trunk Cable Assembly, 64-Fiber, Low Smoke Zero Halogen (LSZH) | CommScope® | SYSTIMAX ULL |  | Fiber trunk cable assembly |  | Discontinued
U4GMPLACD |  | Base Product | Ultra Low Loss ULL TeraSPEED® MPO(Unpinned) to LC/APC Ruggedized fanout Cable, 12-Fiber, LSZH, 12 fiber PmP 2.0 mm /B2ca | CommScope® | SYSTIMAX ULL |  | Ruggedized fanout
U3XQPQXQH |  | Base Product | Ultra Low Loss (ULL) OM4 MPO8 QSFP (Unpinned) to MPO8 QSFP (Pinned), Fiber Trunk Cable Assembly, 48-Fiber, Low Smoke Zero Halogen (LSZH) | CommScope® | SYSTIMAX ULL |  | Fiber trunk cable assembly |  | Discontinued
U4GLFLFCL |  | Base Product | Ultra Low Loss ULL TeraSPEED® LC/UPC G B to LC/UPC G B Ruggedized fanout Cable, 96-Fiber, LSZH, 12 fiber PmP 2.0 mm /B2ca | CommScope® | SYSTIMAX ULL |  | Ruggedized fanout
U4GLALACD |  | Base Product | Ultra Low Loss ULL TeraSPEED® LC/APC to LC/APC Ruggedized fanout Cable, 12-Fiber, LSZH, 12 fiber PmP 2.0 mm /B2ca | CommScope® | SYSTIMAX ULL |  | Ruggedized fanout
U4GMPLCCH |  | Base Product | Ultra Low Loss ULL TeraSPEED® MPO(Unpinned) to LC/UPC Ruggedized fanout Cable, 48-Fiber, LSZH, 12 fiber PmP 2.0 mm /B2ca | CommScope® | SYSTIMAX ULL |  | Ruggedized fanout
U4GLCLCCH |  | Base Product | Ultra Low Loss ULL TeraSPEED® LC/UPC to LC/UPC Ruggedized fanout Cable, 48-Fiber, LSZH, 12 fiber PmP 2.0 mm /B2ca | CommScope® | SYSTIMAX ULL |  | Ruggedized fanout
U4GLGLGCM |  | Base Product | Ultra Low Loss ULL TeraSPEED® LC/APC G B to LC/APC G B Ruggedized fanout Cable, 144-Fiber, LSZH, 12 fiber PmP 2.0 mm /B2ca | CommScope® | SYSTIMAX ULL |  | Ruggedized fanout
U4GLFLFCM |  | Base Product | Ultra Low Loss ULL TeraSPEED® LC/UPC G B to LC/UPC G B Ruggedized fanout Cable, 144-Fiber, LSZH, 12 fiber PmP 2.0 mm /B2ca | CommScope® | SYSTIMAX ULL |  | Ruggedized fanout
U4GLALACF |  | Base Product | Ultra Low Loss ULL TeraSPEED® LC/APC to LC/APC Ruggedized fanout Cable, 24-Fiber, LSZH, 12 fiber PmP 2.0 mm /B2ca | CommScope® | SYSTIMAX ULL |  | Ruggedized fanout
U4GMPLFCL |  | Base Product | Ultra Low Loss ULL TeraSPEED® MPO(Unpinned) to LC/UPC G B Ruggedized fanout Cable, 96-Fiber, LSZH, 12 fiber PmP 2.0 mm /B2ca | CommScope® | SYSTIMAX ULL |  | Ruggedized fanout
U4GMPLACG |  | Base Product | Ultra Low Loss ULL TeraSPEED® MPO(Unpinned) to LC/APC Ruggedized fanout Cable, 36-Fiber, LSZH, 12 fiber PmP 2.0 mm /B2ca | CommScope® | SYSTIMAX ULL |  | Ruggedized fanout
U4GMPLCCK |  | Base Product | Ultra Low Loss ULL TeraSPEED® MPO(Unpinned) to LC/UPC Ruggedized fanout Cable, 72-Fiber, LSZH, 12 fiber PmP 2.0 mm /B2ca | CommScope® | SYSTIMAX ULL |  | Ruggedized fanout
U4GMPLACH |  | Base Product | Ultra Low Loss ULL TeraSPEED® MPO(Unpinned) to LC/APC Ruggedized fanout Cable, 48-Fiber, LSZH, 12 fiber PmP 2.0 mm /B2ca | CommScope® | SYSTIMAX ULL |  | Ruggedized fanout
U4GLALACH |  | Base Product | Ultra Low Loss ULL TeraSPEED® LC/APC to LC/APC Ruggedized fanout Cable, 48-Fiber, LSZH, 12 fiber PmP 2.0 mm /B2ca | CommScope® | SYSTIMAX ULL |  | Ruggedized fanout
U4GLGLGCF |  | Base Product | Ultra Low Loss ULL TeraSPEED® LC/APC G B to LC/APC G B Ruggedized fanout Cable, 24-Fiber, LSZH, 12 fiber PmP 2.0 mm /B2ca | CommScope® | SYSTIMAX ULL |  | Ruggedized fanout
U4GLULUCF |  | Base Product | Ultra Low Loss ULL TeraSPEED® LC/UPC Uniboot to LC/UPC Uniboot Ruggedized fanout Cable, 24-Fiber, LSZH, 12 fiber PmP 2.0 mm /B2ca | CommScope® | SYSTIMAX ULL |  | Ruggedized fanout
U4GMPLUCF |  | Base Product | Ultra Low Loss ULL TeraSPEED® MPO(Unpinned) to LC/UPC Uniboot Ruggedized fanout Cable, 24-Fiber, LSZH, 12 fiber PmP 2.0 mm /B2ca | CommScope® | SYSTIMAX ULL |  | Ruggedized fanout
U4GMPLACK |  | Base Product | Ultra Low Loss ULL TeraSPEED® MPO(Unpinned) to LC/APC Ruggedized fanout Cable, 72-Fiber, LSZH, 12 fiber PmP 2.0 mm /B2ca | CommScope® | SYSTIMAX ULL |  | Ruggedized fanout
U4GMPLCCM |  | Base Product | Ultra Low Loss ULL TeraSPEED® MPO(Unpinned) to LC/UPC Ruggedized fanout Cable, 144-Fiber, LSZH, 12 fiber PmP 2.0 mm /B2ca | CommScope® | SYSTIMAX ULL |  | Ruggedized fanout
U4GMPLUCG |  | Base Product | Ultra Low Loss ULL TeraSPEED® MPO(Unpinned) to LC/UPC Uniboot Ruggedized fanout Cable, 36-Fiber, LSZH, 12 fiber PmP 2.0 mm /B2ca | CommScope® | SYSTIMAX ULL |  | Ruggedized fanout
U4GLULUCG |  | Base Product | Ultra Low Loss ULL TeraSPEED® LC/UPC Uniboot to LC/UPC Uniboot Ruggedized fanout Cable, 36-Fiber, LSZH, 12 fiber PmP 2.0 mm /B2ca | CommScope® | SYSTIMAX ULL |  | Ruggedized fanout
U4GMXLCCH |  | Base Product | Ultra Low Loss ULL TeraSPEED® MPO(Pinned) to LC/UPC Ruggedized fanout Cable, 48-Fiber, LSZH, 12 fiber PmP 2.0 mm /B2ca | CommScope® | SYSTIMAX ULL |  | Ruggedized fanout
U4GMPLFCD |  | Base Product | Ultra Low Loss ULL TeraSPEED® MPO(Unpinned) to LC/UPC G B Ruggedized fanout Cable, 12-Fiber, LSZH, 12 fiber PmP 2.0 mm /B2ca | CommScope® | SYSTIMAX ULL |  | Ruggedized fanout
U4GMXLACF |  | Base Product | Ultra Low Loss ULL TeraSPEED® MPO(Pinned) to LC/APC Ruggedized fanout Cable, 24-Fiber, LSZH, 12 fiber PmP 2.0 mm /B2ca | CommScope® | SYSTIMAX ULL |  | Ruggedized fanout
U4GLULUCH |  | Base Product | Ultra Low Loss ULL TeraSPEED® LC/UPC Uniboot to LC/UPC Uniboot Ruggedized fanout Cable, 48-Fiber, LSZH, 12 fiber PmP 2.0 mm /B2ca | CommScope® | SYSTIMAX ULL |  | Ruggedized fanout
U4GMPLGCH |  | Base Product | Ultra Low Loss ULL TeraSPEED® MPO(Unpinned) to LC/APC G B Ruggedized fanout Cable, 48-Fiber, LSZH, 12 fiber PmP 2.0 mm /B2ca | CommScope® | SYSTIMAX ULL |  | Ruggedized fanout
U4GMPLGCK |  | Base Product | Ultra Low Loss ULL TeraSPEED® MPO(Unpinned) to LC/APC G B Ruggedized fanout Cable, 72-Fiber, LSZH, 12 fiber PmP 2.0 mm /B2ca | CommScope® | SYSTIMAX ULL |  | Ruggedized fanout
U4GMPLFCG |  | Base Product | Ultra Low Loss ULL TeraSPEED® MPO(Unpinned) to LC/UPC G B Ruggedized fanout Cable, 36-Fiber, LSZH, 12 fiber PmP 2.0 mm /B2ca | CommScope® | SYSTIMAX ULL |  | Ruggedized fanout
U4GMPSCCD |  | Base Product | Ultra Low Loss ULL TeraSPEED® MPO(Unpinned) to SC/UPC Ruggedized fanout Cable, 12-Fiber, LSZH, 12 fiber PmP 2.0 mm /B2ca | CommScope® | SYSTIMAX ULL |  | Ruggedized fanout
U4GMPLCCF |  | Base Product | Ultra Low Loss ULL TeraSPEED® MPO(Unpinned) to LC/UPC Ruggedized fanout Cable, 24-Fiber, LSZH, 12 fiber PmP 2.0 mm /B2ca | CommScope® | SYSTIMAX ULL |  | Ruggedized fanout
U4GMXLACH |  | Base Product | Ultra Low Loss ULL TeraSPEED® MPO(Pinned) to LC/APC Ruggedized fanout Cable, 48-Fiber, LSZH, 12 fiber PmP 2.0 mm /B2ca | CommScope® | SYSTIMAX ULL |  | Ruggedized fanout
U4GMPLUCL |  | Base Product | Ultra Low Loss ULL TeraSPEED® MPO(Unpinned) to LC/UPC Uniboot Ruggedized fanout Cable, 96-Fiber, LSZH, 12 fiber PmP 2.0 mm /B2ca | CommScope® | SYSTIMAX ULL |  | Ruggedized fanout
U4GMPLGCL |  | Base Product | Ultra Low Loss ULL TeraSPEED® MPO(Unpinned) to LC/APC G B Ruggedized fanout Cable, 96-Fiber, LSZH, 12 fiber PmP 2.0 mm /B2ca | CommScope® | SYSTIMAX ULL |  | Ruggedized fanout
U4GMPSCCF |  | Base Product | Ultra Low Loss ULL TeraSPEED® MPO(Unpinned) to SC/UPC Ruggedized fanout Cable, 24-Fiber, LSZH, 12 fiber PmP 2.0 mm /B2ca | CommScope® | SYSTIMAX ULL |  | Ruggedized fanout
U4GMXLACK |  | Base Product | Ultra Low Loss ULL TeraSPEED® MPO(Pinned) to LC/APC Ruggedized fanout Cable, 72-Fiber, LSZH, 12 fiber PmP 2.0 mm /B2ca | CommScope® | SYSTIMAX ULL |  | Ruggedized fanout
U4GMXLFCD |  | Base Product | Ultra Low Loss ULL TeraSPEED® MPO(Pinned) to LC/UPC G B Ruggedized fanout Cable, 12-Fiber, LSZH, 12 fiber PmP 2.0 mm /B2ca | CommScope® | SYSTIMAX ULL |  | Ruggedized fanout
U4GMPLGCM |  | Base Product | Ultra Low Loss ULL TeraSPEED® MPO(Unpinned) to LC/APC G B Ruggedized fanout Cable, 144-Fiber, LSZH, 12 fiber PmP 2.0 mm /B2ca | CommScope® | SYSTIMAX ULL |  | Ruggedized fanout
U4GMXLGCD |  | Base Product | Ultra Low Loss ULL TeraSPEED® MPO(Pinned) to LC/APC G B Ruggedized fanout Cable, 12-Fiber, LSZH, 12 fiber PmP 2.0 mm /B2ca | CommScope® | SYSTIMAX ULL |  | Ruggedized fanout
U4GMPSCCG |  | Base Product | Ultra Low Loss ULL TeraSPEED® MPO(Unpinned) to SC/UPC Ruggedized fanout Cable, 36-Fiber, LSZH, 12 fiber PmP 2.0 mm /B2ca | CommScope® | SYSTIMAX ULL |  | Ruggedized fanout
U4GMXLUCG |  | Base Product | Ultra Low Loss ULL TeraSPEED® MPO(Pinned) to LC/UPC Uniboot Ruggedized fanout Cable, 36-Fiber, LSZH, 12 fiber PmP 2.0 mm /B2ca | CommScope® | SYSTIMAX ULL |  | Ruggedized fanout
U4GMPLFCK |  | Base Product | Ultra Low Loss ULL TeraSPEED® MPO(Unpinned) to LC/UPC G B Ruggedized fanout Cable, 72-Fiber, LSZH, 12 fiber PmP 2.0 mm /B2ca | CommScope® | SYSTIMAX ULL |  | Ruggedized fanout
U4GMXLGCF |  | Base Product | Ultra Low Loss ULL TeraSPEED® MPO(Pinned) to LC/APC G B Ruggedized fanout Cable, 24-Fiber, LSZH, 12 fiber PmP 2.0 mm /B2ca | CommScope® | SYSTIMAX ULL |  | Ruggedized fanout
U4GMXLACM |  | Base Product | Ultra Low Loss ULL TeraSPEED® MPO(Pinned) to LC/APC Ruggedized fanout Cable, 144-Fiber, LSZH, 12 fiber PmP 2.0 mm /B2ca | CommScope® | SYSTIMAX ULL |  | Ruggedized fanout
U4GMXLUCH |  | Base Product | Ultra Low Loss ULL TeraSPEED® MPO(Pinned) to LC/UPC Uniboot Ruggedized fanout Cable, 48-Fiber, LSZH, 12 fiber PmP 2.0 mm /B2ca | CommScope® | SYSTIMAX ULL |  | Ruggedized fanout
U4GMXLFCG |  | Base Product | Ultra Low Loss ULL TeraSPEED® MPO(Pinned) to LC/UPC G B Ruggedized fanout Cable, 36-Fiber, LSZH, 12 fiber PmP 2.0 mm /B2ca | CommScope® | SYSTIMAX ULL |  | Ruggedized fanout
U4GMXSACL |  | Base Product | Ultra Low Loss ULL TeraSPEED® MPO(Pinned) to SC/APC Ruggedized fanout Cable, 96-Fiber, LSZH, 12 fiber PmP 2.0 mm /B2ca | CommScope® | SYSTIMAX ULL |  | Ruggedized fanout
U4GSASACF |  | Base Product | Ultra Low Loss ULL TeraSPEED® SC/APC to SC/APC Ruggedized fanout Cable, 24-Fiber, LSZH, 12 fiber PmP 2.0 mm /B2ca | CommScope® | SYSTIMAX ULL |  | Ruggedized fanout
U4GMXLCCD |  | Base Product | Ultra Low Loss ULL TeraSPEED® MPO(Pinned) to LC/UPC Ruggedized fanout Cable, 12-Fiber, LSZH, 12 fiber PmP 2.0 mm /B2ca | CommScope® | SYSTIMAX ULL |  | Ruggedized fanout
U4GMPSCCK |  | Base Product | Ultra Low Loss ULL TeraSPEED® MPO(Unpinned) to SC/UPC Ruggedized fanout Cable, 72-Fiber, LSZH, 12 fiber PmP 2.0 mm /B2ca | CommScope® | SYSTIMAX ULL |  | Ruggedized fanout
U4GMXLFCK |  | Base Product | Ultra Low Loss ULL TeraSPEED® MPO(Pinned) to LC/UPC G B Ruggedized fanout Cable, 72-Fiber, LSZH, 12 fiber PmP 2.0 mm /B2ca | CommScope® | SYSTIMAX ULL |  | Ruggedized fanout
U4GMXSCCD |  | Base Product | Ultra Low Loss ULL TeraSPEED® MPO(Pinned) to SC/UPC Ruggedized fanout Cable, 12-Fiber, LSZH, 12 fiber PmP 2.0 mm /B2ca | CommScope® | SYSTIMAX ULL |  | Ruggedized fanout
U4GMXLCCG |  | Base Product | Ultra Low Loss ULL TeraSPEED® MPO(Pinned) to LC/UPC Ruggedized fanout Cable, 36-Fiber, LSZH, 12 fiber PmP 2.0 mm /B2ca | CommScope® | SYSTIMAX ULL |  | Ruggedized fanout
U4GMXLGCL |  | Base Product | Ultra Low Loss ULL TeraSPEED® MPO(Pinned) to LC/APC G B Ruggedized fanout Cable, 96-Fiber, LSZH, 12 fiber PmP 2.0 mm /B2ca | CommScope® | SYSTIMAX ULL |  | Ruggedized fanout
U4GSASACK |  | Base Product | Ultra Low Loss ULL TeraSPEED® SC/APC to SC/APC Ruggedized fanout Cable, 72-Fiber, LSZH, 12 fiber PmP 2.0 mm /B2ca | CommScope® | SYSTIMAX ULL |  | Ruggedized fanout
U4VLULUCD |  | Base Product | Ultra Low Loss ULL LazrSPEED® 550 OM5 LC/UPC Uniboot to LC/UPC Uniboot Ruggedized fanout Cable, 12-Fiber, LSZH, 12 fiber PmP 2.0 mm /B2ca | CommScope® | SYSTIMAX ULL |  | Ruggedized fanout
U4GMXLGCM |  | Base Product | Ultra Low Loss ULL TeraSPEED® MPO(Pinned) to LC/APC G B Ruggedized fanout Cable, 144-Fiber, LSZH, 12 fiber PmP 2.0 mm /B2ca | CommScope® | SYSTIMAX ULL |  | Ruggedized fanout
U4VMPLCAH |  | Base Product | Ultra Low Loss (ULL) OM5 MPO (Unpinned) to LC/UPC, InstaPATCH® 360 Ruggedized Fanout Cable Assembly, 48-Fiber, Low Smoke Zero Halogen (LSZH) | CommScope® | SYSTIMAX InstaPATCH® 360 ¦ SYSTIMAX ULL |  | Ruggedized fanout |  | Discontinued
U4GMXSCCF |  | Base Product | Ultra Low Loss ULL TeraSPEED® MPO(Pinned) to SC/UPC Ruggedized fanout Cable, 24-Fiber, LSZH, 12 fiber PmP 2.0 mm /B2ca | CommScope® | SYSTIMAX ULL |  | Ruggedized fanout
U4VLULUCF |  | Base Product | Ultra Low Loss ULL LazrSPEED® 550 OM5 LC/UPC Uniboot to LC/UPC Uniboot Ruggedized fanout Cable, 24-Fiber, LSZH, 12 fiber PmP 2.0 mm /B2ca | CommScope® | SYSTIMAX ULL |  | Ruggedized fanout
U4GSCSCCM |  | Base Product | Ultra Low Loss ULL TeraSPEED® SC/UPC to SC/UPC Ruggedized fanout Cable, 144-Fiber, LSZH, 12 fiber PmP 2.0 mm /B2ca | CommScope® | SYSTIMAX ULL |  | Ruggedized fanout
U4GMXSCCG |  | Base Product | Ultra Low Loss ULL TeraSPEED® MPO(Pinned) to SC/UPC Ruggedized fanout Cable, 36-Fiber, LSZH, 12 fiber PmP 2.0 mm /B2ca | CommScope® | SYSTIMAX ULL |  | Ruggedized fanout
U4GMXSACD |  | Base Product | Ultra Low Loss ULL TeraSPEED® MPO(Pinned) to SC/APC Ruggedized fanout Cable, 12-Fiber, LSZH, 12 fiber PmP 2.0 mm /B2ca | CommScope® | SYSTIMAX ULL |  | Ruggedized fanout
U4GSASACM |  | Base Product | Ultra Low Loss ULL TeraSPEED® SC/APC to SC/APC Ruggedized fanout Cable, 144-Fiber, LSZH, 12 fiber PmP 2.0 mm /B2ca | CommScope® | SYSTIMAX ULL |  | Ruggedized fanout
U4VMPLCAL |  | Base Product | Ultra Low Loss (ULL) OM5 MPO (Unpinned) to LC/UPC, InstaPATCH® 360 Ruggedized Fanout Cable Assembly, 96-Fiber, Low Smoke Zero Halogen (LSZH) | CommScope® | SYSTIMAX InstaPATCH® 360 ¦ SYSTIMAX ULL |  | Ruggedized fanout |  | Discontinued
U4VLULUCG |  | Base Product | Ultra Low Loss ULL LazrSPEED® 550 OM5 LC/UPC Uniboot to LC/UPC Uniboot Ruggedized fanout Cable, 36-Fiber, LSZH, 12 fiber PmP 2.0 mm /B2ca | CommScope® | SYSTIMAX ULL |  | Ruggedized fanout
U4GSCSCCD |  | Base Product | Ultra Low Loss ULL TeraSPEED® SC/UPC to SC/UPC Ruggedized fanout Cable, 12-Fiber, LSZH, 12 fiber PmP 2.0 mm /B2ca | CommScope® | SYSTIMAX ULL |  | Ruggedized fanout
U4GMXSACF |  | Base Product | Ultra Low Loss ULL TeraSPEED® MPO(Pinned) to SC/APC Ruggedized fanout Cable, 24-Fiber, LSZH, 12 fiber PmP 2.0 mm /B2ca | CommScope® | SYSTIMAX ULL |  | Ruggedized fanout
U4VLULUCH |  | Base Product | Ultra Low Loss ULL LazrSPEED® 550 OM5 LC/UPC Uniboot to LC/UPC Uniboot Ruggedized fanout Cable, 48-Fiber, LSZH, 12 fiber PmP 2.0 mm /B2ca | CommScope® | SYSTIMAX ULL |  | Ruggedized fanout
U4GSCSCCF |  | Base Product | Ultra Low Loss ULL TeraSPEED® SC/UPC to SC/UPC Ruggedized fanout Cable, 24-Fiber, LSZH, 12 fiber PmP 2.0 mm /B2ca | CommScope® | SYSTIMAX ULL |  | Ruggedized fanout
U4GMXSACG |  | Base Product | Ultra Low Loss ULL TeraSPEED® MPO(Pinned) to SC/APC Ruggedized fanout Cable, 36-Fiber, LSZH, 12 fiber PmP 2.0 mm /B2ca | CommScope® | SYSTIMAX ULL |  | Ruggedized fanout
U4VLULUCK |  | Base Product | Ultra Low Loss ULL LazrSPEED® 550 OM5 LC/UPC Uniboot to LC/UPC Uniboot Ruggedized fanout Cable, 72-Fiber, LSZH, 12 fiber PmP 2.0 mm /B2ca | CommScope® | SYSTIMAX ULL |  | Ruggedized fanout
U4GMXSCCL |  | Base Product | Ultra Low Loss ULL TeraSPEED® MPO(Pinned) to SC/UPC Ruggedized fanout Cable, 96-Fiber, LSZH, 12 fiber PmP 2.0 mm /B2ca | CommScope® | SYSTIMAX ULL |  | Ruggedized fanout
U4VLULUCL |  | Base Product | Ultra Low Loss ULL LazrSPEED® 550 OM5 LC/UPC Uniboot to LC/UPC Uniboot Ruggedized fanout Cable, 96-Fiber, LSZH, 12 fiber PmP 2.0 mm /B2ca | CommScope® | SYSTIMAX ULL |  | Ruggedized fanout
U4VMPLCCF |  | Base Product | Ultra Low Loss ULL LazrSPEED® 550 OM5 MPO(Unpinned) to LC/UPC Ruggedized fanout Cable, 24-Fiber, LSZH, 12 fiber PmP 2.0 mm /B2ca | CommScope® | SYSTIMAX ULL |  | Ruggedized fanout
AJXMXMXCM |  | Base Product | Ultra Low Loss ULL LazrSPEED® 550 MPO(Pinned) to MPO(Pinned) Pre-terminated Trunk Cable, MPO12, 144-Fiber, LSZH, 12 fiber PmP 2.0 mm Dca, Method A | CommScope® |  |  | Fiber trunk cable assembly
AJXMXMPAG |  | Base Product | OM4 MPO12 (Pinned) to MPO12 (Unpinned), Fiber Trunk Cable Assembly, 36-Fiber, Method A, Low Smoke Zero Halogen | CommScope® |  |  | Fiber trunk cable assembly
ARX2P2PHF |  | Base Product | OM4 MPO24 (Unpinned) to MPO24 (Unpinned), Fiber Trunk Cable Assembly, 24-Fiber, Method A, Low Smoke Zero Halogen | CommScope® |  |  | Fiber array cable assembly
ALGMXLCAD |  | Base Product | Singlemode MPO12 (Pinned) to LC, Ruggedized Fanout Cable, 12-Fiber, Method A, Plenum | CommScope® |  |  | Ruggedized fanout
AJXMXMPAH |  | Base Product | OM4 MPO12 (Pinned) to MPO12 (Unpinned), Fiber Trunk Cable Assembly, 48-Fiber, Method A, Low Smoke Zero Halogen | CommScope® |  |  | Fiber trunk cable assembly
AJXMXMXAM |  | Base Product | OM4 MPO12 (Pinned) to MPO12 (Pinned), Fiber Trunk Cable Assembly, 144-Fiber, Method A, Low Smoke Zero Halogen | CommScope® |  |  | Fiber trunk cable assembly
AJXMXUCCF |  | Base Product | Ultra Low Loss ULL LazrSPEED® 550 MPO(Pinned) to Unconnectorized Pre-terminated Trunk Cable, MPO12, 24-Fiber, LSZH, 12 fiber PmP 2.0 mm Dca, Method A | CommScope® |  |  | Fiber trunk cable assembly
AJXMXMXCD |  | Base Product | Ultra Low Loss ULL LazrSPEED® 550 MPO(Pinned) to MPO(Pinned) Pre-terminated Trunk Cable, MPO12, 12-Fiber, LSZH, 12 fiber PmP 2.0 mm Dca, Method A | CommScope® |  |  | Fiber trunk cable assembly
ALXMPLCAD |  | Base Product | OM4 MPO12 (Unpinned) to LC, Ruggedized Fanout Cable, 12-Fiber, Plenum, Plenum | CommScope® |  |  | Ruggedized fanout
AJXMXMPAK |  | Base Product | OM4 MPO12 (Pinned) to MPO12 (Unpinned), Fiber Trunk Cable Assembly, 72-Fiber, Method A, Low Smoke Zero Halogen | CommScope® |  |  | Fiber trunk cable assembly
AJXMXUCCG |  | Base Product | Ultra Low Loss ULL LazrSPEED® 550 MPO(Pinned) to Unconnectorized Pre-terminated Trunk Cable, MPO12, 36-Fiber, LSZH, 12 fiber PmP 2.0 mm Dca, Method A | CommScope® |  |  | Fiber trunk cable assembly
ARX2X2XHF |  | Base Product | OM4 MPO24 (Pinned) to MPO24 (Pinned), Fiber Patch Cord, 24-Fiber, Method A, Low Smoke Zero Halogen | CommScope® |  |  | Fiber array cable assembly
AQXMPMPGD |  | Base Product | OM4 MPO12 (Unpinned) to MPO12 (Unpinned), Fiber Patch Cord, 12-Fiber, Method A, Plenum | CommScope® |  |  | Fiber array cable assembly
AJXMXMXCG |  | Base Product | Ultra Low Loss ULL LazrSPEED® 550 MPO(Pinned) to MPO(Pinned) Pre-terminated Trunk Cable, MPO12, 36-Fiber, LSZH, 12 fiber PmP 2.0 mm Dca, Method A | CommScope® |  |  | Fiber trunk cable assembly
ANGMPLCAD |  | Base Product | Singlemode MPO12 (Unpinned) to LC/UPC, Ruggedized Fanout Fiber Cable, 12-Fiber, Method A, Low Smoke Zero Halogen | CommScope® |  |  | Ruggedized fanout
AJXMXUCCK |  | Base Product | Ultra Low Loss ULL LazrSPEED® 550 MPO(Pinned) to Unconnectorized Pre-terminated Trunk Cable, MPO12, 72-Fiber, LSZH, 12 fiber PmP 2.0 mm Dca, Method A | CommScope® |  |  | Fiber trunk cable assembly
ARXMXMPGD |  | Base Product | OM4 MPO12 (Pinned) to MPO12 (Unpinned), Fiber Patch Cord, 12-Fiber, Method A, Low Smoke Zero Halogen | CommScope® |  |  | Fiber array cable assembly
AQXMXMXGD |  | Base Product | OM4 MPO12 (Pinned) to MPO12 (Pinned), Fiber Patch Cord, 12-Fiber, Method A, Plenum | CommScope® |  |  | Fiber array cable assembly
ARGMPMPGD |  | Base Product | Singlemode MPO12 (Unpinned) to MPO12 (Unpinned), Fiber Patch Cord, 12-Fiber, Method A, Low Smoke Zero Halogen | CommScope® |  |  | Fiber array cable assembly
ANXMXLCAD |  | Base Product | OM4 MPO12 (Pinned) to LC/UPC, Ruggedized Fanout Fiber Cable, 12-Fiber, Method A, Low Smoke Zero Halogen | CommScope® |  |  | Ruggedized fanout
CAAAB | IP6A-06PUTP-O1S-O1S | Base Product | InstaPATCH® Cu GigaSPEED X10D® U/UTP Plenum Preterminated Copper Cable, single row standard density outlet to single row standard density outlet, 6 links | CommScope® | GigaSPEED X10D® ¦ InstaPATCH® Cu |  | Copper trunk cable assembly
CAAJG | IP6A-24PUTP-O1S-PG2H | Base Product | InstaPATCH® Cu GigaSPEED X10D® U/UTP Plenum Preterminated Copper Cable, single row standard density outlet to dual row high density RJ45 plug, 24 links | CommScope® | GigaSPEED X10D® ¦ InstaPATCH® Cu |  | Copper trunk cable assembly
CAAAC | IP6A-08PUTP-O1S-O1S | Base Product | InstaPATCH® Cu GigaSPEED X10D® U/UTP Plenum Preterminated Copper Cable, single row standard density outlet to single row standard density outlet, 8 links | CommScope® | GigaSPEED X10D® ¦ InstaPATCH® Cu |  | Copper trunk cable assembly
CAAXG | IP6A-24PUTP-O1S-BLUNT | Base Product | InstaPATCH® Cu GigaSPEED X10D® U/UTP Plenum Preterminated Copper Cable, single row standard density outlet to unterminated, 24 links | CommScope® | GigaSPEED X10D® ¦ InstaPATCH® Cu |  | Copper trunk cable assembly
CABGG | IP6A-24PUTP-O2S-PG1S | Base Product | InstaPATCH® Cu GigaSPEED X10D® U/UTP Plenum Preterminated Copper Cable, dual row standard density outlet to single row standard density RJ45 plug, 24 links | CommScope® | GigaSPEED X10D® ¦ InstaPATCH® Cu |  | Copper trunk cable assembly
CAARB | IP6A-06PUTP-O1S-1100E | Base Product | InstaPATCH® Cu GigaSPEED X10D® U/UTP Plenum Preterminated Copper Cable, single row standard density outlet to 360 1100 Evolve module, 6 links | CommScope® | GigaSPEED X10D® ¦ InstaPATCH® Cu |  | Copper trunk cable assembly
CAASD | IP6A-12PUTP-O1S-1LK12 | Base Product | InstaPATCH® Cu GigaSPEED X10D® U/UTP Plenum Preterminated Copper Cable, single row standard density outlet to dual row OneLink 2x6, 12 links | CommScope® | GigaSPEED X10D® ¦ InstaPATCH® Cu |  | Copper trunk cable assembly
CABAC | IP6A-08PUTP-O2S-O1S | Base Product | InstaPATCH® Cu GigaSPEED X10D® U/UTP Plenum Preterminated Copper Cable, dual row standard density outlet to single row standard density outlet, 8 links | CommScope® | GigaSPEED X10D® ¦ InstaPATCH® Cu |  | Copper trunk cable assembly
CAABB | IP6A-06PUTP-O1S-O2S | Base Product | InstaPATCH® Cu GigaSPEED X10D® U/UTP Plenum Preterminated Copper Cable, single row standard density outlet to dual row standard density outlet, 6 links | CommScope® | GigaSPEED X10D® ¦ InstaPATCH® Cu |  | Copper trunk cable assembly
CABJG | IP6A-24PUTP-O2S-PG2H | Base Product | InstaPATCH® Cu GigaSPEED X10D® U/UTP Plenum Preterminated Copper Cable, dual row standard density outlet to dual row high density RJ45 plug, 24 links | CommScope® | GigaSPEED X10D® ¦ InstaPATCH® Cu |  | Copper trunk cable assembly
CABAD | IP6A-12PUTP-O2S-O1S | Base Product | InstaPATCH® Cu GigaSPEED X10D® U/UTP Plenum Preterminated Copper Cable, dual row standard density outlet to single row standard density outlet, 12 links | CommScope® | GigaSPEED X10D® ¦ InstaPATCH® Cu |  | Copper trunk cable assembly
CAATC | IP6A-08PUTP-O1S-1LK08 | Base Product | InstaPATCH® Cu GigaSPEED X10D® U/UTP Plenum Preterminated Copper Cable, single row standard density outlet to dual row OneLink 2x4, 8 links | CommScope® | GigaSPEED X10D® ¦ InstaPATCH® Cu |  | Copper trunk cable assembly
CABAG | IP6A-24PUTP-O2S-O1S | Base Product | InstaPATCH® Cu GigaSPEED X10D® U/UTP Plenum Preterminated Copper Cable, dual row standard density outlet to single row standard density outlet, 24 links | CommScope® | GigaSPEED X10D® ¦ InstaPATCH® Cu |  | Copper trunk cable assembly
CABXB | IP6A-06PUTP-O2S-BLUNT | Base Product | InstaPATCH® Cu GigaSPEED X10D® U/UTP Plenum Preterminated Copper Cable, dual row standard density outlet to unterminated, 6 links | CommScope® | GigaSPEED X10D® ¦ InstaPATCH® Cu |  | Copper trunk cable assembly
CACJG | IP6A-24PUTP-O2H-PG2H | Base Product | InstaPATCH® Cu GigaSPEED X10D® U/UTP Plenum Preterminated Copper Cable, dual row high density outlet to dual row high density RJ45 plug, 24 links | CommScope® | GigaSPEED X10D® ¦ InstaPATCH® Cu |  | Copper trunk cable assembly
CAGRG | IP6A-24PUTP-PG1S-1100E | Base Product | InstaPATCH® Cu GigaSPEED X10D® U/UTP Plenum Preterminated Copper Cable, single row standard density RJ45 plug to 360 1100 Evolve module, 24 links | CommScope® | GigaSPEED X10D® ¦ InstaPATCH® Cu |  | Copper trunk cable assembly
CABBB | IP6A-06PUTP-O2S-O2S | Base Product | InstaPATCH® Cu GigaSPEED X10D® U/UTP Plenum Preterminated Copper Cable, dual row standard density outlet to dual row standard density outlet, 6 links | CommScope® | GigaSPEED X10D® ¦ InstaPATCH® Cu |  | Copper trunk cable assembly
CAGGA | IP6A-04PUTP-PG1S-PG1S | Base Product | InstaPATCH® Cu GigaSPEED X10D® U/UTP Plenum Preterminated Copper Cable, single row standard density RJ45 plug to single row standard density RJ45 plug, 4 links | CommScope® | GigaSPEED X10D® ¦ InstaPATCH® Cu |  | Copper trunk cable assembly
CABXC | IP6A-08PUTP-O2S-BLUNT | Base Product | InstaPATCH® Cu GigaSPEED X10D® U/UTP Plenum Preterminated Copper Cable, dual row standard density outlet to unterminated, 8 links | CommScope® | GigaSPEED X10D® ¦ InstaPATCH® Cu |  | Copper trunk cable assembly
CAABG | IP6A-24PUTP-O1S-O2S | Base Product | InstaPATCH® Cu GigaSPEED X10D® U/UTP Plenum Preterminated Copper Cable, single row standard density outlet to dual row standard density outlet, 24 links | CommScope® | GigaSPEED X10D® ¦ InstaPATCH® Cu |  | Copper trunk cable assembly
CABRB | IP6A-06PUTP-O2S-1100E | Base Product | InstaPATCH® Cu GigaSPEED X10D® U/UTP Plenum Preterminated Copper Cable, dual row standard density outlet to 360 1100 Evolve module, 6 links | CommScope® | GigaSPEED X10D® ¦ InstaPATCH® Cu |  | Copper trunk cable assembly
CAGSD | IP6A-12PUTP-PLUG-1LK12 | Base Product | InstaPATCH® Cu GigaSPEED X10D® U/UTP Plenum Preterminated Copper Cable, RJ45 to dual row OneLink 2x6, 12 links | CommScope® | GigaSPEED X10D® ¦ InstaPATCH® Cu |  | Copper trunk cable assembly
CAHRD | IP6A-12PUTP-PG2S-1100E | Base Product | InstaPATCH® Cu GigaSPEED X10D® U/UTP Plenum Preterminated Copper Cable, dual row standard density RJ45 plug to 360 1100 Evolve module, 12 links | CommScope® | GigaSPEED X10D® ¦ InstaPATCH® Cu |  | Copper trunk cable assembly
CAAXB | IP6A-06PUTP-O1S-BLUNT | Base Product | InstaPATCH® Cu GigaSPEED X10D® U/UTP Plenum Preterminated Copper Cable, single row standard density outlet to unterminated, 6 links | CommScope® | GigaSPEED X10D® ¦ InstaPATCH® Cu |  | Copper trunk cable assembly
CABXD | IP6A-12PUTP-O2S-BLUNT | Base Product | InstaPATCH® Cu GigaSPEED X10D® U/UTP Plenum Preterminated Copper Cable, dual row standard density outlet to unterminated, 12 links | CommScope® | GigaSPEED X10D® ¦ InstaPATCH® Cu |  | Copper trunk cable assembly
CABSD | IP6A-12PUTP-O2S-1LK12 | Base Product | InstaPATCH® Cu GigaSPEED X10D® U/UTP Plenum Preterminated Copper Cable, dual row standard density outlet to dual row OneLink 2x6, 12 links | CommScope® | GigaSPEED X10D® ¦ InstaPATCH® Cu |  | Copper trunk cable assembly
CABBD | IP6A-12PUTP-O2S-O2S | Base Product | InstaPATCH® Cu GigaSPEED X10D® U/UTP Plenum Preterminated Copper Cable, dual row standard density outlet to dual row standard density outlet, 12 links | CommScope® | GigaSPEED X10D® ¦ InstaPATCH® Cu |  | Copper trunk cable assembly
CAAHG | IP6A-24PUTP-O1S-PG2S | Base Product | InstaPATCH® Cu GigaSPEED X10D® U/UTP Plenum Preterminated Copper Cable, single row standard density outlet to dual row standard density RJ45 plug, 24 links | CommScope® | GigaSPEED X10D® ¦ InstaPATCH® Cu |  | Copper trunk cable assembly
CABBG | IP6A-24PUTP-O2S-O2S | Base Product | InstaPATCH® Cu GigaSPEED X10D® U/UTP Plenum Preterminated Copper Cable, dual row standard density outlet to dual row standard density outlet, 24 links | CommScope® | GigaSPEED X10D® ¦ InstaPATCH® Cu |  | Copper trunk cable assembly
CAGXB | IP6A-06PUTP-PG1S-BLUNT | Base Product | InstaPATCH® Cu GigaSPEED X10D® U/UTP Plenum Preterminated Copper Cable, single row standard density RJ45 plug to unterminated, 6 links | CommScope® | GigaSPEED X10D® ¦ InstaPATCH® Cu |  | Copper trunk cable assembly
CANND | IP6A-12PUTP-1100L-1100L | Base Product | InstaPATCH® Cu GigaSPEED X10D® U/UTP Plenum Preterminated Copper Cable, 1100 module to 1100 module, 12 links | CommScope® | GigaSPEED X10D® ¦ InstaPATCH® Cu |  | Copper trunk cable assembly
CABXG | IP6A-24PUTP-O2S-BLUNT | Base Product | InstaPATCH® Cu GigaSPEED X10D® U/UTP Plenum Preterminated Copper Cable, dual row standard density outlet to unterminated, 24 links | CommScope® | GigaSPEED X10D® ¦ InstaPATCH® Cu |  | Copper trunk cable assembly
CAHSD | IP6A-12PUTP-PG2S-1LK12 | Base Product | InstaPATCH® Cu GigaSPEED X10D® U/UTP Plenum Preterminated Copper Cable, dual row standard density RJ45 plug to dual row OneLink 2x6, 12 links | CommScope® | GigaSPEED X10D® ¦ InstaPATCH® Cu |  | Copper trunk cable assembly
CANXF | IP6A-18PUTP-1100L-BLUNT | Base Product | InstaPATCH® Cu GigaSPEED X10D® U/UTP Plenum Preterminated Copper Cable, 1100 module to unterminated, 18 links | CommScope® | GigaSPEED X10D® ¦ InstaPATCH® Cu |  | Copper trunk cable assembly
CARSD | IP6A-12PUTP-1100E-1LK12 | Base Product | InstaPATCH® Cu GigaSPEED X10D® U/UTP Plenum Preterminated Copper Cable, 360 1100 Evolve module to dual row OneLink 2x6, 12 links | CommScope® | GigaSPEED X10D® ¦ InstaPATCH® Cu |  | Copper trunk cable assembly
CAGXD | IP6A-12PUTP-PG1S-BLUNT | Base Product | InstaPATCH® Cu GigaSPEED X10D® U/UTP Plenum Preterminated Copper Cable, single row standard density RJ45 plug to unterminated, 12 links | CommScope® | GigaSPEED X10D® ¦ InstaPATCH® Cu |  | Copper trunk cable assembly
CANNF | IP6A-18PUTP-1100L-1100L | Base Product | InstaPATCH® Cu GigaSPEED X10D® U/UTP Plenum Preterminated Copper Cable, 1100 module to 1100 module, 18 links | CommScope® | GigaSPEED X10D® ¦ InstaPATCH® Cu |  | Copper trunk cable assembly
CACCB | IP6A-06PUTP-O2H-O2H | Base Product | InstaPATCH® Cu GigaSPEED X10D® U/UTP Plenum Preterminated Copper Cable, dual row high density outlet to dual row high density outlet, 6 links | CommScope® | GigaSPEED X10D® ¦ InstaPATCH® Cu |  | Copper trunk cable assembly
CABTC | IP6A-08PUTP-O2S-1LK08 | Base Product | InstaPATCH® Cu GigaSPEED X10D® U/UTP Plenum Preterminated Copper Cable, dual row standard density outlet to dual row OneLink 2x4, 8 links | CommScope® | GigaSPEED X10D® ¦ InstaPATCH® Cu |  | Copper trunk cable assembly
CAGNB | IP6A-06PUTP-PG1S-1100L | Base Product | InstaPATCH® Cu GigaSPEED X10D® U/UTP Plenum Preterminated Copper Cable, single row standard density RJ45 plug to 1100 module, 6 links | CommScope® | GigaSPEED X10D® ¦ InstaPATCH® Cu |  | Copper trunk cable assembly
CANNG | IP6A-24PUTP-1100L-1100L | Base Product | InstaPATCH® Cu GigaSPEED X10D® U/UTP Plenum Preterminated Copper Cable, 1100 module to 1100 module, 24 links | CommScope® | GigaSPEED X10D® ¦ InstaPATCH® Cu |  | Copper trunk cable assembly
CAHXG | IP6A-24PUTP-PG2S-BLUNT | Base Product | InstaPATCH® Cu GigaSPEED X10D® U/UTP Plenum Preterminated Copper Cable, dual row standard density RJ45 plug to unterminated, 24 links | CommScope® | GigaSPEED X10D® ¦ InstaPATCH® Cu |  | Copper trunk cable assembly
CABTE | IP6A-16PUTP-O2S-1LK08 | Base Product | InstaPATCH® Cu GigaSPEED X10D® U/UTP Plenum Preterminated Copper Cable, dual row standard density outlet to dual row OneLink 2x4, 16 links | CommScope® | GigaSPEED X10D® ¦ InstaPATCH® Cu |  | Copper trunk cable assembly
CANRB | IP6A-06PUTP-1100L-1100E | Base Product | InstaPATCH® Cu GigaSPEED X10D® U/UTP Plenum Preterminated Copper Cable, 1100 module to 360 1100 Evolve module, 6 links | CommScope® | GigaSPEED X10D® ¦ InstaPATCH® Cu |  | Copper trunk cable assembly
CAHHG | IP6A-24PUTP-PG2S-PG2S | Base Product | InstaPATCH® Cu GigaSPEED X10D® U/UTP Plenum Preterminated Copper Cable, dual row standard density RJ45 plug to dual row standard density RJ45 plug, 24 links | CommScope® | GigaSPEED X10D® ¦ InstaPATCH® Cu |  | Copper trunk cable assembly
CACCF | IP6A-18PUTP-O2H-O2H | Base Product | InstaPATCH® Cu GigaSPEED X10D® U/UTP Plenum Preterminated Copper Cable, dual row high density outlet to dual row standard density outlet, 18 links | CommScope® | GigaSPEED X10D® ¦ InstaPATCH® Cu |  | Copper trunk cable assembly
CARXF | IP6A-18PUTP-1100E-BLUNT | Base Product | InstaPATCH® Cu GigaSPEED X10D® U/UTP Plenum Preterminated Copper Cable, 360 1100 Evolve module to unterminated, 18 links | CommScope® | GigaSPEED X10D® ¦ InstaPATCH® Cu |  | Copper trunk cable assembly
CARND | IP6A-12PUTP-1100E-1100L | Base Product | InstaPATCH® Cu GigaSPEED X10D® U/UTP Plenum Preterminated Copper Cable, 360 1100 Evolve module to 1100 module, 12 links | CommScope® | GigaSPEED X10D® ¦ InstaPATCH® Cu |  | Copper trunk cable assembly
CANRD | IP6A-12PUTP-1100L-1100E | Base Product | InstaPATCH® Cu GigaSPEED X10D® U/UTP Plenum Preterminated Copper Cable, 1100 module to 360 1100 Evolve module, 12 links | CommScope® | GigaSPEED X10D® ¦ InstaPATCH® Cu |  | Copper trunk cable assembly
CACCG | IP6A-24PUTP-O2H-O2H | Base Product | InstaPATCH® Cu GigaSPEED X10D® U/UTP Plenum Preterminated Copper Cable, dual row high density outlet to dual row standard density outlet, 24 links | CommScope® | GigaSPEED X10D® ¦ InstaPATCH® Cu |  | Copper trunk cable assembly
CAJNG | IP6A-24PUTP-PG2H-1100L | Base Product | InstaPATCH® Cu GigaSPEED X10D® U/UTP Plenum Preterminated Copper Cable, dual row high density RJ45 plug to 1100 module, 24 links | CommScope® | GigaSPEED X10D® ¦ InstaPATCH® Cu |  | Copper trunk cable assembly
CARXG | IP6A-24PUTP-1100E-BLUNT | Base Product | InstaPATCH® Cu GigaSPEED X10D® U/UTP Plenum Preterminated Copper Cable, 360 1100 Evolve module to unterminated, 24 links | CommScope® | GigaSPEED X10D® ¦ InstaPATCH® Cu |  | Copper trunk cable assembly
CAHNG | IP6A-24PUTP-PG2S-1100L | Base Product | InstaPATCH® Cu GigaSPEED X10D® U/UTP Plenum Preterminated Copper Cable, dual row standard density RJ45 plug to 1100 module, 24 links | CommScope® | GigaSPEED X10D® ¦ InstaPATCH® Cu |  | Copper trunk cable assembly
CAJRG | IP6A-24PUTP-PG2H-1100E | Base Product | InstaPATCH® Cu GigaSPEED X10D® U/UTP Plenum Preterminated Copper Cable, dual row high density RJ45 plug to 360 1100 Evolve module, 24 links | CommScope® | GigaSPEED X10D® ¦ InstaPATCH® Cu |  | Copper trunk cable assembly
CBANB | IP6A-06RUTP-O1S-1100L | Base Product | InstaPATCH® Cu GigaSPEED X10D® U/UTP Riser Preterminated Copper Cable, single row standard density outlet to 1100 module, 6 links | CommScope® | GigaSPEED X10D® ¦ InstaPATCH® Cu |  | Copper trunk cable assembly
CACGG | IP6A-24PUTP-O2H-PG1S | Base Product | InstaPATCH® Cu GigaSPEED X10D® U/UTP Plenum Preterminated Copper Cable, dual row high density outlet to single row standard density RJ45 plug, 24 links | CommScope® | GigaSPEED X10D® ¦ InstaPATCH® Cu |  | Copper trunk cable assembly
CAJXG | IP6A-24PUTP-PG2H-BLUNT | Base Product | InstaPATCH® Cu GigaSPEED X10D® U/UTP Plenum Preterminated Copper Cable, dual row high density RJ45 plug to unterminated, 24 links | CommScope® | GigaSPEED X10D® ¦ InstaPATCH® Cu |  | Copper trunk cable assembly
CANXD | IP6A-12PUTP-1100L-BLUNT | Base Product | InstaPATCH® Cu GigaSPEED X10D® U/UTP Plenum Preterminated Copper Cable, 1100 module to unterminated, 12 links | CommScope® | GigaSPEED X10D® ¦ InstaPATCH® Cu |  | Copper trunk cable assembly
CBAAB | IP6A-06RUTP-O1S-O1S | Base Product | InstaPATCH® Cu GigaSPEED X10D® U/UTP Riser Preterminated Copper Cable, single row standard density outlet to single row standard density outlet, 6 links | CommScope® | GigaSPEED X10D® ¦ InstaPATCH® Cu |  | Copper trunk cable assembly
CBBXC | IP6A-08RUTP-O2S-BLUNT | Base Product | InstaPATCH® Cu GigaSPEED X10D® U/UTP Riser Preterminated Copper Cable, dual row standard density outlet to unterminated, 8 links | CommScope® | GigaSPEED X10D® ¦ InstaPATCH® Cu |  | Copper trunk cable assembly
CBBNB | IP6A-06RUTP-O2S-1100L | Base Product | InstaPATCH® Cu GigaSPEED X10D® U/UTP Riser Preterminated Copper Cable, dual row standard density outlet to 1100 module, 6 links | CommScope® | GigaSPEED X10D® ¦ InstaPATCH® Cu |  | Copper trunk cable assembly
CBGRG | IP6A-24RUTP-PLUG-1100E | Base Product | InstaPATCH® Cu GigaSPEED X10D® U/UTP Riser Preterminated Copper Cable, RJ 45 to 360 1100 Evolve module, 24 links | CommScope® | GigaSPEED X10D® ¦ InstaPATCH® Cu |  | Copper trunk cable assembly
CBCCB | IP6A-06RUTP-O2H-O2H | Base Product | InstaPATCH® Cu GigaSPEED X10D® U/UTP Riser Preterminated Copper Cable, dual row high density outlet to dual row high density outlet, 6 links | CommScope® | GigaSPEED X10D® ¦ InstaPATCH® Cu |  | Copper trunk cable assembly
CBBRB | IP6A-06RUTP-O2S-1100E | Base Product | InstaPATCH® Cu GigaSPEED X10D® U/UTP Riser Preterminated Copper Cable, dual row standard density outlet to 360 1100 Evolve module, 6 links | CommScope® | GigaSPEED X10D® ¦ InstaPATCH® Cu |  | Copper trunk cable assembly
CARRD | IP6A-12PUTP-1100E-1100E | Base Product | InstaPATCH® Cu GigaSPEED X10D® U/UTP Plenum Preterminated Copper Cable, 360 1100 Evolve module to 360 1100 Evolve module, 12 links | CommScope® | GigaSPEED X10D® ¦ InstaPATCH® Cu |  | Copper trunk cable assembly
CBBAD | IP6A-12RUTP-O2S-O1S | Base Product | InstaPATCH® Cu GigaSPEED X10D® U/UTP Riser Preterminated Copper Cable, dual row standard density outlet to single row standard density outlet, 12 links | CommScope® | GigaSPEED X10D® ¦ InstaPATCH® Cu |  | Copper trunk cable assembly
CBGXA | IP6A-04RUTP-PG1S-BLUNT | Base Product | InstaPATCH® Cu GigaSPEED X10D® U/UTP Riser Preterminated Copper Cable, single row standard density RJ45 plug to unterminated, 4 links | CommScope® | GigaSPEED X10D® ¦ InstaPATCH® Cu |  | Copper trunk cable assembly
CBCCF | IP6A-18RUTP-O2H-O2H | Base Product | InstaPATCH® Cu GigaSPEED X10D® U/UTP Riser Preterminated Copper Cable, dual row high density outlet to dual row high density outlet, 18 links | CommScope® | GigaSPEED X10D® ¦ InstaPATCH® Cu |  | Copper trunk cable assembly
CBBAG | IP6A-24RUTP-O2S-O1S | Base Product | InstaPATCH® Cu GigaSPEED X10D® U/UTP Riser Preterminated Copper Cable, dual row standard density outlet to single row standard density outlet, 24 links | CommScope® | GigaSPEED X10D® ¦ InstaPATCH® Cu |  | Copper trunk cable assembly
CBGXB | IP6A-06RUTP-PG1S-BLUNT | Base Product | InstaPATCH® Cu GigaSPEED X10D® U/UTP Riser Preterminated Copper Cable, single row standard density RJ45 plug to unterminated, 6 links | CommScope® | GigaSPEED X10D® ¦ InstaPATCH® Cu |  | Copper trunk cable assembly
CARRG | IP6A-24PUTP-1100E-1100E | Base Product | InstaPATCH® Cu GigaSPEED X10D® U/UTP Plenum Preterminated Copper Cable, 360 1100 Evolve module to 360 1100 Evolve module, 24 links | CommScope® | GigaSPEED X10D® ¦ InstaPATCH® Cu |  | Copper trunk cable assembly
CBBSD | IP6A-12RUTP-O2S-1LK12 | Base Product | InstaPATCH® Cu GigaSPEED X10D® U/UTP Riser Preterminated Copper Cable, dual row standard density outlet to dual row OneLink 2x6, 12 links | CommScope® | GigaSPEED X10D® ¦ InstaPATCH® Cu |  | Copper trunk cable assembly
CBGXD | IP6A-12RUTP-PG1S-BLUNT | Base Product | InstaPATCH® Cu GigaSPEED X10D® U/UTP Riser Preterminated Copper Cable, single row standard density RJ45 plug to unterminated, 12 links | CommScope® | GigaSPEED X10D® ¦ InstaPATCH® Cu |  | Copper trunk cable assembly
CBGGD | IP6A-12RUTP-PG1S-PG1S | Base Product | InstaPATCH® Cu GigaSPEED X10D® U/UTP Riser Preterminated Copper Cable, single row standard density RJ45 plug to single row standard density RJ45 plug, 12 links | CommScope® | GigaSPEED X10D® ¦ InstaPATCH® Cu |  | Copper trunk cable assembly
CBHHG | IP6A-24RUTP-PG2S-PG2S | Base Product | InstaPATCH® Cu GigaSPEED X10D® U/UTP Riser Preterminated Copper Cable, dual row standard density RJ45 plug to dual row standard density RJ45 plug, 24 links | CommScope® | GigaSPEED X10D® ¦ InstaPATCH® Cu |  | Copper trunk cable assembly
CBHSD | IP6A-12RUTP-PG2S-1LK12 | Base Product | InstaPATCH® Cu GigaSPEED X10D® U/UTP Riser Preterminated Copper Cable, dual row standard density RJ45 plug to dual row OneLink 2x6, 12 links | CommScope® | GigaSPEED X10D® ¦ InstaPATCH® Cu |  | Copper trunk cable assembly
CBBTC | IP6A-08RUTP-O2S-1LK08 | Base Product | InstaPATCH® Cu GigaSPEED X10D® U/UTP Riser Preterminated Copper Cable, dual row standard density outlet to dual row OneLink 2x4, 8 links | CommScope® | GigaSPEED X10D® ¦ InstaPATCH® Cu |  | Copper trunk cable assembly
CBHND | IP6A-12RUTP-PG2S-1100L | Base Product | InstaPATCH® Cu GigaSPEED X10D® U/UTP Riser Preterminated Copper Cable, dual row standard density RJ45 plug to 1100 module, 12 links | CommScope® | GigaSPEED X10D® ¦ InstaPATCH® Cu |  | Copper trunk cable assembly
CBGNB | IP6A-06RUTP-PG1S-1100L | Base Product | InstaPATCH® Cu GigaSPEED X10D® U/UTP Riser Preterminated Copper Cable, single row standard density RJ45 plug to 1100 module, 6 links | CommScope® | GigaSPEED X10D® ¦ InstaPATCH® Cu |  | Copper trunk cable assembly
CBAXD | IP6A-12RUTP-O1S-BLUNT | Base Product | InstaPATCH® Cu GigaSPEED X10D® U/UTP Riser Preterminated Copper Cable, single row standard density outlet to unterminated, 12 links | CommScope® | GigaSPEED X10D® ¦ InstaPATCH® Cu |  | Copper trunk cable assembly
CBABC | IP6A-08RUTP-O1S-O2S | Base Product | InstaPATCH® Cu GigaSPEED X10D® U/UTP Riser Preterminated Copper Cable, single row standard density outlet to dual row standard density outlet, 8 links | CommScope® | GigaSPEED X10D® ¦ InstaPATCH® Cu |  | Copper trunk cable assembly
CBJJG | IP6A-24RUTP-PG2H-PG2H | Base Product | InstaPATCH® Cu GigaSPEED X10D® U/UTP Riser Preterminated Copper Cable, dual row high density RJ45 plug to dual row high density RJ45 plug, 24 links | CommScope® | GigaSPEED X10D® ¦ InstaPATCH® Cu |  | Copper trunk cable assembly
CBABD | IP6A-12RUTP-O1S-O2S | Base Product | InstaPATCH® Cu GigaSPEED X10D® U/UTP Riser Preterminated Copper Cable, single row standard density outlet to dual row standard density outlet, 12 links | CommScope® | GigaSPEED X10D® ¦ InstaPATCH® Cu |  | Copper trunk cable assembly
CBJNG | IP6A-24RUTP-PG2H-1100L | Base Product | InstaPATCH® Cu GigaSPEED X10D® U/UTP Riser Preterminated Copper Cable, dual row high density RJ45 plug to 1100 module, 24 links | CommScope® | GigaSPEED X10D® ¦ InstaPATCH® Cu |  | Copper trunk cable assembly
CBABG | IP6A-24RUTP-O1S-O2S | Base Product | InstaPATCH® Cu GigaSPEED X10D® U/UTP Riser Preterminated Copper Cable, single row standard density outlet to dual row standard density outlet, 24 links | CommScope® | GigaSPEED X10D® ¦ InstaPATCH® Cu |  | Copper trunk cable assembly
CBNXF | IP6A-18RUTP-1100L-BLUNT | Base Product | InstaPATCH® Cu GigaSPEED X10D® U/UTP Riser Preterminated Copper Cable, 1100 module to unterminated, 18 links | CommScope® | GigaSPEED X10D® ¦ InstaPATCH® Cu |  | Copper trunk cable assembly
CBGNG | IP6A-24RUTP-PG1S-1100L | Base Product | InstaPATCH® Cu GigaSPEED X10D® U/UTP Riser Preterminated Copper Cable, single row standard density RJ45 plug to 1100 module, 24 links | CommScope® | GigaSPEED X10D® ¦ InstaPATCH® Cu |  | Copper trunk cable assembly
CBJRG | IP6A-24RUTP-PG2H-1100E | Base Product | InstaPATCH® Cu GigaSPEED X10D® U/UTP Riser Preterminated Copper Cable, dual row high density RJ45 plug to 360 1100 Evolve module, 24 links | CommScope® | GigaSPEED X10D® ¦ InstaPATCH® Cu |  | Copper trunk cable assembly
CBAGG | IP6A-24RUTP-O1S-PG1S | Base Product | InstaPATCH® Cu GigaSPEED X10D® U/UTP Riser Preterminated Copper Cable, single row standard density outlet to single row standard density RJ45 plug, 24 links | CommScope® | GigaSPEED X10D® ¦ InstaPATCH® Cu |  | Copper trunk cable assembly
CBNXG | IP6A-24RUTP-1100L-BLUNT | Base Product | InstaPATCH® Cu GigaSPEED X10D® U/UTP Riser Preterminated Copper Cable, 1100 module to unterminated, 24 links | CommScope® | GigaSPEED X10D® ¦ InstaPATCH® Cu |  | Copper trunk cable assembly
CBNNB | IP6A-06RUTP-1100L-1100L | Base Product | InstaPATCH® Cu GigaSPEED X10D® U/UTP Riser Preterminated Copper Cable, 1100 module to 1100 module, 6 links | CommScope® | GigaSPEED X10D® ¦ InstaPATCH® Cu |  | Copper trunk cable assembly
CBRNB | IP6A-06RUTP-1100E-1100L | Base Product | InstaPATCH® Cu GigaSPEED X10D® U/UTP Riser Preterminated Copper Cable, 360 1100 Evolve module to 1100 module, 6 links | CommScope® | GigaSPEED X10D® ¦ InstaPATCH® Cu |  | Copper trunk cable assembly
CCAAB | IP6A-06LUTP-O1S-O1S | Base Product | InstaPATCH® Cu GigaSPEED X10D® U/UTP LSZH Preterminated Copper Cable, single row standard density outlet to single row standard density outlet, 6 links | CommScope® | GigaSPEED X10D® ¦ InstaPATCH® Cu |  | Copper trunk cable assembly
CBAHG | IP6A-24RUTP-O1S-PG2S | Base Product | InstaPATCH® Cu GigaSPEED X10D® U/UTP Riser Preterminated Copper Cable, dual row standard density outlet to single row standard density RJ45 plug, 24 links | CommScope® | GigaSPEED X10D® ¦ InstaPATCH® Cu |  | Copper trunk cable assembly
CBGRD | IP6A-12RUTP-PG1S-1100E | Base Product | InstaPATCH® Cu GigaSPEED X10D® U/UTP Riser Preterminated Copper Cable, single row standard density RJ45 plug to 360 1100 Evolve module, 12 links | CommScope® | GigaSPEED X10D® ¦ InstaPATCH® Cu |  | Copper trunk cable assembly
CBNRB | IP6A-06RUTP-1100L-1100E | Base Product | InstaPATCH® Cu GigaSPEED X10D® U/UTP Riser Preterminated Copper Cable, 1100 module to 360 1100 Evolve module, 6 links | CommScope® | GigaSPEED X10D® ¦ InstaPATCH® Cu |  | Copper trunk cable assembly
CCAJG | IP6A-24LUTP-O1S-PG2H | Base Product | InstaPATCH® Cu GigaSPEED X10D® U/UTP LSZH Preterminated Copper Cable, single row standard density outlet to dual row high density RJ45 plug, 24 links | CommScope® | GigaSPEED X10D® ¦ InstaPATCH® Cu |  | Copper trunk cable assembly
CCAAD | IP6A-12LUTP-O1S-O1S | Base Product | InstaPATCH® Cu GigaSPEED X10D® U/UTP LSZH Preterminated Copper Cable, single row standard density outlet to single row standard density outlet, 12 links | CommScope® | GigaSPEED X10D® ¦ InstaPATCH® Cu |  | Copper trunk cable assembly
CBRXB | IP6A-06RUTP-1100E-BLUNT | Base Product | InstaPATCH® Cu GigaSPEED X10D® U/UTP Riser Preterminated Copper Cable, 360 1100 Evolve module to unterminated, 6 links | CommScope® | GigaSPEED X10D® ¦ InstaPATCH® Cu |  | Copper trunk cable assembly
CBNRF | IP6A-18RUTP-1100L-1100E | Base Product | InstaPATCH® Cu GigaSPEED X10D® U/UTP Riser Preterminated Copper Cable, 1100 module to 360 1100 Evolve module, 18 links | CommScope® | GigaSPEED X10D® ¦ InstaPATCH® Cu |  | Copper trunk cable assembly
CCAXD | IP6A-12LUTP-O1S-BLUNT | Base Product | InstaPATCH® Cu GigaSPEED X10D® U/UTP LSZH Preterminated Copper Cable, single row standard density outlet to unterminated, 12 links | CommScope® | GigaSPEED X10D® ¦ InstaPATCH® Cu |  | Copper trunk cable assembly
CCAAG | IP6A-24LUTP-O1S-O1S | Base Product | InstaPATCH® Cu GigaSPEED X10D® U/UTP LSZH Preterminated Copper Cable, single row standard density outlet to single row standard density outlet, 24 links | CommScope® | GigaSPEED X10D® ¦ InstaPATCH® Cu |  | Copper trunk cable assembly
CCAXG | IP6A-24LUTP-O1S-BLUNT | Base Product | InstaPATCH® Cu GigaSPEED X10D® U/UTP LSZH Preterminated Copper Cable, single row standard density outlet to unterminated, 24 links | CommScope® | GigaSPEED X10D® ¦ InstaPATCH® Cu |  | Copper trunk cable assembly
CCASD | IP6A-12LUTP-O1S-1LK12 | Base Product | InstaPATCH® Cu GigaSPEED X10D® U/UTP LSZH Preterminated Copper Cable, single row standard density outlet to dual row OneLink 2x6, 12 links | CommScope® | GigaSPEED X10D® ¦ InstaPATCH® Cu |  | Copper trunk cable assembly
CBRXF | IP6A-18RUTP-1100E-BLUNT | Base Product | InstaPATCH® Cu GigaSPEED X10D® U/UTP Riser Preterminated Copper Cable, 360 1100 Evolve module to unterminated, 18 links | CommScope® | GigaSPEED X10D® ¦ InstaPATCH® Cu |  | Copper trunk cable assembly
CCBAB | IP6A-06LUTP-O2S-O1S | Base Product | InstaPATCH® Cu GigaSPEED X10D® U/UTP LSZH Preterminated Copper Cable, dual row standard density outlet to single row standard density outlet, 6 links | CommScope® | GigaSPEED X10D® ¦ InstaPATCH® Cu |  | Copper trunk cable assembly
CBCHG | IP6A-24RUTP-O2H-PG2S | Base Product | InstaPATCH® Cu GigaSPEED X10D® U/UTP Riser Preterminated Copper Cable, dual row high density outlet to dual row standard density RJ45 plug, 24 links | CommScope® | GigaSPEED X10D® ¦ InstaPATCH® Cu |  | Copper trunk cable assembly
CCABC | IP6A-08LUTP-O1S-O2S | Base Product | InstaPATCH® Cu GigaSPEED X10D® U/UTP LSZH Preterminated Copper Cable, single row standard density outlet to dual row standard density outlet, 8 links | CommScope® | GigaSPEED X10D® ¦ InstaPATCH® Cu |  | Copper trunk cable assembly
CCATE | IP6A-16LUTP-O1S-1LK08 | Base Product | InstaPATCH® Cu GigaSPEED X10D® U/UTP LSZH Preterminated Copper Cable, single row standard density outlet to dual row OneLink 2x4, 16 links | CommScope® | GigaSPEED X10D® ¦ InstaPATCH® Cu |  | Copper trunk cable assembly
CCBGG | IP6A-24LUTP-O2S-PLUG | Base Product | InstaPATCH® Cu GigaSPEED X10D® U/UTP LSZH Preterminated Copper Cable, dual row standard density outlet to RJ45, 24 links | CommScope® | GigaSPEED X10D® ¦ InstaPATCH® Cu |  | Copper trunk cable assembly
CCABG | IP6A-24LUTP-O1S-O2S | Base Product | InstaPATCH® Cu GigaSPEED X10D® U/UTP LSZH Preterminated Copper Cable, single row standard density outlet to dual row standard density outlet, 24 links | CommScope® | GigaSPEED X10D® ¦ InstaPATCH® Cu |  | Copper trunk cable assembly
CCAXB | IP6A-06LUTP-O1S-BLUNT | Base Product | InstaPATCH® Cu GigaSPEED X10D® U/UTP LSZH Preterminated Copper Cable, single row standard density outlet to unterminated, 6 links | CommScope® | GigaSPEED X10D® ¦ InstaPATCH® Cu |  | Copper trunk cable assembly
CCBXC | IP6A-08LUTP-O2S-BLUNT | Base Product | InstaPATCH® Cu GigaSPEED X10D® U/UTP LSZH Preterminated Copper Cable, dual row standard density outlet to unterminated, 8 links | CommScope® | GigaSPEED X10D® ¦ InstaPATCH® Cu |  | Copper trunk cable assembly
CCBJG | IP6A-24LUTP-O2S-PG2H | Base Product | InstaPATCH® Cu GigaSPEED X10D® U/UTP LSZH Preterminated Copper Cable, dual row standard density outlet to dual row high density RJ45 plug, 24 links | CommScope® | GigaSPEED X10D® ¦ InstaPATCH® Cu |  | Copper trunk cable assembly
CCAXC | IP6A-08LUTP-O1S-BLUNT | Base Product | InstaPATCH® Cu GigaSPEED X10D® U/UTP LSZH Preterminated Copper Cable, single row standard density outlet to unterminated, 8 links | CommScope® | GigaSPEED X10D® ¦ InstaPATCH® Cu |  | Copper trunk cable assembly
CCBXD | IP6A-12LUTP-O2S-BLUNT | Base Product | InstaPATCH® Cu GigaSPEED X10D® U/UTP LSZH Preterminated Copper Cable, dual row standard density outlet to unterminated, 12 links | CommScope® | GigaSPEED X10D® ¦ InstaPATCH® Cu |  | Copper trunk cable assembly
CCBBB | IP6A-06LUTP-O2S-O2S | Base Product | InstaPATCH® Cu GigaSPEED X10D® U/UTP LSZH Preterminated Copper Cable, dual row standard density outlet to dual row standard density outlet, 6 links | CommScope® | GigaSPEED X10D® ¦ InstaPATCH® Cu |  | Copper trunk cable assembly
CCBNB | IP6A-06LUTP-O2S-1100L | Base Product | InstaPATCH® Cu GigaSPEED X10D® U/UTP LSZH Preterminated Copper Cable, dual row standard density outlet to 1100 module, 6 links | CommScope® | GigaSPEED X10D® ¦ InstaPATCH® Cu |  | Copper trunk cable assembly
CCCJG | IP6A-24LUTP-O2H-PG2H | Base Product | InstaPATCH® Cu GigaSPEED X10D® U/UTP LSZH Preterminated Copper Cable, dual row high density outlet to dual row high density RJ45 plug, 24 links | CommScope® | GigaSPEED X10D® ¦ InstaPATCH® Cu |  | Copper trunk cable assembly
CBTXC | IP6A-08RUTP-1LK08-BLUNT | Base Product | InstaPATCH® Cu GigaSPEED X10D® U/UTP Riser Preterminated Copper Cable, dual row OneLink 2x4 to unterminated, 8 links | CommScope® | GigaSPEED X10D® ¦ InstaPATCH® Cu |  | Copper trunk cable assembly
CCCSD | IP6A-12LUTP-O2H-1LK12 | Base Product | InstaPATCH® Cu GigaSPEED X10D® U/UTP LSZH Preterminated Copper Cable, dual row high density outlet to dual row OneLink 2x6, 12 links | CommScope® | GigaSPEED X10D® ¦ InstaPATCH® Cu |  | Copper trunk cable assembly
CCCCB | IP6A-06LUTP-O2H-O2H | Base Product | InstaPATCH® Cu GigaSPEED X10D® U/UTP LSZH Preterminated Copper Cable, dual row high density outlet to dual row high density outlet, 6 links | CommScope® | GigaSPEED X10D® ¦ InstaPATCH® Cu |  | Copper trunk cable assembly
CCGRB | IP6A-06LUTP-PLUG-1100E | Base Product | InstaPATCH® Cu GigaSPEED X10D® U/UTP LSZH Preterminated Copper Cable, RJ45 to 360 1100 Evolve module, 6 links | CommScope® | GigaSPEED X10D® ¦ InstaPATCH® Cu |  | Copper trunk cable assembly
CCBBC | IP6A-08LUTP-O2S-O2S | Base Product | InstaPATCH® Cu GigaSPEED X10D® U/UTP LSZH Preterminated Copper Cable, dual row standard density outlet to dual row standard density outlet, 8 links | CommScope® | GigaSPEED X10D® ¦ InstaPATCH® Cu |  | Copper trunk cable assembly
CCCCD | IP6A-12LUTP-O2H-O2H | Base Product | InstaPATCH® Cu GigaSPEED X10D® U/UTP LSZH Preterminated Copper Cable, dual row high density outlet to dual row high density outlet, 12 links | CommScope® | GigaSPEED X10D® ¦ InstaPATCH® Cu |  | Copper trunk cable assembly
CCGRD | IP6A-12LUTP-PLUG-1100E | Base Product | InstaPATCH® Cu GigaSPEED X10D® U/UTP LSZH Preterminated Copper Cable, RJ45 to 360 1100 Evolve module, 12 links | CommScope® | GigaSPEED X10D® ¦ InstaPATCH® Cu |  | Copper trunk cable assembly
CCBSD | IP6A-12LUTP-O2S-1LK12 | Base Product | InstaPATCH® Cu GigaSPEED X10D® U/UTP LSZH Preterminated Copper Cable, dual row standard density outlet to dual row OneLink 2x6, 12 links | CommScope® | GigaSPEED X10D® ¦ InstaPATCH® Cu |  | Copper trunk cable assembly
CCGRG | IP6A-24LUTP-PG1S-1100E | Base Product | InstaPATCH® Cu GigaSPEED X10D® U/UTP LSZH Preterminated Copper Cable, single row standard density RJ45 plug to 360 1100 Evolve module, 24 links | CommScope® | GigaSPEED X10D® ¦ InstaPATCH® Cu |  | Copper trunk cable assembly
ULGMPLUCG |  | Base Product | Ultra Low Loss ULL TeraSPEED® MPO(Unpinned) to LC/UPC Uniboot Ruggedized fanout Cable, 36-Fiber, Plenum, 12 fiber PmP 2.0 mm Dca | CommScope® | SYSTIMAX ULL |  | Ruggedized fanout
ULGMPLGCF |  | Base Product | Ultra Low Loss ULL TeraSPEED® MPO(Unpinned) to LC/APC G B Ruggedized fanout Cable, 24-Fiber, Plenum, 12 fiber PmP 2.0 mm Dca | CommScope® | SYSTIMAX ULL |  | Ruggedized fanout
ULGMPLCCM |  | Base Product | Ultra Low Loss ULL TeraSPEED® MPO(Unpinned) to LC/UPC Ruggedized fanout Cable, 144-Fiber, Plenum, 12 fiber PmP 2.0 mm Dca | CommScope® | SYSTIMAX ULL |  | Ruggedized fanout
ULGMPLUCH |  | Base Product | Ultra Low Loss ULL TeraSPEED® MPO(Unpinned) to LC/UPC Uniboot Ruggedized fanout Cable, 48-Fiber, Plenum, 12 fiber PmP 2.0 mm Dca | CommScope® | SYSTIMAX ULL |  | Ruggedized fanout
ULGMXLCCD |  | Base Product | Ultra Low Loss ULL TeraSPEED® MPO(Pinned) to LC/UPC Ruggedized fanout Cable, 12-Fiber, Plenum, 12 fiber PmP 2.0 mm Dca | CommScope® | SYSTIMAX ULL |  | Ruggedized fanout
ULGMPLGCG |  | Base Product | Ultra Low Loss ULL TeraSPEED® MPO(Unpinned) to LC/APC G B Ruggedized fanout Cable, 36-Fiber, Plenum, 12 fiber PmP 2.0 mm Dca | CommScope® | SYSTIMAX ULL |  | Ruggedized fanout
ULGMPLFCD |  | Base Product | Ultra Low Loss ULL TeraSPEED® MPO(Unpinned) to LC/UPC G B Ruggedized fanout Cable, 12-Fiber, Plenum, 12 fiber PmP 2.0 mm Dca | CommScope® | SYSTIMAX ULL |  | Ruggedized fanout
ULGMXLGCK |  | Base Product | Ultra Low Loss ULL TeraSPEED® MPO(Pinned) to LC/APC G B Ruggedized fanout Cable, 72-Fiber, Plenum, 12 fiber PmP 2.0 mm Dca | CommScope® | SYSTIMAX ULL |  | Ruggedized fanout
ULGMXLCCF |  | Base Product | Ultra Low Loss ULL TeraSPEED® MPO(Pinned) to LC/UPC Ruggedized fanout Cable, 24-Fiber, Plenum, 12 fiber PmP 2.0 mm Dca | CommScope® | SYSTIMAX ULL |  | Ruggedized fanout
ULGMXLACG |  | Base Product | Ultra Low Loss ULL TeraSPEED® MPO(Pinned) to LC/APC Ruggedized fanout Cable, 36-Fiber, Plenum, 12 fiber PmP 2.0 mm Dca | CommScope® | SYSTIMAX ULL |  | Ruggedized fanout
ULGMPLFCF |  | Base Product | Ultra Low Loss ULL TeraSPEED® MPO(Unpinned) to LC/UPC G B Ruggedized fanout Cable, 24-Fiber, Plenum, 12 fiber PmP 2.0 mm Dca | CommScope® | SYSTIMAX ULL |  | Ruggedized fanout
ULGMXLFCH |  | Base Product | Ultra Low Loss ULL TeraSPEED® MPO(Pinned) to LC/UPC G B Ruggedized fanout Cable, 48-Fiber, Plenum, 12 fiber PmP 2.0 mm Dca | CommScope® | SYSTIMAX ULL |  | Ruggedized fanout
ULGMXLGCL |  | Base Product | Ultra Low Loss ULL TeraSPEED® MPO(Pinned) to LC/APC G B Ruggedized fanout Cable, 96-Fiber, Plenum, 12 fiber PmP 2.0 mm Dca | CommScope® | SYSTIMAX ULL |  | Ruggedized fanout
ULGMXLCCG |  | Base Product | Ultra Low Loss ULL TeraSPEED® MPO(Pinned) to LC/UPC Ruggedized fanout Cable, 36-Fiber, Plenum, 12 fiber PmP 2.0 mm Dca | CommScope® | SYSTIMAX ULL |  | Ruggedized fanout
ULGMPLGCL |  | Base Product | Ultra Low Loss ULL TeraSPEED® MPO(Unpinned) to LC/APC G B Ruggedized fanout Cable, 96-Fiber, Plenum, 12 fiber PmP 2.0 mm Dca | CommScope® | SYSTIMAX ULL |  | Ruggedized fanout
ULGMPLUCM |  | Base Product | Ultra Low Loss ULL TeraSPEED® MPO(Unpinned) to LC/UPC Uniboot Ruggedized fanout Cable, 144-Fiber, Plenum, 12 fiber PmP 2.0 mm Dca | CommScope® | SYSTIMAX ULL |  | Ruggedized fanout
ULGMXLACH |  | Base Product | Ultra Low Loss ULL TeraSPEED® MPO(Pinned) to LC/APC Ruggedized fanout Cable, 48-Fiber, Plenum, 12 fiber PmP 2.0 mm Dca | CommScope® | SYSTIMAX ULL |  | Ruggedized fanout
ULGMPLFCG |  | Base Product | Ultra Low Loss ULL TeraSPEED® MPO(Unpinned) to LC/UPC G B Ruggedized fanout Cable, 36-Fiber, Plenum, 12 fiber PmP 2.0 mm Dca | CommScope® | SYSTIMAX ULL |  | Ruggedized fanout
ULGMXLGCM |  | Base Product | Ultra Low Loss ULL TeraSPEED® MPO(Pinned) to LC/APC G B Ruggedized fanout Cable, 144-Fiber, Plenum, 12 fiber PmP 2.0 mm Dca | CommScope® | SYSTIMAX ULL |  | Ruggedized fanout
ULGMXLACK |  | Base Product | Ultra Low Loss ULL TeraSPEED® MPO(Pinned) to LC/APC Ruggedized fanout Cable, 72-Fiber, Plenum, 12 fiber PmP 2.0 mm Dca | CommScope® | SYSTIMAX ULL |  | Ruggedized fanout
ULGMPSCCG |  | Base Product | Ultra Low Loss ULL TeraSPEED® MPO(Unpinned) to SC/UPC Ruggedized fanout Cable, 36-Fiber, Plenum, 12 fiber PmP 2.0 mm Dca | CommScope® | SYSTIMAX ULL |  | Ruggedized fanout
ULGMXLUCD |  | Base Product | Ultra Low Loss ULL TeraSPEED® MPO(Pinned) to LC/UPC Uniboot Ruggedized fanout Cable, 12-Fiber, Plenum, 12 fiber PmP 2.0 mm Dca | CommScope® | SYSTIMAX ULL |  | Ruggedized fanout
ULVLCLCCG |  | Base Product | Ultra Low Loss ULL LazrSPEED® 550 OM5 LC/UPC to LC/UPC Ruggedized fanout Cable, 36-Fiber, Plenum, 12 fiber PmP 2.0 mm Dca | CommScope® | SYSTIMAX ULL |  | Ruggedized fanout
ULGMXLUCG |  | Base Product | Ultra Low Loss ULL TeraSPEED® MPO(Pinned) to LC/UPC Uniboot Ruggedized fanout Cable, 36-Fiber, Plenum, 12 fiber PmP 2.0 mm Dca | CommScope® | SYSTIMAX ULL |  | Ruggedized fanout
ULGMXSCCL |  | Base Product | Ultra Low Loss ULL TeraSPEED® MPO(Pinned) to SC/UPC Ruggedized fanout Cable, 96-Fiber, Plenum, 12 fiber PmP 2.0 mm Dca | CommScope® | SYSTIMAX ULL |  | Ruggedized fanout
ULGMXSACG |  | Base Product | Ultra Low Loss ULL TeraSPEED® MPO(Pinned) to SC/APC Ruggedized fanout Cable, 36-Fiber, Plenum, 12 fiber PmP 2.0 mm Dca | CommScope® | SYSTIMAX ULL |  | Ruggedized fanout
ULVLULUCL |  | Base Product | Ultra Low Loss ULL LazrSPEED® 550 OM5 LC/UPC Uniboot to LC/UPC Uniboot Ruggedized fanout Cable, 96-Fiber, Plenum, 12 fiber PmP 2.0 mm Dca | CommScope® | SYSTIMAX ULL |  | Ruggedized fanout
ULGMXLUCH |  | Base Product | Ultra Low Loss ULL TeraSPEED® MPO(Pinned) to LC/UPC Uniboot Ruggedized fanout Cable, 48-Fiber, Plenum, 12 fiber PmP 2.0 mm Dca | CommScope® | SYSTIMAX ULL |  | Ruggedized fanout
ULGMXLGCG |  | Base Product | Ultra Low Loss ULL TeraSPEED® MPO(Pinned) to LC/APC G B Ruggedized fanout Cable, 36-Fiber, Plenum, 12 fiber PmP 2.0 mm Dca | CommScope® | SYSTIMAX ULL |  | Ruggedized fanout
ULVMPLUCF |  | Base Product | Ultra Low Loss ULL LazrSPEED® 550 OM5 MPO(Unpinned) to LC/UPC Uniboot Ruggedized fanout Cable, 24-Fiber, Plenum, 12 fiber PmP 2.0 mm Dca | CommScope® | SYSTIMAX ULL |  | Ruggedized fanout
ULGMXLUCK |  | Base Product | Ultra Low Loss ULL TeraSPEED® MPO(Pinned) to LC/UPC Uniboot Ruggedized fanout Cable, 72-Fiber, Plenum, 12 fiber PmP 2.0 mm Dca | CommScope® | SYSTIMAX ULL |  | Ruggedized fanout
ULGSCSCCH |  | Base Product | Ultra Low Loss ULL TeraSPEED® SC/UPC to SC/UPC Ruggedized fanout Cable, 48-Fiber, Plenum, 12 fiber PmP 2.0 mm Dca | CommScope® | SYSTIMAX ULL |  | Ruggedized fanout
ULVMPLCCD |  | Base Product | Ultra Low Loss ULL LazrSPEED® 550 OM5 MPO(Unpinned) to LC/UPC Ruggedized fanout Cable, 12-Fiber, Plenum, 12 fiber PmP 2.0 mm Dca | CommScope® | SYSTIMAX ULL |  | Ruggedized fanout
ULVLCLCCL |  | Base Product | Ultra Low Loss ULL LazrSPEED® 550 OM5 LC/UPC to LC/UPC Ruggedized fanout Cable, 96-Fiber, Plenum, 12 fiber PmP 2.0 mm Dca | CommScope® | SYSTIMAX ULL |  | Ruggedized fanout
ULGMXLGCH |  | Base Product | Ultra Low Loss ULL TeraSPEED® MPO(Pinned) to LC/APC G B Ruggedized fanout Cable, 48-Fiber, Plenum, 12 fiber PmP 2.0 mm Dca | CommScope® | SYSTIMAX ULL |  | Ruggedized fanout
ULVMPLUCG |  | Base Product | Ultra Low Loss ULL LazrSPEED® 550 OM5 MPO(Unpinned) to LC/UPC Uniboot Ruggedized fanout Cable, 36-Fiber, Plenum, 12 fiber PmP 2.0 mm / Dca | CommScope® | SYSTIMAX ULL |  | Ruggedized fanout
ULGSASACF |  | Base Product | Ultra Low Loss ULL TeraSPEED® SC/APC to SC/APC Ruggedized fanout Cable, 24-Fiber, Plenum, 12 fiber PmP 2.0 mm Dca | CommScope® | SYSTIMAX ULL |  | Ruggedized fanout
ULVMPLCCF |  | Base Product | Ultra Low Loss ULL LazrSPEED® 550 OM5 MPO(Unpinned) to LC/UPC Ruggedized fanout Cable, 24-Fiber, Plenum, 12 fiber PmP 2.0 mm Dca | CommScope® | SYSTIMAX ULL |  | Ruggedized fanout
ULGSCSCCK |  | Base Product | Ultra Low Loss ULL TeraSPEED® SC/UPC to SC/UPC Ruggedized fanout Cable, 72-Fiber, Plenum, 12 fiber PmP 2.0 mm Dca | CommScope® | SYSTIMAX ULL |  | Ruggedized fanout
ULGMXLUCL |  | Base Product | Ultra Low Loss ULL TeraSPEED® MPO(Pinned) to LC/UPC Uniboot Ruggedized fanout Cable, 96-Fiber, Plenum, 12 fiber PmP 2.0 mm Dca | CommScope® | SYSTIMAX ULL |  | Ruggedized fanout
ULGMXSACL |  | Base Product | Ultra Low Loss ULL TeraSPEED® MPO(Pinned) to SC/APC Ruggedized fanout Cable, 96-Fiber, Plenum, 12 fiber PmP 2.0 mm Dca | CommScope® | SYSTIMAX ULL |  | Ruggedized fanout
ULVMPLUCH |  | Base Product | Ultra Low Loss ULL LazrSPEED® 550 OM5 MPO(Unpinned) to LC/UPC Uniboot Ruggedized fanout Cable, 48-Fiber, Plenum, 12 fiber PmP 2.0 mm Dca | CommScope® | SYSTIMAX ULL |  | Ruggedized fanout
ULGMXLUCM |  | Base Product | Ultra Low Loss ULL , TeraSPEED® MPO(Pinned) to LC/UPC Uniboot Ruggedized fanout Cable, 144-Fiber, Plenum, 12 fiber PmP 2.0 mm Dca | CommScope® | SYSTIMAX ULL |  | Ruggedized fanout
ULGSCSCCL |  | Base Product | Ultra Low Loss ULL TeraSPEED® SC/UPC to SC/UPC Ruggedized fanout Cable, 96-Fiber, Plenum, 12 fiber PmP 2.0 mm Dca | CommScope® | SYSTIMAX ULL |  | Ruggedized fanout
ULVLULUCD |  | Base Product | Ultra Low Loss ULL LazrSPEED® 550 OM5 LC/UPC Uniboot to LC/UPC Uniboot Ruggedized fanout Cable, 12-Fiber, Plenum, 12 fiber PmP 2.0 mm Dca | CommScope® | SYSTIMAX ULL |  | Ruggedized fanout
ULVMPLCCH |  | Base Product | Ultra Low Loss ULL LazrSPEED® 550 OM5 MPO(Unpinned) to LC/UPC Ruggedized fanout Cable, 48-Fiber, Plenum, 12 fiber PmP 2.0 mm Dca | CommScope® | SYSTIMAX ULL |  | Ruggedized fanout
ULVLULUCF |  | Base Product | Ultra Low Loss ULL LazrSPEED® 550 OM5 LC/UPC Uniboot to LC/UPC Uniboot Ruggedized fanout Cable, 24-Fiber, Plenum, 12 fiber PmP 2.0 mm Dca | CommScope® | SYSTIMAX ULL |  | Ruggedized fanout
ULVMPLUCL |  | Base Product | Ultra Low Loss ULL LazrSPEED® 550 OM5 MPO(Unpinned) to LC/UPC Uniboot Ruggedized fanout Cable, 96-Fiber, Plenum, 12 fiber PmP 2.0 mm Dca | CommScope® | SYSTIMAX ULL |  | Ruggedized fanout
ULVMPLCCK |  | Base Product | Ultra Low Loss ULL LazrSPEED® 550 OM5 MPO(Unpinned) to LC/UPC Ruggedized fanout Cable, 72-Fiber, Plenum, 12 fiber PmP 2.0 mm Dca | CommScope® | SYSTIMAX ULL |  | Ruggedized fanout
ULVMPSCCM |  | Base Product | Ultra Low Loss ULL LazrSPEED® 550 OM5 MPO(Unpinned) to SC/UPC Ruggedized fanout Cable, 144-Fiber, Plenum, 12 fiber PmP 2.0 mm Dca | CommScope® | SYSTIMAX ULL |  | Ruggedized fanout
ULVLCLCCD |  | Base Product | Ultra Low Loss ULL LazrSPEED® 550 OM5 LC/UPC to LC/UPC Ruggedized fanout Cable, 12-Fiber, Plenum, 12 fiber PmP 2.0 mm Dca | CommScope® | SYSTIMAX ULL |  | Ruggedized fanout
ULGMXSCCF |  | Base Product | Ultra Low Loss ULL TeraSPEED® MPO(Pinned) to SC/UPC Ruggedized fanout Cable, 24-Fiber, Plenum, 12 fiber PmP 2.0 mm Dca | CommScope® | SYSTIMAX ULL |  | Ruggedized fanout
ULVMPLUCM |  | Base Product | Ultra Low Loss ULL LazrSPEED® 550 OM5 MPO(Unpinned) to LC/UPC Uniboot Ruggedized fanout Cable, 144-Fiber, Plenum, 12 fiber PmP 2.0 mm Dca | CommScope® | SYSTIMAX ULL |  | Ruggedized fanout
ULVMXLUCG |  | Base Product | Ultra Low Loss ULL LazrSPEED® 550 OM5 MPO(Pinned) to LC/UPC Uniboot Ruggedized fanout Cable, 36-Fiber, Plenum, 12 fiber PmP 2.0 mm Dca | CommScope® | SYSTIMAX ULL |  | Ruggedized fanout
ULGSASACL |  | Base Product | Ultra Low Loss ULL TeraSPEED® SC/APC to SC/APC Ruggedized fanout Cable, 96-Fiber, Plenum, 12 fiber PmP 2.0 mm Dca | CommScope® | SYSTIMAX ULL |  | Ruggedized fanout
ULVLULUCH |  | Base Product | Ultra Low Loss ULL LazrSPEED® 550 OM5 LC/UPC Uniboot to LC/UPC Uniboot Ruggedized fanout Cable, 48-Fiber, Plenum, 12 fiber PmP 2.0 mm Dca | CommScope® | SYSTIMAX ULL |  | Ruggedized fanout
ULGMXSCCG |  | Base Product | Ultra Low Loss ULL TeraSPEED® MPO(Pinned) to SC/UPC Ruggedized fanout Cable, 36-Fiber, Plenum, 12 fiber PmP 2.0 mm Dca | CommScope® | SYSTIMAX ULL |  | Ruggedized fanout
ULVMPSCCD |  | Base Product | Ultra Low Loss ULL LazrSPEED® 550 OM5 MPO(Unpinned) to SC/UPC Ruggedized fanout Cable, 12-Fiber, Plenum, 12 fiber PmP 2.0 mm Dca | CommScope® | SYSTIMAX ULL |  | Ruggedized fanout
ULVSCSCCM |  | Base Product | Ultra Low Loss ULL LazrSPEED® 550 OM5 SC/UPC to SC/UPC Ruggedized fanout Cable, 144-Fiber, Plenum, 12 fiber PmP 2.0 mm Dca | CommScope® | SYSTIMAX ULL |  | Ruggedized fanout
ULVMPSCCF |  | Base Product | Ultra Low Loss ULL LazrSPEED® 550 OM5 MPO(Unpinned) to SC/UPC Ruggedized fanout Cable, 24-Fiber, Plenum, 12 fiber PmP 2.0 mm Dca | CommScope® | SYSTIMAX ULL |  | Ruggedized fanout
ULVMXSCCK |  | Base Product | Ultra Low Loss ULL LazrSPEED® 550 OM5 MPO(Pinned) to SC/UPC Ruggedized fanout Cable, 72-Fiber, Plenum, 12 fiber PmP 2.0 mm Dca | CommScope® | SYSTIMAX ULL |  | Ruggedized fanout
ULVMPLUCD |  | Base Product | Ultra Low Loss ULL LazrSPEED® 550 OM5 MPO(Unpinned) to LC/UPC Uniboot Ruggedized fanout Cable, 12-Fiber, Plenum, 12 fiber PmP 2.0 mm Dca | CommScope® | SYSTIMAX ULL |  | Ruggedized fanout
ULXMPLCCK |  | Base Product | Ultra Low Loss ULL LazrSPEED® 550 MPO(Unpinned) to LC/UPC Ruggedized fanout Cable, 72-Fiber, Plenum, 12 fiber PmP 2.0 mm Dca | CommScope® | SYSTIMAX ULL |  | Ruggedized fanout
ULVMXLCCG |  | Base Product | Ultra Low Loss ULL LazrSPEED® 550 OM5 MPO(Pinned) to LC/UPC Ruggedized fanout Cable, 36-Fiber, Plenum, 12 fiber PmP 2.0 mm Dca | CommScope® | SYSTIMAX ULL |  | Ruggedized fanout
ULVMPSCCG |  | Base Product | Ultra Low Loss ULL LazrSPEED® 550 OM5 MPO(Unpinned) to SC/UPC Ruggedized fanout Cable, 36-Fiber, Plenum, 12 fiber PmP 2.0 mm Dca | CommScope® | SYSTIMAX ULL |  | Ruggedized fanout
ULVMXSCCL |  | Base Product | Ultra Low Loss ULL LazrSPEED® 550 OM5 MPO(Pinned) to SC/UPC Ruggedized fanout Cable, 96-Fiber, Plenum, 12 fiber PmP 2.0 mm Dca | CommScope® | SYSTIMAX ULL |  | Ruggedized fanout
ULXMPSCCD |  | Base Product | Ultra Low Loss ULL LazrSPEED® 550 MPO(Unpinned) to SC/UPC Ruggedized fanout Cable, 12-Fiber, Plenum, 12 fiber PmP 2.0 mm Dca | CommScope® | SYSTIMAX ULL |  | Ruggedized fanout
ULXMPLCCL |  | Base Product | Ultra Low Loss ULL LazrSPEED® 550 MPO(Unpinned) to LC/UPC Ruggedized fanout Cable, 96-Fiber, Plenum, 12 fiber PmP 2.0 mm Dca | CommScope® | SYSTIMAX ULL |  | Ruggedized fanout
ULVMXSCCM |  | Base Product | Ultra Low Loss ULL LazrSPEED® 550 OM5 MPO(Pinned) to SC/UPC Ruggedized fanout Cable, 144-Fiber, Plenum, 12 fiber PmP 2.0 mm Dca | CommScope® | SYSTIMAX ULL |  | Ruggedized fanout
ULXMPLCCM |  | Base Product | Ultra Low Loss ULL LazrSPEED® 550 MPO(Unpinned) to LC/UPC Ruggedized fanout Cable, 144-Fiber, Plenum, 12 fiber PmP 2.0 mm Dca | CommScope® | SYSTIMAX ULL |  | Ruggedized fanout
ULVMXLCCH |  | Base Product | Ultra Low Loss ULL LazrSPEED® 550 OM5 MPO(Pinned) to LC/UPC Ruggedized fanout Cable, 48-Fiber, Plenum, 12 fiber PmP 2.0 mm Dca | CommScope® | SYSTIMAX ULL |  | Ruggedized fanout
ULXMXLCCH |  | Base Product | Ultra Low Loss ULL LazrSPEED® 550 MPO(Pinned) to LC/UPC Ruggedized fanout Cable, 48-Fiber, Plenum, 12 fiber PmP 2.0 mm Dca | CommScope® | SYSTIMAX ULL |  | Ruggedized fanout
ULXMPLUCD |  | Base Product | Ultra Low Loss ULL LazrSPEED® 550 MPO(Unpinned) to LC/UPC Uniboot Ruggedized fanout Cable, 12-Fiber, Plenum, 12 fiber PmP 2.0 mm Dca | CommScope® | SYSTIMAX ULL |  | Ruggedized fanout
ULXMXLCCK |  | Base Product | Ultra Low Loss ULL LazrSPEED® 550 MPO(Pinned) to LC/UPC Ruggedized fanout Cable, 72-Fiber, Plenum, 12 fiber PmP 2.0 mm Dca | CommScope® | SYSTIMAX ULL |  | Ruggedized fanout
ULVSCSCCF |  | Base Product | Ultra Low Loss ULL LazrSPEED® 550 OM5 SC/UPC to SC/UPC Ruggedized fanout Cable, 24-Fiber, Plenum, 12 fiber PmP 2.0 mm Dca | CommScope® | SYSTIMAX ULL |  | Ruggedized fanout
ULXMPLUCF |  | Base Product | Ultra Low Loss ULL LazrSPEED® 550 MPO(Unpinned) to LC/UPC Uniboot Ruggedized fanout Cable, 24-Fiber, Plenum, 12 fiber PmP 2.0 mm Dca | CommScope® | SYSTIMAX ULL |  | Ruggedized fanout
ULXMXLCCL |  | Base Product | Ultra Low Loss ULL LazrSPEED® 550 MPO(Pinned) to LC/UPC Ruggedized fanout Cable, 96-Fiber, Plenum, 12 fiber PmP 2.0 mm Dca | CommScope® | SYSTIMAX ULL |  | Ruggedized fanout
ULVMXSCCF |  | Base Product | Ultra Low Loss ULL LazrSPEED® 550 OM5 MPO(Pinned) to SC/UPC Ruggedized fanout Cable, 24-Fiber, Plenum, 12 fiber PmP 2.0 mm Dca | CommScope® | SYSTIMAX ULL |  | Ruggedized fanout
ULXLULUCL |  | Base Product | Ultra Low Loss ULL LazrSPEED® 550 LC/UPC Uniboot to LC/UPC Uniboot Ruggedized fanout Cable, 96-Fiber, Plenum, 12 fiber PmP 2.0mm | CommScope® | SYSTIMAX ULL |  | Ruggedized fanout
ULXLCLCCK |  | Base Product | Ultra Low Loss ULL LazrSPEED® 550 LC/UPC to LC/UPC Ruggedized fanout Cable, 72-Fiber, Plenum, 12 fiber PmP 2.0 mm Dca | CommScope® | SYSTIMAX ULL |  | Ruggedized fanout
ULXMPLUCG |  | Base Product | Ultra Low Loss ULL LazrSPEED® 550 MPO(Unpinned) to LC/UPC Uniboot Ruggedized fanout Cable, 36-Fiber, Plenum, 12 fiber PmP 2.0 mm Dca | CommScope® | SYSTIMAX ULL |  | Ruggedized fanout
ULXMXLCCM |  | Base Product | Ultra Low Loss ULL LazrSPEED® 550 MPO(Pinned) to LC/UPC Ruggedized fanout Cable, 144-Fiber, Plenum, 12 fiber PmP 2.0 mm Dca | CommScope® | SYSTIMAX ULL |  | Ruggedized fanout
ULVSCSCCH |  | Base Product | Ultra Low Loss ULL LazrSPEED® 550 OM5 SC/UPC to SC/UPC Ruggedized fanout Cable, 48-Fiber, Plenum, 12 fiber PmP 2.0 mm Dca | CommScope® | SYSTIMAX ULL |  | Ruggedized fanout
ULXMPSCCL |  | Base Product | Ultra Low Loss ULL LazrSPEED® 550 MPO(Unpinned) to SC/UPC Ruggedized fanout Cable, 96-Fiber, Plenum, 12 fiber PmP 2.0 mm Dca | CommScope® | SYSTIMAX ULL |  | Ruggedized fanout
ULXLULUCM |  | Base Product | Ultra Low Loss ULL LazrSPEED® 550 LC/UPC Uniboot to LC/UPC Uniboot Ruggedized fanout Cable, 144-Fiber, Plenum, 12 fiber PmP 2.0 mm Dca | CommScope® | SYSTIMAX ULL |  | Ruggedized fanout
ULXMXLUCM |  | Base Product | Ultra Low Loss ULL LazrSPEED® 550 MPO(Pinned) to LC/UPC Uniboot Ruggedized fanout Cable, 144-Fiber, Plenum, 12 fiber PmP 2.0 mm Dca | CommScope® | SYSTIMAX ULL |  | Ruggedized fanout
ULXSCSCCF |  | Base Product | Ultra Low Loss ULL LazrSPEED® 550 SC/UPC to SC/UPC Ruggedized fanout Cable, 24-Fiber, Plenum, 12 fiber PmP 2.0 mm Dca | CommScope® | SYSTIMAX ULL |  | Ruggedized fanout
ULXMPLCCD |  | Base Product | Ultra Low Loss ULL LazrSPEED® 550 MPO(Unpinned) to LC/UPC Ruggedized fanout Cable, 12-Fiber, Plenum, 12 fiber PmP 2.0 mm Dca | CommScope® | SYSTIMAX ULL |  | Ruggedized fanout
ULXMXLUCF |  | Base Product | Ultra Low Loss ULL LazrSPEED® 550 MPO(Pinned) to LC/UPC Uniboot Ruggedized fanout Cable, 24-Fiber, Plenum, 12 fiber PmP 2.0 mm Dca | CommScope® | SYSTIMAX ULL |  | Ruggedized fanout
ULVSCSCCL |  | Base Product | Ultra Low Loss ULL LazrSPEED® 550 OM5 SC/UPC to SC/UPC Ruggedized fanout Cable, 96-Fiber, Plenum, 12 fiber PmP 2.0 mm Dca | CommScope® | SYSTIMAX ULL |  | Ruggedized fanout
ULXSCSCCG |  | Base Product | Ultra Low Loss ULL LazrSPEED® 550 SC/UPC to SC/UPC Ruggedized fanout Cable, 36-Fiber, Plenum, 12 fiber PmP 2.0 mm Dca | CommScope® | SYSTIMAX ULL |  | Ruggedized fanout
ULXMXSCCD |  | Base Product | Ultra Low Loss ULL LazrSPEED® 550 MPO(Pinned) to SC/UPC Ruggedized fanout Cable, 12-Fiber, Plenum, 12 fiber PmP 2.0 mm Dca | CommScope® | SYSTIMAX ULL |  | Ruggedized fanout
ULXMXLUCG |  | Base Product | Ultra Low Loss ULL LazrSPEED® 550 MPO(Pinned) to LC/UPC Uniboot Ruggedized fanout Cable, 36-Fiber, Plenum, 12 fiber PmP 2.0 mm Dca | CommScope® | SYSTIMAX ULL |  | Ruggedized fanout
ULXSCSCCH |  | Base Product | Ultra Low Loss ULL LazrSPEED® 550 SC/UPC to SC/UPC Ruggedized fanout Cable, 48-Fiber, Plenum, 12 fiber PmP 2.0 mm Dca | CommScope® | SYSTIMAX ULL |  | Ruggedized fanout
ULXLULUCD |  | Base Product | Ultra Low Loss ULL LazrSPEED® 550 LC/UPC Uniboot to LC/UPC Uniboot Ruggedized fanout Cable, 12-Fiber, Plenum, 12 fiber PmP 2.0 mm Dca | CommScope® | SYSTIMAX ULL |  | Ruggedized fanout
ULXMPLCCG |  | Base Product | Ultra Low Loss ULL LazrSPEED® 550 MPO(Unpinned) to LC/UPC Ruggedized fanout Cable, 36-Fiber, Plenum, 12 fiber PmP 2.0 mm Dca | CommScope® | SYSTIMAX ULL |  | Ruggedized fanout
ULXMXSCCF |  | Base Product | Ultra Low Loss ULL LazrSPEED® 550 MPO(Pinned) to SC/UPC Ruggedized fanout Cable, 24-Fiber, Plenum, 12 fiber PmP 2.0 mm Dca | CommScope® | SYSTIMAX ULL |  | Ruggedized fanout
ULXMXLUCH |  | Base Product | Ultra Low Loss ULL LazrSPEED® 550 MPO(Pinned) to LC/UPC Uniboot Ruggedized fanout Cable, 48-Fiber, Plenum, 12 fiber PmP 2.0 mm Dca | CommScope® | SYSTIMAX ULL |  | Ruggedized fanout
ULXMXLCCG |  | Base Product | Ultra Low Loss ULL LazrSPEED® 550 MPO(Pinned) to LC/UPC Ruggedized fanout Cable, 36-Fiber, Plenum, 12 fiber PmP 2.0 mm Dca | CommScope® | SYSTIMAX ULL |  | Ruggedized fanout
ULXSCSCCK |  | Base Product | Ultra Low Loss ULL LazrSPEED® 550 SC/UPC to SC/UPC Ruggedized fanout Cable, 72-Fiber, Plenum, 12 fiber PmP 2.0 mm Dca | CommScope® | SYSTIMAX ULL |  | Ruggedized fanout
ULXMPLCCH |  | Base Product | Ultra Low Loss ULL LazrSPEED® 550 MPO(Unpinned) to LC/UPC Ruggedized fanout Cable, 48-Fiber, Plenum, 12 fiber PmP 2.0 mm Dca | CommScope® | SYSTIMAX ULL |  | Ruggedized fanout
ULXMXLUCK |  | Base Product | Ultra Low Loss ULL LazrSPEED® 550 MPO(Pinned) to LC/UPC Uniboot Ruggedized fanout Cable, 72-Fiber, Plenum, 12 fiber PmP 2.0 mm Dca | CommScope® | SYSTIMAX ULL |  | Ruggedized fanout
UNGLCLCCF |  | Base Product | Ultra Low Loss ULL TeraSPEED® LC/UPC to LC/UPC Ruggedized fanout Cable, 24-Fiber, LSZH | CommScope® | SYSTIMAX ULL |  | Ruggedized fanout
ULXMXLUCL |  | Base Product | Ultra Low Loss ULL LazrSPEED® 550 MPO(Pinned) to LC/UPC Uniboot Ruggedized fanout Cable, 96-Fiber, Plenum, 12 fiber PmP 2.0 mm Dca | CommScope® | SYSTIMAX ULL |  | Ruggedized fanout
ULXSCSCCL |  | Base Product | Ultra Low Loss ULL LazrSPEED® 550 SC/UPC to SC/UPC Ruggedized fanout Cable, 96-Fiber, Plenum, 12 fiber PmP 2.0 mm Dca | CommScope® | SYSTIMAX ULL |  | Ruggedized fanout
UNGLULUCD |  | Base Product | Ultra Low Loss ULL TeraSPEED® LC/UPC Uniboot to LC/UPC Uniboot Ruggedized fanout Cable, 12-Fiber, LSZH | CommScope® | SYSTIMAX ULL |  | Ruggedized fanout
UNGMPLACH |  | Base Product | Ultra Low Loss ULL TeraSPEED® MPO(Unpinned) to LC/APC Ruggedized fanout Cable, 48-Fiber, LSZH, 12 fiber PmP 2.0 mm Dca | CommScope® | SYSTIMAX ULL |  | Ruggedized fanout
ULXMXSCCK |  | Base Product | Ultra Low Loss ULL LazrSPEED® 550 MPO(Pinned) to SC/UPC Ruggedized fanout Cable, 72-Fiber, Plenum, 12 fiber PmP 2.0 mm Dca | CommScope® | SYSTIMAX ULL |  | Ruggedized fanout
UNGLCLCCH |  | Base Product | Ultra Low Loss ULL TeraSPEED® LC/UPC to LC/UPC Ruggedized fanout Cable, 48-Fiber, LSZH | CommScope® | SYSTIMAX ULL |  | Ruggedized fanout
UNGLULUCF |  | Base Product | Ultra Low Loss ULL TeraSPEED® LC/UPC Uniboot to LC/UPC Uniboot Ruggedized fanout Cable, 24-Fiber, Dual Rated LSZH/Riser | CommScope® | SYSTIMAX ULL |  | Ruggedized fanout
UNGLGLGCD |  | Base Product | Ultra Low Loss ULL TeraSPEED® LC/APC G B to LC/APC G B Ruggedized fanout Cable, 12-Fiber, LSZH, 12 fiber PmP 2.0 mm Dca | CommScope® | SYSTIMAX ULL |  | Ruggedized fanout
ULXMXSCCL |  | Base Product | Ultra Low Loss ULL LazrSPEED® 550 MPO(Pinned) to SC/UPC Ruggedized fanout Cable, 96-Fiber, Plenum, 12 fiber PmP 2.0 mm Dca | CommScope® | SYSTIMAX ULL |  | Ruggedized fanout
UNGLALACG |  | Base Product | Ultra Low Loss ULL TeraSPEED® LC/APC to LC/APC Ruggedized fanout Cable, 36-Fiber, LSZH, 12 fiber PmP 2.0 mm Dca | CommScope® | SYSTIMAX ULL |  | Ruggedized fanout
UNGLALACH |  | Base Product | Ultra Low Loss ULL TeraSPEED® LC/APC to LC/APC Ruggedized fanout Cable, 48-Fiber, LSZH, 12 fiber PmP 2.0 mm Dca | CommScope® | SYSTIMAX ULL |  | Ruggedized fanout
UNGLGLGCG |  | Base Product | Ultra Low Loss ULL TeraSPEED® LC/APC G B to LC/APC G B Ruggedized fanout Cable, 36-Fiber, LSZH, 12 fiber PmP 2.0 mm Dca | CommScope® | SYSTIMAX ULL |  | Ruggedized fanout
UNGLCLCCM |  | Base Product | Ultra Low Loss ULL TeraSPEED® LC/UPC to LC/UPC Ruggedized fanout Cable, 144-Fiber, LSZH, 12 fiber PmP 2.0 mm Dca | CommScope® | SYSTIMAX ULL |  | Ruggedized fanout
UNGMPLCAD |  | Base Product | Ultra Low Loss (ULL) Singlemode MPO (Unpinned) to LC/UPC, Ruggedized Fanout Cable, 12-Fiber, LSZH | CommScope® | SYSTIMAX ULL |  | Ruggedized fanout
UNGLULUCK |  | Base Product | Ultra Low Loss ULL TeraSPEED® LC/UPC Uniboot to LC/UPC Uniboot Ruggedized fanout Cable, 72-Fiber, LSZH, 12 fiber PmP 2.0 mm Dca | CommScope® | SYSTIMAX ULL |  | Ruggedized fanout
UNGLALACK |  | Base Product | Ultra Low Loss ULL TeraSPEED® LC/APC to LC/APC Ruggedized fanout Cable, 72-Fiber, LSZH, 12 fiber PmP 2.0 mm Dca | CommScope® | SYSTIMAX ULL |  | Ruggedized fanout
UNGLGLGCH |  | Base Product | Ultra Low Loss ULL TeraSPEED® LC/APC G B to LC/APC G B Ruggedized fanout Cable, 48-Fiber, LSZH, 12 fiber PmP 2.0 mm Dca | CommScope® | SYSTIMAX ULL |  | Ruggedized fanout
UNGLFLFCD |  | Base Product | Ultra Low Loss ULL TeraSPEED® LC/UPC G B to LC/UPC G B Ruggedized fanout Cable, 12-Fiber, LSZH, 12 fiber PmP 2.0 mm Dca | CommScope® | SYSTIMAX ULL |  | Ruggedized fanout
UNGMPLCAF |  | Base Product | Ultra Low Loss Singlemode MPO12 Unpinned to LC/UPC 24-Fiber InstaPATCH® 360 Ruggedized Fanout Cable, Low Smoke Zero Halogen | CommScope® | SYSTIMAX InstaPATCH® 360 |  | Ruggedized fanout
ULXSCSCCD |  | Base Product | Ultra Low Loss ULL LazrSPEED® 550 SC/UPC to SC/UPC Ruggedized fanout Cable, 12-Fiber, Plenum, 12 fiber PmP 2.0 mm Dca | CommScope® | SYSTIMAX ULL |  | Ruggedized fanout
UNGLFLFCF |  | Base Product | Ultra Low Loss ULL TeraSPEED® LC/UPC G B to LC/UPC G B Ruggedized fanout Cable, 24-Fiber, LSZH, 12 fiber PmP 2.0 mm Dca | CommScope® | SYSTIMAX ULL |  | Ruggedized fanout
UNGMPLCAM |  | Base Product | Ultra Low Loss Singlemode MPO12 Unpinned to LC/UPC 144-Fiber InstaPATCH® 360 Ruggedized Fanout Cable, Low Smoke Zero Halogen | CommScope® | SYSTIMAX InstaPATCH® 360 |  | Ruggedized fanout
UNGMPLGCL |  | Base Product | Ultra Low Loss ULL TeraSPEED® MPO(Unpinned) to LC/APC G B Ruggedized fanout Cable, 96-Fiber, LSZH, 12 fiber PmP 2.0 mm Dca | CommScope® | SYSTIMAX ULL |  | Ruggedized fanout
UNGLGLGCL |  | Base Product | Ultra Low Loss ULL TeraSPEED® LC/APC G B to LC/APC G B Ruggedized fanout Cable, 96-Fiber, LSZH, 12 fiber PmP 2.0 mm Dca | CommScope® | SYSTIMAX ULL |  | Ruggedized fanout
UNGMPLCCD |  | Base Product | Ultra Low Loss ULL TeraSPEED® MPO(Unpinned) to LC/UPC Ruggedized fanout Cable, 12-Fiber, LSZH, 12 fiber PmP 2.0 mm Dca | CommScope® | SYSTIMAX ULL |  | Ruggedized fanout
AFGLFSFM2 |  | Base Product | Fiber Patch Cord, Singlemode G.657.A2, Grade B, LC/UPC to SC/UPC, Duplex, 1.6 mm LSZH jacket | CommScope® |  | AFG | Fiber patch cord ¦ duplex
AGGMXMXCH |  | Base Product | Ultra Low Loss ULL TeraSPEED® MPO(Pinned) to MPO(Pinned) Pre-terminated Trunk Cable, MPO12, 48-Fiber, Plenum, 12 fiber PmP 2.0 mm Dca, Method A | CommScope® |  |  | Fiber trunk cable assembly
AGGMXMPAF |  | Base Product | Singlemode MPO12 (Pinned) to MPO12 (Unpinned), Fiber Trunk Cable Assembly, 24-Fiber, Method A, Plenum | CommScope® |  |  | Fiber trunk cable assembly
AFGLFSGL1 |  | Base Product | Fiber Patch Cord, Singlemode G.657.A2, Grade B, LC/UPC to SC/APC, Simplex, 1.6 mm LSZH jacket | CommScope® |  | AFG | Fiber patch cord ¦ simplex
ACGLGUCNC |  | Base Product | Singlemode LC/APC to Stub, Fiber Pigtail 0.6 mm, 12-Fiber, Low Smoke Zero Halogen | CommScope® |  | ACG | Fiber pigtail ¦ unjacketed
AGGMXMXCK |  | Base Product | Ultra Low Loss ULL TeraSPEED® MPO(Pinned) to MPO(Pinned) Pre-terminated Trunk Cable, MPO12, 72-Fiber, Plenum, 12 fiber PmP 2.0 mm Dca, Method A | CommScope® |  |  | Fiber trunk cable assembly
AGGMXMXAL |  | Base Product | Singlemode MPO12 (Pinned) to MPO12 (Pinned), Fiber Trunk Cable Assembly, 96-Fiber, Method A, Plenum | CommScope® |  |  | Fiber trunk cable assembly
AGGMXMPAG |  | Base Product | Singlemode MPO12 (Pinned) to MPO12 (Unpinned), Fiber Trunk Cable Assembly, 36-Fiber, Method A, Plenum | CommScope® |  |  | Fiber trunk cable assembly
AGGMPMXCD |  | Base Product | Ultra Low Loss ULL TeraSPEED® MPO(Unpinned) to MPO(Pinned) Pre-terminated Trunk Cable, MPO12, 12-Fiber, Plenum, 12 fiber PmP 2.0 mm Dca, Method A | CommScope® |  |  | Fiber trunk cable assembly
AGGMPMPAK |  | Base Product | Singlemode MPO12 (Unpinned) to MPO12 (Unpinned), Fiber Trunk Cable Assembly, 72-Fiber, Method A, Plenum | CommScope® |  |  | Fiber trunk cable assembly
AFGSFSFM2 |  | Base Product | Fiber Patch Cord, Singlemode G.657.A2, Grade B, SC/UPC to SC/UPC, Duplex, 1.6 mm LSZH jacket | CommScope® |  | AFG | Fiber patch cord ¦ duplex
AGGMXMXAM |  | Base Product | Singlemode MPO12 (Pinned) to MPO12 (Pinned), Fiber Trunk Cable Assembly, 144-Fiber, Method A, Plenum | CommScope® |  |  | Fiber trunk cable assembly
ACGSFUCN1 |  | Base Product | Singlemode SC/UPC to Stub, Fiber Pigtail, Simplex 0.6 mm, Low Smoke Zero Halogen | CommScope® |  | ACG | Fiber pigtail ¦ unjacketed
AGGMXMPAK |  | Base Product | Singlemode MPO12 (Pinned) to MPO12 (Unpinned), Fiber Trunk Cable Assembly, 72-Fiber, Method A, Plenum | CommScope® |  |  | Fiber trunk cable assembly
AGGMPMXCG |  | Base Product | Ultra Low Loss ULL TeraSPEED® MPO(Unpinned) to MPO(Pinned) Pre-terminated Trunk Cable, MPO12, 36-Fiber, Plenum, 12 fiber PmP 2.0 mm Dca, Method A | CommScope® |  |  | Fiber trunk cable assembly
AGGMPMPAM |  | Base Product | Singlemode MPO12 (Unpinned) to MPO12 (Unpinned), Fiber Trunk Cable Assembly, 144-Fiber, Method A, Plenum | CommScope® |  |  | Fiber trunk cable assembly
AGGMXMPAL |  | Base Product | Singlemode MPO12 (Pinned) to MPO12 (Unpinned), Fiber Trunk Cable Assembly, 96-Fiber, Method A, Plenum | CommScope® |  |  | Fiber trunk cable assembly
AGGMXMXCM |  | Base Product | Ultra Low Loss ULL TeraSPEED® MPO(Pinned) to MPO(Pinned) Pre-terminated Trunk Cable, MPO12, 144-Fiber, Plenum, 12 fiber PmP 2.0 mm Dca, Method A | CommScope® |  |  | Fiber trunk cable assembly
AGXMPMPCM |  | Base Product | Ultra Low Loss ULL LazrSPEED® 550 MPO(Unpinned) to MPO(Unpinned) Pre-terminated Trunk Cable, MPO12, 144-Fiber, Plenum, 12 fiber PmP 2.0 mm Dca, Method A | CommScope® |  |  | Fiber trunk cable assembly
AGXMXMPAG |  | Base Product | OM4 MPO12 (Pinned) to MPO12 (Unpinned), Fiber Trunk Cable Assembly, 36-Fiber, Method A, Plenum | CommScope® |  |  | Fiber trunk cable assembly
AGX2X2PBM |  | Base Product | OM4 MPO24 (Pinned) to MPO24 (Unpinned), Fiber Trunk Cable Assembly, 144-Fiber, Method A, Plenum | CommScope® |  |  | Fiber trunk cable assembly
AGXMPMXCD |  | Base Product | Ultra Low Loss ULL LazrSPEED® 550 MPO(Unpinned) to MPO(Pinned) Pre-terminated Trunk Cable, MPO12, 12-Fiber, Plenum, 12 fiber PmP 2.0 mm Dca, Method A | CommScope® |  |  | Fiber trunk cable assembly
AGXMXMXAL |  | Base Product | OM4 MPO12 (Pinned) to MPO12 (Pinned), Fiber Trunk Cable Assembly, 96-Fiber, Method A, Plenum | CommScope® |  |  | Fiber trunk cable assembly
AGXMPMPAL |  | Base Product | OM4 MPO12 (Unpinned) to MPO12 (Unpinned), Fiber Trunk Cable Assembly, 96-Fiber, Method A, Plenum | CommScope® |  |  | Fiber trunk cable assembly
AGX2X2XBF |  | Base Product | OM4 MPO24 (Pinned) to MPO24 (Pinned), Fiber Trunk Cable Assembly, 24-Fiber, Method A, Plenum | CommScope® |  |  | Fiber trunk cable assembly
AGX2P2PBL |  | Base Product | OM4 MPO24 (Unpinned) to MPO24 (Unpinned), Fiber Trunk Cable Assembly, 96-Fiber, Method A, Plenum | CommScope® |  |  | Fiber trunk cable assembly
AGXMPMPAM |  | Base Product | OM4 MPO12 (Unpinned) to MPO12 (Unpinned), Fiber Trunk Cable Assembly, 144-Fiber, Method A, Plenum | CommScope® |  |  | Fiber trunk cable assembly
AGGMXUCCF |  | Base Product | Ultra Low Loss ULL TeraSPEED® MPO(Pinned) to Unconnectorized Pre-terminated Trunk Cable, MPO12, 24-Fiber, Plenum, 12 fiber PmP 2.0 mm Dca, Method A | CommScope® |  |  | Fiber trunk cable assembly
AGX2X2XBH |  | Base Product | OM4 MPO24 (Pinned) to MPO24 (Pinned), Fiber Trunk Cable Assembly, 48-Fiber, Method A, Plenum | CommScope® |  |  | Fiber trunk cable assembly
AGXMPMXCG |  | Base Product | Ultra Low Loss ULL LazrSPEED® 550 MPO(Unpinned) to MPO(Pinned) Pre-terminated Trunk Cable, MPO12, 36-Fiber, Plenum, 12 fiber PmP 2.0 mm Dca, Method A | CommScope® |  |  | Fiber trunk cable assembly
AGXMXUCCH |  | Base Product | Ultra Low Loss ULL LazrSPEED® 550 MPO(Pinned) to Unconnectorized Pre-terminated Trunk Cable, MPO12, 48-Fiber, Plenum, 12 fiber PmP 2.0 mm Dca, Method A | CommScope® |  |  | Fiber trunk cable assembly
AGGMXUCCG |  | Base Product | Ultra Low Loss ULL TeraSPEED® MPO(Pinned) to Unconnectorized Pre-terminated Trunk Cable, MPO12, 36-Fiber, Plenum, 12 fiber PmP 2.0 mm Dca, Method A | CommScope® |  |  | Fiber trunk cable assembly
AGX2X2PBF |  | Base Product | OM4 MPO24 (Pinned) to MPO24 (Unpinned), Fiber Trunk Cable Assembly, 24-Fiber, Method A, Plenum | CommScope® |  |  | Fiber trunk cable assembly
AGXMXMPAM |  | Base Product | OM4 MPO12 (Pinned) to MPO12 (Unpinned), Fiber Trunk Cable Assembly, 144-Fiber, Method A, Plenum | CommScope® |  |  | Fiber trunk cable assembly
AGX2X2XBL |  | Base Product | OM4 MPO24 (Pinned) to MPO24 (Pinned), Fiber Trunk Cable Assembly, 96-Fiber, Method A, Plenum | CommScope® |  |  | Fiber trunk cable assembly
AGXMXMXCF |  | Base Product | Ultra Low Loss ULL LazrSPEED® 550 MPO(Pinned) to MPO(Pinned) Pre-terminated Trunk Cable, MPO12, 24-Fiber, Plenum, 12 fiber PmP 2.0 mm Dca, Method A | CommScope® |  |  | Fiber trunk cable assembly
AGX2X2PBH |  | Base Product | OM4 MPO24 (Pinned) to MPO24 (Unpinned), Fiber Trunk Cable Assembly, 48-Fiber, Method A, Plenum | CommScope® |  |  | Fiber trunk cable assembly
AGXMXMXAD |  | Base Product | OM4 MPO12 (Pinned) to MPO12 (Pinned), Fiber Trunk Cable Assembly, 12-Fiber, Method A, Plenum | CommScope® |  |  | Fiber trunk cable assembly
AGXMPMPCG |  | Base Product | Ultra Low Loss ULL LazrSPEED® 550 MPO(Unpinned) to MPO(Unpinned) Pre-terminated Trunk Cable, MPO12, 36-Fiber, Plenum, 12 fiber PmP 2.0 mm Dca, Method A | CommScope® |  |  | Fiber trunk cable assembly
AGGMXUCCK |  | Base Product | Ultra Low Loss ULL TeraSPEED® MPO(Pinned) to Unconnectorized Pre-terminated Trunk Cable, MPO12, 72-Fiber, Plenum, 12 fiber PmP 2.0 mm Dca, Method A | CommScope® |  |  | Fiber trunk cable assembly
AGXMPMPCH |  | Base Product | Ultra Low Loss ULL LazrSPEED® 550 MPO(Unpinned) to MPO(Unpinned) Pre-terminated Trunk Cable, MPO12, 48-Fiber, Plenum, 12 fiber PmP 2.0 mm Dca, Method A | CommScope® |  |  | Fiber trunk cable assembly
AGXMXMXAF |  | Base Product | OM4 MPO12 (Pinned) to MPO12 (Pinned), Fiber Trunk Cable Assembly, 24-Fiber, Method A, Plenum | CommScope® |  |  | Fiber trunk cable assembly
AGXMPMPAD |  | Base Product | OM4 MPO12 (Unpinned) to MPO12 (Unpinned), Fiber Trunk Cable Assembly, 12-Fiber, Method A, Plenum | CommScope® |  |  | Fiber trunk cable assembly
AJGMPMPAK |  | Base Product | Singlemode MPO12 (Unpinned) to MPO12 (Unpinned), Fiber Trunk Cable Assembly 72-Fiber, Method A, Low Smoke Zero Halogen | CommScope® |  |  | Fiber trunk cable assembly
AJGMPMXCD |  | Base Product | Ultra Low Loss ULL TeraSPEED® MPO(Unpinned) to MPO(Pinned) Pre-terminated Trunk Cable, MPO12, 12-Fiber, LSZH, 12 fiber PmP 2.0 mm Dca, Method A | CommScope® |  |  | Fiber trunk cable assembly
AGXMPMPCK |  | Base Product | Ultra Low Loss ULL LazrSPEED® 550 MPO(Unpinned) to MPO(Unpinned) Pre-terminated Trunk Cable, MPO12, 72-Fiber, Plenum, 12 fiber PmP 2.0 mm Dca, Method A | CommScope® |  |  | Fiber trunk cable assembly
AGXMPMXCM |  | Base Product | Ultra Low Loss ULL LazrSPEED® 550 MPO(Unpinned) to MPO(Pinned) Pre-terminated Trunk Cable, MPO12, 144-Fiber, Plenum, 12 fiber PmP 2.0 mm Dca, Method A | CommScope® |  |  | Fiber trunk cable assembly
AJGMPMXCF |  | Base Product | Ultra Low Loss ULL TeraSPEED® MPO(Unpinned) to MPO(Pinned) Pre-terminated Trunk Cable, MPO12, 24-Fiber, LSZH, 12 fiber PmP 2.0 mm Dca, Method A | CommScope® |  |  | Fiber trunk cable assembly
AGXMPMPAF |  | Base Product | OM4 MPO12 (Unpinned) to MPO12 (Unpinned), Fiber Trunk Cable Assembly, 24-Fiber, Method A, Plenum | CommScope® |  |  | Fiber trunk cable assembly
AGXMXMXCK |  | Base Product | Ultra Low Loss ULL LazrSPEED® 550 MPO(Pinned) to MPO(Pinned) Pre-terminated Trunk Cable, MPO12, 72-Fiber, Plenum, 12 fiber PmP 2.0 mm Dca, Method A | CommScope® |  |  | Fiber trunk cable assembly
AJGMPMXCG |  | Base Product | Ultra Low Loss ULL TeraSPEED® MPO(Unpinned) to MPO(Pinned) Pre-terminated Trunk Cable, MPO12, 36-Fiber, LSZH, 12 fiber PmP 2.0 mm Dca, Method A | CommScope® |  |  | Fiber trunk cable assembly
AJGMPMPAG |  | Base Product | Singlemode MPO12 (Unpinned) to MPO12 (Unpinned), Fiber Trunk Cable Assembly 36-Fiber, Method A, Low Smoke Zero Halogen | CommScope® |  |  | Fiber trunk cable assembly
AGXMXMPAF |  | Base Product | OM4 MPO12 (Pinned) to MPO12 (Unpinned), Fiber Trunk Cable Assembly, 24-Fiber, Method A, Plenum | CommScope® |  |  | Fiber trunk cable assembly
AJGMPMXCH |  | Base Product | Ultra Low Loss ULL TeraSPEED® MPO(Unpinned) to MPO(Pinned) Pre-terminated Trunk Cable, MPO12, 48-Fiber, LSZH, 12 fiber PmP 2.0 mm Dca, Method A | CommScope® |  |  | Fiber trunk cable assembly
AJGMXMXAM |  | Base Product | Singlemode MPO12 (Pinned) to MPO12 (Pinned), Fiber Trunk Cable Assembly, 144-Fiber, Method A, Low Smoke Zero Halogen | CommScope® |  |  | Fiber trunk cable assembly
AJGMXMPAK |  | Base Product | Singlemode MPO12 (Pinned) to MPO12 (Unpinned), Fiber Trunk Cable Assembly, 72-Fiber, Method A, Low Smoke Zero Halogen | CommScope® |  |  | Fiber trunk cable assembly
AJGMXUCCG |  | Base Product | Ultra Low Loss ULL TeraSPEED® MPO(Pinned) to Unconnectorized Pre-terminated Trunk Cable, MPO12, 36-Fiber, LSZH, 12 fiber PmP 2.0 mm Dca, Method A | CommScope® |  |  | Fiber trunk cable assembly
AJX2P2PBL |  | Base Product | OM4 MPO24 (Unpinned) to MPO24 (Unpinned), Fiber Trunk Cable Assembly, 96-Fiber, Method A, Low Smoke Zero Halogen | CommScope® |  |  | Fiber trunk cable assembly
AJGMXMXCD |  | Base Product | Ultra Low Loss ULL TeraSPEED® MPO(Pinned) to MPO(Pinned) Pre-terminated Trunk Cable, MPO12, 12-Fiber, LSZH, 12 fiber PmP 2.0 mm Dca, Method A | CommScope® |  |  | Fiber trunk cable assembly
AJGMXUCCH |  | Base Product | Ultra Low Loss ULL TeraSPEED® MPO(Pinned) to Unconnectorized Pre-terminated Trunk Cable, MPO12, 48-Fiber, LSZH, 12 fiber PmP 2.0 mm Dca, Method A | CommScope® |  |  | Fiber trunk cable assembly
AJX2X2XBL |  | Base Product | OM4 MPO24 (Pinned) to MPO24 (Pinned), Fiber Trunk Cable Assembly, 96-Fiber, Method A, Low Smoke Zero Halogen | CommScope® |  |  | Fiber trunk cable assembly
AJX2P2PBM |  | Base Product | OM4 MPO24 (Unpinned) to MPO24 (Unpinned), Fiber Trunk Cable Assembly, 144-Fiber, Method A, Low Smoke Zero Halogen | CommScope® |  |  | Fiber trunk cable assembly
AJGMPMXCL |  | Base Product | Ultra Low Loss ULL TeraSPEED® MPO(Unpinned) to MPO(Pinned) Pre-terminated Trunk Cable, MPO12, 96-Fiber, LSZH, 12 fiber PmP 2.0 mm Dca, Method A | CommScope® |  |  | Fiber trunk cable assembly
AJGMPMPAM |  | Base Product | Singlemode MPO12 (Unpinned) to MPO12 (Unpinned), Fiber Trunk Cable Assembly, 144-Fiber, Method A, Low Smoke Zero Halogen | CommScope® |  |  | Fiber trunk cable assembly
AJGMXMXCF |  | Base Product | Ultra Low Loss ULL TeraSPEED® MPO(Pinned) to MPO(Pinned) Pre-terminated Trunk Cable, MPO12, 24-Fiber, LSZH, 12 fiber PmP 2.0 mm Dca, Method A | CommScope® |  |  | Fiber trunk cable assembly
AJGMXMPAM |  | Base Product | Singlemode MPO12 (Pinned) to MPO12 (Unpinned), Fiber Trunk Cable Assembly, 144-Fiber, Method A, Low Smoke Zero Halogen | CommScope® |  |  | Fiber trunk cable assembly
AJGMXUCCK |  | Base Product | Ultra Low Loss ULL TeraSPEED® MPO(Pinned) to Unconnectorized Pre-terminated Trunk Cable, MPO12, 72-Fiber, LSZH, 12 fiber PmP 2.0 mm Dca, Method A | CommScope® |  |  | Fiber trunk cable assembly
AJX2X2XBM |  | Base Product | OM4 MPO24 (Pinned) to MPO24 (Pinned), Fiber Trunk Cable Assembly, 144-Fiber, Method A, Low Smoke Zero Halogen | CommScope® |  |  | Fiber trunk cable assembly
AJGMPMXCM |  | Base Product | Ultra Low Loss ULL TeraSPEED® MPO(Unpinned) to MPO(Pinned) Pre-terminated Trunk Cable, MPO12, 144-Fiber, LSZH, 12 fiber PmP 2.0 mm Dca, Method A | CommScope® |  |  | Fiber trunk cable assembly
AJX2X2PBF |  | Base Product | OM4 MPO24 (Pinned) to MPO24 (Unpinned), Fiber Trunk Cable Assembly, 24-Fiber, Method A, Low Smoke Zero Halogen | CommScope® |  |  | Fiber trunk cable assembly
AGXMXMXCM |  | Base Product | Ultra Low Loss ULL LazrSPEED® 550 MPO(Pinned) to MPO(Pinned) Pre-terminated Trunk Cable, MPO12, 144-Fiber, Plenum, 12 fiber PmP 2.0 mm Dca, Method A | CommScope® |  |  | Fiber trunk cable assembly
AJGMPMPCF |  | Base Product | Ultra Low Loss ULL TeraSPEED® MPO(Unpinned) to MPO(Unpinned) Pre-terminated Trunk Cable, MPO12, 24-Fiber, LSZH, 12 fiber PmP 2.0 mm Dca, Method A | CommScope® |  |  | Fiber trunk cable assembly
AJXMPMPAF |  | Base Product | OM4 MPO12 (Unpinned) to MPO12 (Unpinned), Fiber Trunk Cable Assembly, 24-Fiber, Method A, Low Smoke Zero Halogen | CommScope® |  |  | Fiber trunk cable assembly
AJGMXMPAF |  | Base Product | Singlemode MPO12 (Pinned) to MPO12 (Unpinned), Fiber Trunk Cable Assembly, 24-Fiber, Method A, Low Smoke Zero Halogen | CommScope® |  |  | Fiber trunk cable assembly
AJX2X2PBK |  | Base Product | OM4 MPO24 (Pinned) to MPO24 (Unpinned), Fiber Trunk Cable Assembly, 72-Fiber, Method A, Low Smoke Zero Halogen | CommScope® |  |  | Fiber trunk cable assembly
AJGMXMXAG |  | Base Product | Singlemode MPO12 (Pinned) to MPO12 (Pinned), Fiber Trunk Cable Assembly, 36-Fiber, Method A, Low Smoke Zero Halogen | CommScope® |  |  | Fiber trunk cable assembly
AJGMXMXCK |  | Base Product | Ultra Low Loss ULL TeraSPEED® MPO(Pinned) to MPO(Pinned) Pre-terminated Trunk Cable, MPO12, 72-Fiber, LSZH, 12 fiber PmP 2.0 mm Dca, Method A | CommScope® |  |  | Fiber trunk cable assembly
AJXMPMPAG |  | Base Product | OM4 MPO12 (Unpinned) to MPO12 (Unpinned), Fiber Trunk Cable Assembly, 36-Fiber, Method A, Low Smoke Zero Halogen | CommScope® |  |  | Fiber trunk cable assembly
AJGMXMPAG |  | Base Product | Singlemode MPO12 (Pinned) to MPO12 (Unpinned), Fiber Trunk Cable Assembly, 36-Fiber, Method A, Low Smoke Zero Halogen | CommScope® |  |  | Fiber trunk cable assembly
AJGMXMXAH |  | Base Product | Singlemode MPO12 (Pinned) to MPO12 (Pinned), Fiber Trunk Cable Assembly, 48-Fiber, Method A, Low Smoke Zero Halogen | CommScope® |  |  | Fiber trunk cable assembly
AJGMXMXCL |  | Base Product | Ultra Low Loss ULL TeraSPEED® MPO(Pinned) to MPO(Pinned) Pre-terminated Trunk Cable, MPO12, 96-Fiber, LSZH, 12 fiber PmP 2.0 mm Dca, Method A | CommScope® |  |  | Fiber trunk cable assembly
AJXMPMPAH |  | Base Product | OM4 MPO12 (Unpinned) to MPO12 (Unpinned), Fiber Trunk Cable Assembly, 48-Fiber, Method A, Low Smoke Zero Halogen | CommScope® |  |  | Fiber trunk cable assembly
AJXMPMPCF |  | Base Product | Ultra Low Loss ULL LazrSPEED® 550 MPO(Unpinned) to MPO(Unpinned) Pre-terminated Trunk Cable, MPO12, 24-Fiber, LSZH, 12 fiber PmP 2.0 mm Dca, Method A | CommScope® |  |  | Fiber trunk cable assembly
AJGMXMXAK |  | Base Product | Singlemode MPO12 (Pinned) to MPO12 (Pinned), Fiber Trunk Cable Assembly, 72-Fiber, Method A, Low Smoke Zero Halogen | CommScope® |  |  | Fiber trunk cable assembly
AJXMPMXCK |  | Base Product | Ultra Low Loss ULL LazrSPEED® 550 MPO(Unpinned) to MPO(Pinned) Pre-terminated Trunk Cable, MPO12, 72-Fiber, LSZH, 12 fiber PmP 2.0 mm Dca, Method A | CommScope® |  |  | Fiber trunk cable assembly
AJX2P2PBH |  | Base Product | OM4 MPO24 (Unpinned) to MPO24 (Unpinned), Fiber Trunk Cable Assembly, 48-Fiber, Method A, Low Smoke Zero Halogen | CommScope® |  |  | Fiber trunk cable assembly
AJXMPMPAL |  | Base Product | OM4 MPO12 (Unpinned) to MPO12 (Unpinned), Fiber Trunk Cable Assembly, 96-Fiber, Method A, Low Smoke Zero Halogen | CommScope® |  |  | Fiber trunk cable assembly
AJX2P2PBK |  | Base Product | OM4 MPO24 (Unpinned) to MPO24 (Unpinned), Fiber Trunk Cable Assembly, 72-Fiber, Method A, Low Smoke Zero Halogen | CommScope® |  |  | Fiber trunk cable assembly
AJXMPMPCK |  | Base Product | Ultra Low Loss ULL LazrSPEED® 550 MPO(Unpinned) to MPO(Unpinned) Pre-terminated Trunk Cable, MPO12, 72-Fiber, LSZH, 12 fiber PmP 2.0 mm Dca, Method A | CommScope® |  |  | Fiber trunk cable assembly
AJXMXMXCH |  | Base Product | Ultra Low Loss ULL LazrSPEED® 550 MPO(Pinned) to MPO(Pinned) Pre-terminated Trunk Cable, MPO12, 48-Fiber, LSZH, 12 fiber PmP 2.0 mm Dca, Method A | CommScope® |  |  | Fiber trunk cable assembly
AJXMXMXAF |  | Base Product | OM4 MPO12 (Pinned) to MPO12 (Pinned), Fiber Trunk Cable Assembly, 24-Fiber, Method A, Low Smoke Zero Halogen | CommScope® |  |  | Fiber trunk cable assembly
AJXMPMXCM |  | Base Product | Ultra Low Loss ULL LazrSPEED® 550 MPO(Unpinned) to MPO(Pinned) Pre-terminated Trunk Cable, MPO12, 144-Fiber, LSZH, 12 fiber PmP 2.0 mm Dca, Method A | CommScope® |  |  | Fiber trunk cable assembly
AJXMXMXCK |  | Base Product | Ultra Low Loss ULL LazrSPEED® 550 MPO(Pinned) to MPO(Pinned) Pre-terminated Trunk Cable, MPO12, 72-Fiber, LSZH, 12 fiber PmP 2.0 mm Dca, Method A | CommScope® |  |  | Fiber trunk cable assembly
AJGMPMPCL |  | Base Product | Ultra Low Loss ULL TeraSPEED® MPO(Unpinned) to MPO(Unpinned) Pre-terminated Trunk Cable, MPO12, 96-Fiber, LSZH, 12 fiber PmP 2.0 mm Dca, Method A | CommScope® |  |  | Fiber trunk cable assembly
AJXMXUCCM |  | Base Product | Ultra Low Loss ULL LazrSPEED® 550 MPO(Pinned) to Unconnectorized Pre-terminated Trunk Cable, MPO12, 144-Fiber, LSZH, 12 fiber PmP 2.0 mm Dca, Method A | CommScope® |  |  | Fiber trunk cable assembly
AQGMPMPGD |  | Base Product | Singlemode MPO12 (Unpinned) to MPO12 (Unpinned), Fiber Patch Cord, 12-Fiber, Method A, Plenum | CommScope® |  |  | Fiber array cable assembly
AJXMPMPCM |  | Base Product | Ultra Low Loss ULL LazrSPEED® 550 MPO(Unpinned) to MPO(Unpinned) Pre-terminated Trunk Cable, MPO12, 144-Fiber, LSZH, 12 fiber PmP 2.0 mm Dca, Method A | CommScope® |  |  | Fiber trunk cable assembly
AJGMPMPCM |  | Base Product | Ultra Low Loss ULL TeraSPEED® MPO(Unpinned) to MPO(Unpinned) Pre-terminated Trunk Cable, MPO12, 144-Fiber, Dual Rated LSZH/Riser, 12 fiber PmP 2.0 mm Dca, Method A | CommScope® |  |  | Fiber trunk cable assembly
ALGMPLCAD |  | Base Product | Singlemode MPO12 (Unpinned) to LC/UPC, Ruggedized Fanout Cable, 12-Fiber, Method A, Plenum | CommScope® |  |  | Ruggedized fanout
AJXMXMPAF |  | Base Product | OM4 MPO12 (Pinned) to MPO12 (Unpinned), Fiber Trunk Cable Assembly, 24-Fiber, Method A, Low Smoke Zero Halogen | CommScope® |  |  | Fiber trunk cable assembly
ARGMXMXGD |  | Base Product | Singlemode MPO12 (Pinned) to MPO12 (Pinned), Fiber Patch Cord, 12-Fiber, Method A, Low Smoke Zero Halogen | CommScope® |  |  | Fiber array cable assembly
AJXMXMXAK |  | Base Product | OM4 MPO12 (Pinned) to MPO12 (Pinned), Fiber Trunk Cable Assembly, 72-Fiber, Method A, Low Smoke Zero Halogen | CommScope® |  |  | Fiber trunk cable assembly
CCGGB | IP6A-06LUTP-PG1S-PG1S | Base Product | InstaPATCH® Cu GigaSPEED X10D® U/UTP LSZH Preterminated Copper Cable, single row standard density RJ45 plug to single row standard density RJ45 plug, 6 links | CommScope® | GigaSPEED X10D® ¦ InstaPATCH® Cu |  | Copper trunk cable assembly
CCCCG | IP6A-24LUTP-O2H-O2H | Base Product | InstaPATCH® Cu GigaSPEED X10D® U/UTP LSZH Preterminated Copper Cable, dual row high density outlet to dual row high density outlet, 24 links | CommScope® | GigaSPEED X10D® ¦ InstaPATCH® Cu |  | Copper trunk cable assembly
CCHHG | IP6A-24LUTP-PG2S-PG2S | Base Product | InstaPATCH® Cu GigaSPEED X10D® U/UTP LSZH Preterminated Copper Cable, dual row standard density RJ45 plug to dual row standard density RJ45 plug, 24 links | CommScope® | GigaSPEED X10D® ¦ InstaPATCH® Cu |  | Copper trunk cable assembly
CCGSD | IP6A-12LUTP-PLUG-1LK12 | Base Product | InstaPATCH® Cu GigaSPEED X10D® U/UTP LSZH Preterminated Copper Cable, RJ45 to dual row OneLink 2x6, 12 links | CommScope® | GigaSPEED X10D® ¦ InstaPATCH® Cu |  | Copper trunk cable assembly
CCBTC | IP6A-08LUTP-O2S-1LK08 | Base Product | InstaPATCH® Cu GigaSPEED X10D® U/UTP LSZH Preterminated Copper Cable, dual row standard density outlet to dual row OneLink 2x4, 8 links | CommScope® | GigaSPEED X10D® ¦ InstaPATCH® Cu |  | Copper trunk cable assembly
CCCGG | IP6A-24LUTP-O2H-PG1S | Base Product | InstaPATCH® Cu GigaSPEED X10D® U/UTP LSZH Preterminated Copper Cable, dual row high density outlet to single row standard density RJ45 plug, 24 links | CommScope® | GigaSPEED X10D® ¦ InstaPATCH® Cu |  | Copper trunk cable assembly
CBCJG | IP6A-24RUTP-O2H-PG2H | Base Product | InstaPATCH® Cu GigaSPEED X10D® U/UTP Riser Preterminated Copper Cable, dual row high density outlet to dual row high density RJ45 plug, 24 links | CommScope® | GigaSPEED X10D® ¦ InstaPATCH® Cu |  | Copper trunk cable assembly
CCCHG | IP6A-24LUTP-O2H-PG2S | Base Product | InstaPATCH® Cu GigaSPEED X10D® U/UTP LSZH Preterminated Copper Cable, dual row high density outlet to dual row standard density RJ45 plug, 24 links | CommScope® | GigaSPEED X10D® ¦ InstaPATCH® Cu |  | Copper trunk cable assembly
CCJXG | IP6A-24LUTP-PG2H-BLUNT | Base Product | InstaPATCH® Cu GigaSPEED X10D® U/UTP LSZH Preterminated Copper Cable, dual row high density RJ45 plug to unterminated, 24 links | CommScope® | GigaSPEED X10D® ¦ InstaPATCH® Cu |  | Copper trunk cable assembly
CCBTE | IP6A-16LUTP-O2S-1LK08 | Base Product | InstaPATCH® Cu GigaSPEED X10D® U/UTP LSZH Preterminated Copper Cable, dual row standard density outlet to dual row OneLink 2x4, 16 links | CommScope® | GigaSPEED X10D® ¦ InstaPATCH® Cu |  | Copper trunk cable assembly
CCHND | IP6A-12LUTP-PG2S-1100L | Base Product | InstaPATCH® Cu GigaSPEED X10D® U/UTP LSZH Preterminated Copper Cable, dual row standard density RJ45 plug to 1100 module, 12 links | CommScope® | GigaSPEED X10D® ¦ InstaPATCH® Cu |  | Copper trunk cable assembly
CCGXA | IP6A-04LUTP-PG1S-BLUNT | Base Product | InstaPATCH® Cu GigaSPEED X10D® U/UTP LSZH Preterminated Copper Cable, single row standard density RJ45 plug to unterminated, 4 links | CommScope® | GigaSPEED X10D® ¦ InstaPATCH® Cu |  | Copper trunk cable assembly
CCGNB | IP6A-06LUTP-PG1S-1100L | Base Product | InstaPATCH® Cu GigaSPEED X10D® U/UTP LSZH Preterminated Copper Cable, single row standard density RJ45 plug to 1100 module, 6 links | CommScope® | GigaSPEED X10D® ¦ InstaPATCH® Cu |  | Copper trunk cable assembly
CCNRF | IP6A-18LUTP-1100L-1100E | Base Product | InstaPATCH® Cu GigaSPEED X10D® U/UTP LSZH Preterminated Copper Cable, 1100 module to 360 1100 Evolve module, 18 links | CommScope® | GigaSPEED X10D® ¦ InstaPATCH® Cu |  | Copper trunk cable assembly
CCNRG | IP6A-24LUTP-1100L-1100E | Base Product | InstaPATCH® Cu GigaSPEED X10D® U/UTP LSZH Preterminated Copper Cable, 1100 module to 360 1100 Evolve module, 24 links | CommScope® | GigaSPEED X10D® ¦ InstaPATCH® Cu |  | Copper trunk cable assembly
CCHRD | IP6A-12LUTP-PG2S-1100E | Base Product | InstaPATCH® Cu GigaSPEED X10D® U/UTP LSZH Preterminated Copper Cable, dual row standard density RJ45 plug to 360 1100 Evolve module, 12 links | CommScope® | GigaSPEED X10D® ¦ InstaPATCH® Cu |  | Copper trunk cable assembly
CCNNF | IP6A-18LUTP-1100L-1100L | Base Product | InstaPATCH® Cu GigaSPEED X10D® U/UTP LSZH Preterminated Copper Cable, 1100 module to 1100 module, 18 links | CommScope® | GigaSPEED X10D® ¦ InstaPATCH® Cu |  | Copper trunk cable assembly
CCRRD | IP6A-12LUTP-1100E-1100E | Base Product | InstaPATCH® Cu GigaSPEED X10D® U/UTP LSZH Preterminated Copper Cable, 360 1100 Evolve module to 360 1100 Evolve module, 12 links | CommScope® | GigaSPEED X10D® ¦ InstaPATCH® Cu |  | Copper trunk cable assembly
CCRXG | IP6A-24LUTP-1100E-BLUNT | Base Product | InstaPATCH® Cu GigaSPEED X10D® U/UTP LSZH Preterminated Copper Cable, 360 1100 Evolve module to unterminated, 24 links | CommScope® | GigaSPEED X10D® ¦ InstaPATCH® Cu |  | Copper trunk cable assembly
CCGXD | IP6A-12LUTP-PLUG-BLUNT | Base Product | InstaPATCH® Cu GigaSPEED X10D® U/UTP LSZH Preterminated Copper Cable, RJ45 to unterminated, 12 links | CommScope® | GigaSPEED X10D® ¦ InstaPATCH® Cu |  | Copper trunk cable assembly
CCNRB | IP6A-06LUTP-1100L-1100E | Base Product | InstaPATCH® Cu GigaSPEED X10D® U/UTP LSZH Preterminated Copper Cable, 1100 module to 360 1100 Evolve module, 6 links | CommScope® | GigaSPEED X10D® ¦ InstaPATCH® Cu |  | Copper trunk cable assembly
CCRRF | IP6A-18LUTP-1100E-1100E | Base Product | InstaPATCH® Cu GigaSPEED X10D® U/UTP LSZH Preterminated Copper Cable, 360 1100 Evolve module to 360 1100 Evolve module, 18 links | CommScope® | GigaSPEED X10D® ¦ InstaPATCH® Cu |  | Copper trunk cable assembly
CCHSD | IP6A-12LUTP-PG2S-1LK12 | Base Product | InstaPATCH® Cu GigaSPEED X10D® U/UTP LSZH Preterminated Copper Cable, dual row standard density RJ45 plug to dual row OneLink 2x6, 12 links | CommScope® | GigaSPEED X10D® ¦ InstaPATCH® Cu |  | Copper trunk cable assembly
CCSXD | IP6A-12LUTP-1LK12-BLUNT | Base Product | InstaPATCH® Cu GigaSPEED X10D® U/UTP LSZH Preterminated Copper Cable, dual row OneLink 2x6 to unterminated, 12 links | CommScope® | GigaSPEED X10D® ¦ InstaPATCH® Cu |  | Copper trunk cable assembly
CDBTC | IP6A-08PFTP-O2S-1LK08 | Base Product | InstaPATCH® Cu GigaSPEED X10D® F/UTP Plenum Copper Cable, dual row standard density outlet to dual row OneLink 2x4, 8 links | CommScope® | GigaSPEED X10D® ¦ InstaPATCH® Cu |  | Copper trunk cable assembly
CCHXG | IP6A-24LUTP-PG2S-BLUNT | Base Product | InstaPATCH® Cu GigaSPEED X10D® U/UTP LSZH Preterminated Copper Cable, dual row standard density RJ45 plug to unterminated, 24 links | CommScope® | GigaSPEED X10D® ¦ InstaPATCH® Cu |  | Copper trunk cable assembly
CDABB | IP6A-06PFTP-O1S-O2S | Base Product | InstaPATCH® Cu GigaSPEED X10D® F/UTP Plenum Copper Cable, single row standard density outlet to dual row standard density outlet, 6 links | CommScope® | GigaSPEED X10D® ¦ InstaPATCH® Cu |  | Copper trunk cable assembly
CCRSD | IP6A-12LUTP-1100E-1LK12 | Base Product | InstaPATCH® Cu GigaSPEED X10D® U/UTP LSZH Preterminated Copper Cable, 360 1100 Evolve module to dual row OneLink 2x6, 12 links | CommScope® | GigaSPEED X10D® ¦ InstaPATCH® Cu |  | Copper trunk cable assembly
CCRSG | IP6A-24LUTP-1100E-1LK12 | Base Product | InstaPATCH® Cu GigaSPEED X10D® U/UTP LSZH Preterminated Copper Cable, 360 1100 Evolve module to dual row OneLink 2x6, 24 links | CommScope® | GigaSPEED X10D® ¦ InstaPATCH® Cu |  | Copper trunk cable assembly
CDABD | IP6A-12PFTP-O1S-O2S | Base Product | InstaPATCH® Cu GigaSPEED X10D® F/UTP Plenum Copper Cable, single row standard density outlet to dual row standard density outlet, 12 links | CommScope® | GigaSPEED X10D® ¦ InstaPATCH® Cu |  | Copper trunk cable assembly
CDGGB | IP6A-06PFTP-PG1S-PG1S | Base Product | InstaPATCH® Cu GigaSPEED X10D® F/UTP Plenum Preterminated Copper Cable, single row standard density RJ45 plug to single row standard density RJ45 plug, 6 links | CommScope® | GigaSPEED X10D® ¦ InstaPATCH® Cu |  | Copper trunk cable assembly
CDGGD | IP6A-12PFTP-PG1S-PG1S | Base Product | InstaPATCH® Cu GigaSPEED X10D® F/UTP Plenum Preterminated Copper Cable, single row standard density RJ45 plug to single row standard density RJ45 plug, 12 links | CommScope® | GigaSPEED X10D® ¦ InstaPATCH® Cu |  | Copper trunk cable assembly
CCRXD | IP6A-12LUTP-1100E-BLUNT | Base Product | InstaPATCH® Cu GigaSPEED X10D® U/UTP LSZH Preterminated Copper Cable, 360 1100 Evolve module to unterminated, 12 links | CommScope® | GigaSPEED X10D® ¦ InstaPATCH® Cu |  | Copper trunk cable assembly
CDAGG | IP6A-24PFTP-O1S-PG1S | Base Product | InstaPATCH® Cu GigaSPEED X10D® F/UTP Plenum Preterminated Copper Cable, single row standard density outlet to single row standard density RJ45 plug, 24 links | CommScope® | GigaSPEED X10D® ¦ InstaPATCH® Cu |  | Copper trunk cable assembly
CCRNB | IP6A-06LUTP-1100E-1100L | Base Product | InstaPATCH® Cu GigaSPEED X10D® U/UTP LSZH Preterminated Copper Cable, 360 1100 module to 1100 module, 6 links | CommScope® | GigaSPEED X10D® ¦ InstaPATCH® Cu |  | Copper trunk cable assembly
CCTTC | IP6A-08LUTP-1LK08-1LK08 | Base Product | InstaPATCH® Cu GigaSPEED X10D® U/UTP LSZH Preterminated Copper Cable, dual row OneLink 2x4 to dual row OneLink 2x4, 8 links | CommScope® | GigaSPEED X10D® ¦ InstaPATCH® Cu |  | Copper trunk cable assembly
CCRND | IP6A-12LUTP-1100E-1100L | Base Product | InstaPATCH® Cu GigaSPEED X10D® U/UTP LSZH Preterminated Copper Cable, 360 1100 module to 1100 module, 12 links | CommScope® | GigaSPEED X10D® ¦ InstaPATCH® Cu |  | Copper trunk cable assembly
CDBXD | IP6A-12PFTP-O2S-BLUNT | Base Product | InstaPATCH® Cu GigaSPEED X10D® F/UTP Plenum Copper Cable, dual row standard density outlet to unterminated, 12 links | CommScope® | GigaSPEED X10D® ¦ InstaPATCH® Cu |  | Copper trunk cable assembly
CDAHG | IP6A-24PFTP-O1S-PG2S | Base Product | InstaPATCH® Cu GigaSPEED X10D® F/UTP Plenum Preterminated Copper Cable, single row standard density outlet to dual row standard density RJ45 plug, 24 links | CommScope® | GigaSPEED X10D® ¦ InstaPATCH® Cu |  | Copper trunk cable assembly
CCRXF | IP6A-18LUTP-1100E-BLUNT | Base Product | InstaPATCH® Cu GigaSPEED X10D® U/UTP LSZH Preterminated Copper Cable, 360 1100 Evolve module to unterminated, 18 links | CommScope® | GigaSPEED X10D® ¦ InstaPATCH® Cu |  | Copper trunk cable assembly
CDGGG | IP6A-24PFTP-PG1S-PG1S | Base Product | InstaPATCH® Cu GigaSPEED X10D® F/UTP Plenum Preterminated Copper Cable, single row standard density RJ45 plug to single row standard density RJ45 plug, 24 links | CommScope® | GigaSPEED X10D® ¦ InstaPATCH® Cu |  | Copper trunk cable assembly
CDAJG | IP6A-24PFTP-O1S-PG2H | Base Product | InstaPATCH® Cu GigaSPEED X10D® F/UTP Plenum Preterminated Copper Cable, single row standard density outlet to dual row high density RJ45 plug, 24 links | CommScope® | GigaSPEED X10D® ¦ InstaPATCH® Cu |  | Copper trunk cable assembly
CCRNF | IP6A-18LUTP-1100E-1100L | Base Product | InstaPATCH® Cu GigaSPEED X10D® U/UTP LSZH Preterminated Copper Cable, 360 1100 module to 1100 module, 18 links | CommScope® | GigaSPEED X10D® ¦ InstaPATCH® Cu |  | Copper trunk cable assembly
CDBXG | IP6A-24PFTP-O2S-BLUNT | Base Product | InstaPATCH® Cu GigaSPEED X10D® F/UTP Plenum Copper Cable, dual row standard density outlet to unterminated, 24 links | CommScope® | GigaSPEED X10D® ¦ InstaPATCH® Cu |  | Copper trunk cable assembly
CDBBB | IP6A-06PFTP-O2S-O2S | Base Product | InstaPATCH® Cu GigaSPEED X10D® F/UTP Plenum Copper Cable, dual row standard density outlet to dual row standard density outlet, 6 links | CommScope® | GigaSPEED X10D® ¦ InstaPATCH® Cu |  | Copper trunk cable assembly
CDBBC | IP6A-08PFTP-O2S-O2S | Base Product | InstaPATCH® Cu GigaSPEED X10D® F/UTP Plenum Copper Cable, dual row standard density outlet to dual row standard density outlet, 8 links | CommScope® | GigaSPEED X10D® ¦ InstaPATCH® Cu |  | Copper trunk cable assembly
CDJJG | IP6A-24PFTP-PG2H-PG2H | Base Product | InstaPATCH® Cu GigaSPEED X10D® F/UTP Plenum Preterminated Copper Cable, dual row high density RJ45 plug to dual row high density RJ45 plug, 24 links | CommScope® | GigaSPEED X10D® ¦ InstaPATCH® Cu |  | Copper trunk cable assembly
CDGXB | IP6A-06PFTP-PG1S-BLUNT | Base Product | InstaPATCH® Cu GigaSPEED X10D® F/UTP Plenum Preterminated Copper Cable, single row standard density RJ45 plug to unterminated, 6 links | CommScope® | GigaSPEED X10D® ¦ InstaPATCH® Cu |  | Copper trunk cable assembly
CDCHG | IP6A-24PFTP-O2H-PG2S | Base Product | InstaPATCH® Cu GigaSPEED X10D® F/UTP Plenum Preterminated Copper Cable, dual row high density outlet to dual row standard densityRJ45 plug, 24 links | CommScope® | GigaSPEED X10D® ¦ InstaPATCH® Cu |  | Copper trunk cable assembly
CDJXG | IP6A-24PFTP-PG2H-BLUNT | Base Product | InstaPATCH® Cu GigaSPEED X10D® F/UTP Plenum Preterminated Copper Cable, dual row high density RJ45 plug to unterminated, 24 links | CommScope® | GigaSPEED X10D® ¦ InstaPATCH® Cu |  | Copper trunk cable assembly
CDAAB | IP6A-06PFTP-O1S-O1S | Base Product | InstaPATCH® Cu GigaSPEED X10D® F/UTP Plenum Copper Cable, single row standard density outlet to single row standard density outlet, 6 links | CommScope® | GigaSPEED X10D® ¦ InstaPATCH® Cu |  | Copper trunk cable assembly
CEABB | IP6A-06RFTP-O1S-O2S | Base Product | InstaPATCH® Cu GigaSPEED X10D® F/UTP Riser Copper Cable, single row standard density outlet to dual row standard density outlet, 6 links | CommScope® | GigaSPEED X10D® ¦ InstaPATCH® Cu |  | Copper trunk cable assembly
CDCJG | IP6A-24PFTP-O2H-PG2H | Base Product | InstaPATCH® Cu GigaSPEED X10D® F/UTP Plenum Preterminated Copper Cable, dual row high density outlet to dual row high density RJ45 plug, 24 links | CommScope® | GigaSPEED X10D® ¦ InstaPATCH® Cu |  | Copper trunk cable assembly
CEABC | IP6A-08RFTP-O1S-O2S | Base Product | InstaPATCH® Cu GigaSPEED X10D® F/UTP Riser Copper Cable, single row standard density outlet to dual row standard density outlet, 8 links | CommScope® | GigaSPEED X10D® ¦ InstaPATCH® Cu |  | Copper trunk cable assembly
CDAXB | IP6A-06PFTP-O1S-BLUNT | Base Product | InstaPATCH® Cu GigaSPEED X10D® F/UTP Plenum Copper Cable, single row standard density outlet to unterminated, 6 links | CommScope® | GigaSPEED X10D® ¦ InstaPATCH® Cu |  | Copper trunk cable assembly
CDAAC | IP6A-08PFTP-O1S-O1S | Base Product | InstaPATCH® Cu GigaSPEED X10D® F/UTP Plenum Copper Cable, single row standard density outlet to single row standard density outlet, 8 links | CommScope® | GigaSPEED X10D® ¦ InstaPATCH® Cu |  | Copper trunk cable assembly
CDGXD | IP6A-12PFTP-PG1S-BLUNT | Base Product | InstaPATCH® Cu GigaSPEED X10D® F/UTP Plenum Preterminated Copper Cable, single row standard density RJ45 plug to unterminated, 12 links | CommScope® | GigaSPEED X10D® ¦ InstaPATCH® Cu |  | Copper trunk cable assembly
CEABG | IP6A-24RFTP-O1S-O2S | Base Product | InstaPATCH® Cu GigaSPEED X10D® F/UTP Riser Copper Cable, single row standard density outlet to dual row standard density outlet, 24 links | CommScope® | GigaSPEED X10D® ¦ InstaPATCH® Cu |  | Copper trunk cable assembly
CDAAD | IP6A-12PFTP-O1S-O1S | Base Product | InstaPATCH® Cu GigaSPEED X10D® F/UTP Plenum Copper Cable, single row standard density outlet to single row standard density outlet, 12 links | CommScope® | GigaSPEED X10D® ¦ InstaPATCH® Cu |  | Copper trunk cable assembly
CEBAG | IP6A-24RFTP-O2S-O1S | Base Product | InstaPATCH® Cu GigaSPEED X10D® F/UTP Riser Copper Cable, dual row standard density outlet to single row standard density outlet, 24 links | CommScope® | GigaSPEED X10D® ¦ InstaPATCH® Cu |  | Copper trunk cable assembly
CDGXG | IP6A-24PFTP-PG1S-BLUNT | Base Product | InstaPATCH® Cu GigaSPEED X10D® F/UTP Plenum Preterminated Copper Cable, single row standard density RJ45 plug to unterminated, 24 links | CommScope® | GigaSPEED X10D® ¦ InstaPATCH® Cu |  | Copper trunk cable assembly
CDBBG | IP6A-24PFTP-O2S-O2S | Base Product | InstaPATCH® Cu GigaSPEED X10D® F/UTP Plenum Copper Cable, dual row standard density outlet to dual row standard density outlet, 24 links | CommScope® | GigaSPEED X10D® ¦ InstaPATCH® Cu |  | Copper trunk cable assembly
CEAGG | IP6A-24RFTP-O1S-PG1S | Base Product | InstaPATCH® Cu GigaSPEED X10D® F/UTP Riser Preterminated Copper Cable, single row standard density outlet to single row standard density RJ45 plug, 24 links | CommScope® | GigaSPEED X10D® ¦ InstaPATCH® Cu |  | Copper trunk cable assembly
CDHHG | IP6A-24PFTP-PG2S-PG2S | Base Product | InstaPATCH® Cu GigaSPEED X10D® F/UTP Plenum Preterminated Copper Cable, dual row standard density RJ45 plug to dual row standard density RJ45 plug, 24 links | CommScope® | GigaSPEED X10D® ¦ InstaPATCH® Cu |  | Copper trunk cable assembly
CDTTC | IP6A-08PFTP-1LK08-1LK08 | Base Product | InstaPATCH® Cu GigaSPEED X10D® F/UTP Plenum Copper Cable, dual row OneLink 2x4 to dual row OneLink 2x4, 8 links | CommScope® | GigaSPEED X10D® ¦ InstaPATCH® Cu |  | Copper trunk cable assembly
CDAXD | IP6A-12PFTP-O1S-BLUNT | Base Product | InstaPATCH® Cu GigaSPEED X10D® F/UTP Plenum Copper Cable, single row standard density outlet to unterminated, 12 links | CommScope® | GigaSPEED X10D® ¦ InstaPATCH® Cu |  | Copper trunk cable assembly
CEAXB | IP6A-06RFTP-O1S-BLUNT | Base Product | InstaPATCH® Cu GigaSPEED X10D® F/UTP Riser Copper Cable, single row standard density outlet to unterminated, 6 links | CommScope® | GigaSPEED X10D® ¦ InstaPATCH® Cu |  | Copper trunk cable assembly
CEAXC | IP6A-08RFTP-O1S-BLUNT | Base Product | InstaPATCH® Cu GigaSPEED X10D® F/UTP Riser Copper Cable, single row standard density outlet to unterminated, 8 links | CommScope® | GigaSPEED X10D® ¦ InstaPATCH® Cu |  | Copper trunk cable assembly
CEAXG | IP6A-24RFTP-O1S-BLUNT | Base Product | InstaPATCH® Cu GigaSPEED X10D® F/UTP Riser Copper Cable, single row standard density outlet to unterminated, 24 links | CommScope® | GigaSPEED X10D® ¦ InstaPATCH® Cu |  | Copper trunk cable assembly
CEBAB | IP6A-06RFTP-O2S-O1S | Base Product | InstaPATCH® Cu GigaSPEED X10D® F/UTP Riser Copper Cable, dual row standard density outlet to single row standard density outlet, 6 links | CommScope® | GigaSPEED X10D® ¦ InstaPATCH® Cu |  | Copper trunk cable assembly
CEBAC | IP6A-08RFTP-O2S-O1S | Base Product | InstaPATCH® Cu GigaSPEED X10D® F/UTP Riser Copper Cable, dual row standard density outlet to single row standard density outlet, 8 links | CommScope® | GigaSPEED X10D® ¦ InstaPATCH® Cu |  | Copper trunk cable assembly
CEGGA | IP6A-04RFTP-PG1S-PG1S | Base Product | InstaPATCH® Cu GigaSPEED X10D® F/UTP Riser Preterminated Copper Cable, single row standard density RJ45 plug to single row standard density RJ45 plug, 4 links | CommScope® | GigaSPEED X10D® ¦ InstaPATCH® Cu |  | Copper trunk cable assembly
CEHHG | IP6A-24RFTP-PG2S-PG2S | Base Product | InstaPATCH® Cu GigaSPEED X10D® F/UTP Riser Preterminated Copper Cable, dual row standard density RJ45 plug to dual row standard density RJ45 plug, 24 links | CommScope® | GigaSPEED X10D® ¦ InstaPATCH® Cu |  | Copper trunk cable assembly
CEGGD | IP6A-12RFTP-PG1S-PG1S | Base Product | InstaPATCH® Cu GigaSPEED X10D® F/UTP Riser Preterminated Copper Cable, single row standard density RJ45 plug to single row standard density RJ45 plug, 12 links | CommScope® | GigaSPEED X10D® ¦ InstaPATCH® Cu |  | Copper trunk cable assembly
CEAHG | IP6A-24RFTP-O1S-PG2S | Base Product | InstaPATCH® Cu GigaSPEED X10D® F/UTP Riser Preterminated Copper Cable, single row standard density outlet to dual row standard density RJ45 plug, 24 links | CommScope® | GigaSPEED X10D® ¦ InstaPATCH® Cu |  | Copper trunk cable assembly
CEBTC | IP6A-08RFTP-O2S-1LK08 | Base Product | InstaPATCH® Cu GigaSPEED X10D® F/UTP Riser Copper Cable, dual row standard density outlet to dual row OneLink 2x4, 8 links | CommScope® | GigaSPEED X10D® ¦ InstaPATCH® Cu |  | Copper trunk cable assembly
CDBGG | IP6A-24PFTP-O2S-PG1S | Base Product | InstaPATCH® Cu GigaSPEED X10D® F/UTP Plenum Preterminated Copper Cable, dual row standard density outlet to single row standard density RJ45 plug, 24 links | CommScope® | GigaSPEED X10D® ¦ InstaPATCH® Cu |  | Copper trunk cable assembly
CEGGG | IP6A-24RFTP-PG1S-PG1S | Base Product | InstaPATCH® Cu GigaSPEED X10D® F/UTP Riser Preterminated Copper Cable, single row standard density RJ45 plug to single row standard density RJ45 plug, 24 links | CommScope® | GigaSPEED X10D® ¦ InstaPATCH® Cu |  | Copper trunk cable assembly
CEBBC | IP6A-08RFTP-O2S-O2S | Base Product | InstaPATCH® Cu GigaSPEED X10D® F/UTP Riser Copper Cable, dual row standard density outlet to dual row standard density outlet, 8 links | CommScope® | GigaSPEED X10D® ¦ InstaPATCH® Cu |  | Copper trunk cable assembly
CEHXD | IP6A-12RFTP-PG2S-BLUNT | Base Product | InstaPATCH® Cu GigaSPEED X10D® F/UTP Riser Preterminated Copper Cable, dual row standard density RJ45 plug to unterminated, 12 links | CommScope® | GigaSPEED X10D® ¦ InstaPATCH® Cu |  | Copper trunk cable assembly
CFABG | IP6A-24LFTP-O1S-O2S | Base Product | InstaPATCH® Cu GigaSPEED X10D® F/UTP LSZH Copper Cable, single row standard density outlet to dual row standard density outlet, 24 links | CommScope® | GigaSPEED X10D® ¦ InstaPATCH® Cu |  | Copper trunk cable assembly
CEASD | IP6A-12RFTP-O1S-1LK12 | Base Product | InstaPATCH® Cu GigaSPEED X10D® F/UTP Riser Copper Cable, single row standard density outlet to dual row OneLink 2x6, 12 links | CommScope® | GigaSPEED X10D® ¦ InstaPATCH® Cu |  | Copper trunk cable assembly
CEHXG | IP6A-24RFTP-PG2S-BLUNT | Base Product | InstaPATCH® Cu GigaSPEED X10D® F/UTP Riser Preterminated Copper Cable, dual row standard density RJ45 plug to unterminated, 12 links | CommScope® | GigaSPEED X10D® ¦ InstaPATCH® Cu |  | Copper trunk cable assembly
CFAGG | IP6A-24LFTP-O1S-PG1S | Base Product | InstaPATCH® Cu GigaSPEED X10D® F/UTP LSZH Preterminated Copper Cable, single row standard density outlet to single row standard density RJ45 plug, 24 links | CommScope® | GigaSPEED X10D® ¦ InstaPATCH® Cu |  | Copper trunk cable assembly
CEGXA | IP6A-04RFTP-PG1S-BLUNT | Base Product | InstaPATCH® Cu GigaSPEED X10D® F/UTP Riser Preterminated Copper Cable, single row standard density RJ45 plug to unterminated, 4 links | CommScope® | GigaSPEED X10D® ¦ InstaPATCH® Cu |  | Copper trunk cable assembly
CEBBD | IP6A-12RFTP-O2S-O2S | Base Product | InstaPATCH® Cu GigaSPEED X10D® F/UTP Riser Copper Cable, dual row standard density outlet to dual row standard density outlet, 12 links | CommScope® | GigaSPEED X10D® ¦ InstaPATCH® Cu |  | Copper trunk cable assembly
CEJJG | IP6A-24RFTP-PG2H-PG2H | Base Product | InstaPATCH® Cu GigaSPEED X10D® F/UTP Riser Preterminated Copper Cable, dual row high density RJ45 plug to dual row high density RJ45 plug, 24 links | CommScope® | GigaSPEED X10D® ¦ InstaPATCH® Cu |  | Copper trunk cable assembly
CEJXG | IP6A-24RFTP-PG2H-BLUNT | Base Product | InstaPATCH® Cu GigaSPEED X10D® F/UTP Riser Preterminated Copper Cable, dual row high density RJ45 plug to unterminated, 24 links | CommScope® | GigaSPEED X10D® ¦ InstaPATCH® Cu |  | Copper trunk cable assembly
CFAXC | IP6A-08LFTP-O1S-BLUNT | Base Product | InstaPATCH® Cu GigaSPEED X10D® F/UTP LSZH Copper Cable, single row standard density outlet to unterminated, 8 links | CommScope® | GigaSPEED X10D® ¦ InstaPATCH® Cu |  | Copper trunk cable assembly
CFAXD | IP6A-12LFTP-O1S-BLUNT | Base Product | InstaPATCH® Cu GigaSPEED X10D® F/UTP LSZH Copper Cable, single row standard density outlet to unterminated, 12 links | CommScope® | GigaSPEED X10D® ¦ InstaPATCH® Cu |  | Copper trunk cable assembly
1-2055372-5 | OCJ-L1-15MASIA-L2 | Variant of OCJ | Fiber Optic Patch Cord, Simplex, Singlemode, LC/UPC to LC/APC, yellow, 15 m |  |  | OCJ | Fiber patch cord ¦ simplex
1-2055334-0 | OCP-L2-02MASEN-XX-YE | Variant of OCP | Fiber Optic Pigtail, Simplex, Singlemode, LC/APC to Stub, 0.9 mm diameter, 2 m |  |  | OCP | Fiber pigtail ¦ jacketed
1-2055457-5 | OCJ-S1-15MASIA-S3 | Variant of OCJ | Fiber Optic Patch Cord, Simplex, Singlemode, SC/UPC to SC/APC 9°, yellow, 15 m |  |  | OCJ | Fiber patch cord ¦ simplex
1-2105027-8 |  | Variant of 2105027 | Fiber Optic Patch Cord, OM3, LC/LC duplex, 1.8 mm LSZH & OFNR, 18 m, aqua | CommScope® |  | 210 | Fiber patch cord ¦ duplex
1-2105061-4 |  | Variant of 2105061 | Fiber Optic Patch Cord, Duplex, Multimode, LC/UPC to LC/UPC, LSZH & OFNR, aqua, 14 m | CommScope® |  | 210 | Fiber patch cord ¦ duplex
1-2105032-0 |  | Variant of 2105032 | Fiber Optic Patch Cord, Duplex, Singlemode, LC/UPC to SC/UPC, yellow, 10 m | CommScope® |  | 210 | Fiber patch cord ¦ duplex
1-2105032-5 |  | Variant of 2105032 | Fiber Optic Patch Cord, Duplex, Singlemode, LC/UPC to SC/UPC, yellow, 15 m | CommScope® |  | 210 | Fiber patch cord ¦ duplex
1-2105067-0 |  | Variant of 2105067 | Fiber Optic Patch Cord, Duplex, Multimode, LC/UPC to SC/UPC, aqua, 10 m | CommScope® |  | 210 | Fiber patch cord ¦ duplex
1-2105027-4 |  | Variant of 2105027 | Fiber Optic Patch Cord, OM3, LC/LC duplex, 1.8 mm LSZH & OFNR, 14 m, aqua | CommScope® |  | 210 | Fiber patch cord ¦ duplex
1-2105032-8 |  | Variant of 2105032 | Fiber Optic Patch Cord, Duplex, Singlemode, LC/UPC to SC/UPC, yellow, 18 m | CommScope® |  | 210 | Fiber patch cord ¦ duplex
1-2105067-5 |  | Variant of 2105067 | Fiber Optic Patch Cord, Duplex, Multimode, LC/UPC to SC/UPC, aqua, 15 m | CommScope® |  | 210 | Fiber patch cord ¦ duplex
1-2105092-0 |  | Variant of 2105092 | Fiber Optic Patch Cord, Duplex, OS2, SC/UPC to SC/UPC, LSZH & OFNR, yellow, 10 m | CommScope® |  | 210 | Fiber patch cord ¦ duplex
1-2105092-5 |  | Variant of 2105092 | Fiber Optic Patch Cord, Duplex, OS2, SC/UPC to SC/UPC, LSZH & OFNR, yellow, 15 m | CommScope® |  | 210 | Fiber patch cord ¦ duplex
HCA-A01C |  | Variant of HCA | Fiber Optic Drop Cable Assembly, PRODIGY™ Connector Core to Stub, USD Dielectric Cable |  | PRODIGY™ | HCA | Fiber drop cable assembly
HCA-H01A |  | Variant of HCA | Fiber Optic Drop Cable Assembly, PRODIGY™ Connector Core with Fullsize converter to Stub, SST Dielectric Cable |  | PRODIGY™ | HCA | Fiber drop cable assembly | Build America Buy America (BABA) compliant*
HCA-X01C |  | Variant of HCA | Fiber Optic Drop Cable Assembly, PRODIGY™ Connector with DLX Size Converter to Stub, USD Dielectric Cable |  | PRODIGY™ | HCA | Fiber drop cable assembly | Build America Buy America (BABA) compliant*
HCA-H01K |  | Variant of HCA | Fiber Optic Drop Cable Assembly, PRODIGY™w/Fullsize converter to stub, 5mm LSZH Round Cable |  | PRODIGY™ | HCA | Fiber drop cable assembly
HCA-H01D |  | Variant of HCA | Fiber Optic Drop Cable Assembly, PRODIGY™ Full size converter to Stub, USD Toneable cable |  | PRODIGY™ | HCA | Fiber drop cable assembly | Build America Buy America (BABA) compliant*
HCA-H01B |  | Variant of HCA | Fiber Optic Drop Cable Assembly, PRODIGY™ Connector w/Full Size converter installed to stub, SST toneable cable |  | PRODIGY™ | HCA | Fiber drop cable assembly | Build America Buy America (BABA) compliant*
760248382 | MPA-NCLCJ50005M-NS | Variant | MPO Fanout Cable, polarity A, 12 fiber MPO (unpinned) to LC duplex, Plenum 3mm SM, 5m, with 36" breakout | CommScope® | MPOptimate® | MPA | Fiber fanout cable assembly
760248383 | MPA-NCLCJ50006M-NS | Variant | MPO Fanout Cable, polarity A, 12 fiber MPO (unpinned) to LC duplex, Plenum 3mm SM, 6m, with 36" breakout | CommScope® | MPOptimate® | MPA | Fiber fanout cable assembly
760248384 | MPA-NCLCJ50007M-NS | Variant | MPO Fanout Cable, polarity A, 12 fiber MPO (unpinned) to LC duplex, Plenum 3mm SM, 7m, with 36" breakout | CommScope® | MPOptimate® | MPA | Fiber fanout cable assembly
760248388 | MPA-NCLCJ50020M-NS | Variant | MPO Fanout Cable, polarity A, 12 fiber MPO (unpinned) to LC duplex, Plenum 3mm SM, 20m, with 36" breakout | CommScope® | MPOptimate® | MPA | Fiber fanout cable assembly
MPW-MNN2SXXXM-EF |  | Variant | Ultra Low Loss (ULL) Singlemode G.657.A2, 2X3, MPO12 (Non-Pinned) to MPO12 (Non-Pinned), 24-Fiber, Conversion Array, Plenum | CommScope® |  |  | Fiber conversion array cable assembly
MPW-MPN2SXXXM-SF |  | Variant | Ultra Low Loss (ULL) Singlemode G.657.A2, 2X3, MPO12 (Non-Pinned) to MPO8 (Non-Pinned), 24-Fiber, Conversion Array, Plenum | CommScope® |  |  | Fiber conversion array cable assembly
HCA-D01G |  | Variant of HCA | Fiber Optic Drop Cable assembly, PRODIGY™ Connector core with Bayonet + full size converter included. 4.5 mm round cable |  | PRODIGY™ | HCA | Fiber drop cable assembly
HCA-AL1A |  | Variant of HCA | Fiber Optic Drop Cable Assembly, Prodigy connector core only to SC/APC, SST dielectric flat cable |  | PRODIGY™ | FHD | Fiber drop cable assembly | Build America Buy America (BABA) compliant*
HCA-XL1A |  | Variant of HCA | Fiber Optic Drop Cable Assembly, PRODIGY™ Connector Core with DLX converter to SC/APC connector, SST Dielectric Cable |  | PRODIGY™ | HCA | Fiber drop cable assembly | Build America Buy America (BABA) compliant*
HCA-XL1B |  | Variant of HCA | Fiber Optic Drop Cable Assembly, PRODIGY™ Connector Core with DLX converter to SC/APC connector, SST toneable cable |  | PRODIGY™ | HCA | Fiber drop cable assembly | Build America Buy America (BABA) compliant*
HCA-HL1C |  | Variant of HCA | Fiber Optic Drop Cable Assembly, PRODIGY™ Connector w/ Full Size Converter to SC/APC connector, USD Dielectric Cable |  | PRODIGY™ | HCA | Fiber drop cable assembly | Build America Buy America (BABA) compliant*
HCA-HL1X |  | Variant of HCA | Fiber Optic Drop Cable Assembly, PRODIGY™Core Connector with Full Size Converter to SC/APC connector, EZ AXS Toneable Cable |  | PRODIGY™ | HCA | Fiber drop cable assembly
760258637 | HCA-ACC-3mm Test Lead 6M ES00 | Variant of HCA-ACC | 3mm Test lead. Prodigy + SC/APC termination. with Full size and Bayonet converter included |  | PRODIGY™ | HCA | Fiber test patch cord
760256098 | OCJ-EC-01MASIA-LF | Variant of OCJ | Fiber Optic Patch Cord, Simplex, Singlemode, LSH/APC to LC/UPC, 1.8 mm diameter, yellow, 1m |  |  | OCJ | Fiber patch cord ¦ simplex
760254331 | OCJ-EC-02MASIA-LF | Variant of OCJ | Fiber Optic Patch Cord, Simplex, Singlemode, LSH/APC to LC/UPC, 1.8 mm diameter, yellow, 2m |  |  | OCJ | Fiber patch cord ¦ simplex
2160544-6 |  | Variant of 2160544 | Fiber Optic Patch Cord, Duplex, Multimode, LC/UPC to LC/UPC, aqua, 0.6 m | CommScope® |  | 216 | Fiber patch cord ¦ duplex
2160544-7 |  | Variant of 2160544 | Fiber Optic Patch Cord, Duplex, Multimode, LC/UPC to LC/UPC, aqua, 0.7 m | CommScope® |  | 216 | Fiber patch cord ¦ duplex
2160544-9 |  | Variant of 2160544 | Fiber Optic Patch Cord, Duplex, Multimode, LC/UPC to LC/UPC, aqua, 0.9 m | CommScope® |  | 216 | Fiber patch cord ¦ duplex
2-2160544-0 |  | Variant of 2160544 | Fiber Optic Patch Cord, Duplex, Multimode, LC/UPC to LC/UPC, aqua, 2.0 m | CommScope® |  | 216 | Fiber patch cord ¦ duplex
2-2160544-2 |  | Variant of 2160544 | Fiber Optic Patch Cord, Duplex, Multimode, LC/UPC to LC/UPC, aqua, 2.2 m | CommScope® |  | 216 | Fiber patch cord ¦ duplex
2-2160544-4 |  | Variant of 2160544 | Fiber Optic Patch Cord, Duplex, Multimode, LC/UPC to LC/UPC, aqua, 2.4 m | CommScope® |  | 216 | Fiber patch cord ¦ duplex
3-2160544-9 |  | Variant of 2160544 | Fiber Optic Patch Cord, Duplex, Multimode, LC/UPC to LC/UPC, aqua, 3.7 m | CommScope® |  | 216 | Fiber patch cord ¦ duplex
1-2160046-1 |  | Variant of 2160046 | Fiber Optic Patch Cord, OM4, LC duplex to LC duplex, 1.8 mm LSZH, 11 m, aqua | CommScope® |  | 216 | Fiber patch cord ¦ duplex
1-2160046-7 |  | Variant of 2160046 | Fiber Optic Patch Cord, OM4, LC duplex to LC duplex, 1.8 mm LSZH, 17 m, aqua | CommScope® |  | 216 | Fiber patch cord ¦ duplex
1-2160046-9 |  | Variant of 2160046 | Fiber Optic Patch Cord, OM4, LC duplex to LC duplex, 1.8 mm LSZH, 19 m, aqua | CommScope® |  | 216 | Fiber patch cord ¦ duplex
2-2160046-6 |  | Variant of 2160046 | Fiber Optic Patch Cord, OM4, LC duplex to LC duplex, 1.8 mm LSZH, 26 m, aqua | CommScope® |  | 216 | Fiber patch cord ¦ duplex
2-2160046-8 |  | Variant of 2160046 | Fiber Optic Patch Cord, OM4, LC duplex to LC duplex, 1.8 mm LSZH, 28 m, aqua | CommScope® |  | 216 | Fiber patch cord ¦ duplex
3-2160046-4 |  | Variant of 2160046 | Fiber Optic Patch Cord, OM4, LC duplex to LC duplex, 1.8 mm LSZH, 34 m, aqua | CommScope® |  | 216 | Fiber patch cord ¦ duplex
3-2160046-6 |  | Variant of 2160046 | Fiber Optic Patch Cord, OM4, LC duplex to LC duplex, 1.8 mm LSZH, 36 m, aqua | CommScope® |  | 216 | Fiber patch cord ¦ duplex
3-2160046-7 |  | Variant of 2160046 | Fiber Optic Patch Cord, OM4, LC duplex to LC duplex, 1.8 mm LSZH, 37 m, aqua | CommScope® |  | 216 | Fiber patch cord ¦ duplex
3-2160046-9 |  | Variant of 2160046 | Fiber Optic Patch Cord, OM4, LC duplex to LC duplex, 1.8 mm LSZH, 39 m, aqua | CommScope® |  | 216 | Fiber patch cord ¦ duplex
4-2160046-1 |  | Variant of 2160046 | Fiber Optic Patch Cord, OM4, LC duplex to LC duplex, 1.8 mm LSZH, 41 m, aqua | CommScope® |  | 216 | Fiber patch cord ¦ duplex
4-2160046-2 |  | Variant of 2160046 | Fiber Optic Patch Cord, OM4, LC duplex to LC duplex, 1.8 mm LSZH, 42 m, aqua | CommScope® |  | 216 | Fiber patch cord ¦ duplex
4-2160046-4 |  | Variant of 2160046 | Fiber Optic Patch Cord, OM4, LC duplex to LC duplex, 1.8 mm LSZH, 44 m, aqua | CommScope® |  | 216 | Fiber patch cord ¦ duplex
4-2160046-6 |  | Variant of 2160046 | Fiber Optic Patch Cord, OM4, LC duplex to LC duplex, 1.8 mm LSZH, 46 m, aqua | CommScope® |  | 216 | Fiber patch cord ¦ duplex
5-2160046-2 |  | Variant of 2160046 | Fiber Optic Patch Cord, OM4, LC duplex to LC duplex, 1.8 mm LSZH, 52 m, aqua | CommScope® |  | 216 | Fiber patch cord ¦ duplex
5-2160046-3 |  | Variant of 2160046 | Fiber Optic Patch Cord, OM4, LC duplex to LC duplex, 1.8 mm LSZH, 53 m, aqua | CommScope® |  | 216 | Fiber patch cord ¦ duplex
5-2160046-6 |  | Variant of 2160046 | Fiber Optic Patch Cord, OM4, LC duplex to LC duplex, 1.8 mm LSZH, 56 m, aqua | CommScope® |  | 216 | Fiber patch cord ¦ duplex
6-2160046-1 |  | Variant of 2160046 | Fiber Optic Patch Cord, OM4, LC duplex to LC duplex, 1.8 mm LSZH, 61 m, aqua | CommScope® |  | 216 | Fiber patch cord ¦ duplex
6-2160046-3 |  | Variant of 2160046 | Fiber Optic Patch Cord, OM4, LC duplex to LC duplex, 1.8 mm LSZH, 63 m, aqua | CommScope® |  | 216 | Fiber patch cord ¦ duplex
6-2160046-4 |  | Variant of 2160046 | Fiber Optic Patch Cord, OM4, LC duplex to LC duplex, 1.8 mm LSZH, 64 m, aqua | CommScope® |  | 216 | Fiber patch cord ¦ duplex
9-2160046-4 |  | Variant of 2160046 | Fiber Optic Patch Cord, Duplex, Multimode, LC/UPC to LC/UPC, aqua, 4.5 m | CommScope® |  | 216 | Fiber patch cord ¦ duplex
9-2160046-6 |  | Variant of 2160046 | Fiber Optic Patch Cord, Duplex, Multimode, LC/UPC to LC/UPC, aqua, 6.5 m | CommScope® |  | 216 | Fiber patch cord ¦ duplex
9-2160046-8 |  | Variant of 2160046 | Fiber Optic Patch Cord, Duplex, Multimode, LC/UPC to LC/UPC, aqua, 8.5 m | CommScope® |  | 216 | Fiber patch cord ¦ duplex
9-2160046-9 |  | Variant of 2160046 | Fiber Optic Patch Cord, Duplex, Multimode, LC/UPC to LC/UPC, aqua, 9.5 m | CommScope® |  | 216 | Fiber patch cord ¦ duplex
8-2160046-9 |  | Variant of 2160046 | Fiber Optic Patch Cord, Duplex, Multimode, LC/UPC to LC/UPC, aqua, 200 m | CommScope® |  | 216 | Fiber patch cord ¦ duplex
8-2160046-5 |  | Variant of 2160046 | Fiber Optic Patch Cord, OM4, LC duplex to LC duplex, 1.8 mm LSZH, 2.5 m, aqua | CommScope® |  | 216 | Fiber patch cord ¦ duplex
2105093-6 |  | Variant of 2105093 | Fiber Optic Patch Cord, Duplex, OM4, SC/UPC to SC/UPC, LSZH & OFNR, aqua, 6 m | CommScope® |  | 210 | Fiber patch cord ¦ duplex
2-2105092-0 |  | Variant of 2105092 | Fiber Optic Patch Cord, Duplex, OS2, SC/UPC to SC/UPC, LSZH & OFNR, yellow, 20 m | CommScope® |  | 210 | Fiber patch cord ¦ duplex
3-2105092-5 |  | Variant of 2105092 | Fiber Optic Patch Cord, Duplex, OS2, SC/UPC to SC/UPC, LSZH & OFNR, yellow, 35 m | CommScope® |  | 210 | Fiber patch cord ¦ duplex
4-2105092-0 |  | Variant of 2105092 | Fiber Optic Patch Cord, Duplex, OS2, SC/UPC to SC/UPC, LSZH & OFNR, yellow, 40 m | CommScope® |  | 210 | Fiber patch cord ¦ duplex
7-2105092-0 |  | Variant of 2105092 | Fiber Optic Patch Cord, Duplex, OS2, SC/UPC to SC/UPC, LSZH & OFNR, yellow, 70 m | CommScope® |  | 210 | Fiber patch cord ¦ duplex
9-2105092-4 |  | Variant of 2105092 | Fiber Optic Patch Cord, Duplex, OS2, SC/UPC to SC/UPC, LSZH & OFNR, yellow, 100 m | CommScope® |  | 210 | Fiber patch cord ¦ duplex
2-2105067-5 |  | Variant of 2105067 | Fiber Optic Patch Cord, Duplex, Multimode, LC/UPC to LC/UPC, aqua, 25 m | CommScope® |  | 210 | Fiber patch cord ¦ duplex
3-2105067-0 |  | Variant of 2105067 | Fiber Optic Patch Cord, Duplex, Multimode, LC/UPC to LC/UPC, aqua, 30 m | CommScope® |  | 210 | Fiber patch cord ¦ duplex
3-2105067-5 |  | Variant of 2105067 | Fiber Optic Patch Cord, Duplex, Multimode, LC/UPC to LC/UPC, aqua, 35 m | CommScope® |  | 210 | Fiber patch cord ¦ duplex
5-2105067-0 |  | Variant of 2105067 | Fiber Optic Patch Cord, Duplex, Multimode, LC/UPC to LC/UPC, aqua, 50 m | CommScope® |  | 210 | Fiber patch cord ¦ duplex
2105067-8 |  | Variant of 2105067 | Fiber Optic Patch Cord, Duplex, Multimode, LC/UPC to SC/UPC, aqua, 8 m | CommScope® |  | 210 | Fiber patch cord ¦ duplex
1-2105061-1 |  | Variant of 2105061 | Fiber Optic Patch Cord, Duplex, Multimode, LC/UPC to LC/UPC, LSZH & OFNR, aqua, 11 m | CommScope® |  | 210 | Fiber patch cord ¦ duplex
1-2105061-3 |  | Variant of 2105061 | Fiber Optic Patch Cord, Duplex, Multimode, LC/UPC to LC/UPC, LSZH & OFNR, aqua, 13 m | CommScope® |  | 210 | Fiber patch cord ¦ duplex
1-2105061-7 |  | Variant of 2105061 | Fiber Optic Patch Cord, Duplex, Multimode, LC/UPC to LC/UPC, LSZH & OFNR, aqua, 17 m | CommScope® |  | 210 | Fiber patch cord ¦ duplex
1-2105061-8 |  | Variant of 2105061 | Fiber Optic Patch Cord, Duplex, Multimode, LC/UPC to LC/UPC, LSZH & OFNR, aqua, 18 m | CommScope® |  | 210 | Fiber patch cord ¦ duplex
2105061-4 |  | Variant of 2105061 | Fiber Optic Patch Cord, Duplex, Multimode, LC/UPC to LC/UPC, LSZH & OFNR, aqua, 4 m | CommScope® |  | 210 | Fiber patch cord ¦ duplex
9-2105061-0 |  | Variant of 2105061 | Fiber Optic Patch Cord, Duplex, Multimode, LC/UPC to LC/UPC, LSZH & OFNR, aqua, 90 m | CommScope® |  | 210 | Fiber patch cord ¦ duplex
2105061-9 |  | Variant of 2105061 | Fiber Optic Patch Cord, Duplex, Multimode, LC/UPC to LC/UPC, LSZH & OFNR, aqua, 9 m | CommScope® |  | 210 | Fiber patch cord ¦ duplex
2-2105061-3 |  | Variant of 2105061 | Fiber Optic Patch Cord, Duplex, Multimode, LC/UPC to LC/UPC, LSZH & OFNR, aqua, 23 m | CommScope® |  | 210 | Fiber patch cord ¦ duplex
2-2105061-4 |  | Variant of 2105061 | Fiber Optic Patch Cord, Duplex, Multimode, LC/UPC to LC/UPC, LSZH & OFNR, aqua, 24 m | CommScope® |  | 210 | Fiber patch cord ¦ duplex
3-2105061-8 |  | Variant of 2105061 | Fiber Optic Patch Cord, Duplex, Multimode, LC/UPC to LC/UPC, LSZH & OFNR, aqua, 38 m | CommScope® |  | 210 | Fiber patch cord ¦ duplex
3-2105061-9 |  | Variant of 2105061 | Fiber Optic Patch Cord, Duplex, Multimode, LC/UPC to LC/UPC, LSZH & OFNR, aqua, 39 m | CommScope® |  | 210 | Fiber patch cord ¦ duplex
8-2105061-0 |  | Variant of 2105061 | Fiber Optic Patch Cord, Duplex, Multimode, LC/UPC to LC/UPC, LSZH & OFNR, aqua, 80 m | CommScope® |  | 210 | Fiber patch cord ¦ duplex
5-2105032-0 |  | Variant of 2105032 | Fiber Optic Patch Cord, OS2, LC/SC duplex, 1.8 mm LSZH & OFNR, 50 m | CommScope® |  | 210 | Fiber patch cord ¦ duplex
7-2105032-0 |  | Variant of 2105032 | Fiber Optic Patch Cord, Duplex, Singlemode, LC/UPC to SC/UPC, yellow, 70 m | CommScope® |  | 210 | Fiber patch cord ¦ duplex
8-2105032-5 |  | Variant of 2105032 | Fiber Optic Patch Cord, Duplex, Singlemode, LC/UPC to SC/UPC, yellow, 85 m | CommScope® |  | 210 | Fiber patch cord ¦ duplex
9-2105032-4 |  | Variant of 2105032 | Fiber Optic Patch Cord, Duplex, Singlemode, LC/UPC to SC/UPC, yellow, 100 m | CommScope® |  | 210 | Fiber patch cord ¦ duplex
1-2105028-1 |  | Variant of 2105028 | Fiber Optic Patch Cord, OS2, LC/LC duplex, 1.8 mm LSZH & OFNR, 11 m, yellow | CommScope® |  | 210 | Fiber patch cord ¦ duplex
1-2105028-3 |  | Variant of 2105028 | Fiber Optic Patch Cord, OS2, LC/LC duplex, 1.8 mm LSZH & OFNR, 13 m, yellow | CommScope® |  | 210 | Fiber patch cord ¦ duplex
1-2105028-6 |  | Variant of 2105028 | Fiber Optic Patch Cord, OS2, LC/LC duplex, 1.8 mm LSZH & OFNR, 16 m, yellow | CommScope® |  | 210 | Fiber patch cord ¦ duplex
9-2105028-4 |  | Variant of 2105028 | Fiber Optic Patch Cord, Duplex, Singlemode, LC/UPC to LC/UPC, yellow, 100 m | CommScope® |  | 210 | Fiber patch cord ¦ duplex
3-2105028-2 |  | Variant of 2105028 | Fiber Optic Patch Cord, OS2, LC/LC duplex, 1.8 mm LSZH & OFNR, 32 m | CommScope® |  | 210 | Fiber patch cord ¦ duplex
3-2105028-9 |  | Variant of 2105028 | Fiber Optic Patch Cord, OS2, LC/LC duplex, 1.8 mm LSZH & OFNR, 39 m | CommScope® |  | 210 | Fiber patch cord ¦ duplex
6-2105028-5 |  | Variant of 2105028 | Fiber Optic Patch Cord, OS2, LC/LC duplex, 1.8 mm LSZH & OFNR, 65 m | CommScope® |  | 210 | Fiber patch cord ¦ duplex
4-2105028-2 |  | Variant of 2105028 | Fiber Optic Patch Cord, Duplex, Singlemode, LC/UPC to LC/UPC, yellow, 42 m | CommScope® |  | 210 | Fiber patch cord ¦ duplex
5-2105028-5 |  | Variant of 2105028 | Fiber Optic Patch Cord, OS2, LC/LC duplex, 1.8 mm LSZH & OFNR, 55 m | CommScope® |  | 210 | Fiber patch cord ¦ duplex
9-2105027-0 |  | Variant of 2105027 | Fiber Optic Patch Cord, OM3, LC/LC duplex, 1.8 mm LSZH & OFNR, 90 m, aqua | CommScope® |  | 210 | Fiber patch cord ¦ duplex
9-2105027-3 |  | Variant of 2105027 | Fiber Optic Patch Cord, OM3, LC/LC duplex, 1.8 mm LSZH & OFNR, 98 m, aqua | CommScope® |  | 210 | Fiber patch cord ¦ duplex
9-2105027-8 |  | Variant of 2105027 | Fiber Optic Patch Cord, OM3, LC/LC duplex, 1.8 mm LSZH & OFNR, 115 m, aqua | CommScope® |  | 210 | Fiber patch cord ¦ duplex
7-2105027-5 |  | Variant of 2105027 | Fiber Optic Patch Cord, OM3, LC/LC duplex, 1.8 mm LSZH & OFNR, 75 m, aqua | CommScope® |  | 210 | Fiber patch cord ¦ duplex
8-2105027-0 |  | Variant of 2105027 | Fiber Optic Patch Cord, OM3, LC/LC duplex, 1.8 mm LSZH & OFNR, 80 m, aqua | CommScope® |  | 210 | Fiber patch cord ¦ duplex
8-2105027-4 |  | Variant of 2105027 | Fiber Optic Patch Cord, OM3, LC/LC duplex, 1.8 mm LSZH & OFNR, 84 m, aqua | CommScope® |  | 210 | Fiber patch cord ¦ duplex
6-2105027-5 |  | Variant of 2105027 | Fiber Optic Patch Cord, OM3, LC/LC duplex, 1.8 mm LSZH & OFNR, 65 m, aqua | CommScope® |  | 210 | Fiber patch cord ¦ duplex
2-2055109-5 |  | Variant of 2055109 | Fiber Optic Patch Cord, Duplex, Multimode, LC/UPC to SC/UPC, aqua, 25 m | CommScope® |  | 205 | Fiber patch cord ¦ duplex
2055109-7 |  | Variant of 2055109 | Fiber Optic Patch Cord, Duplex, Multimode, LC/UPC to SC/UPC, aqua, 7 m | CommScope® |  | 205 | Fiber patch cord ¦ duplex
2-2055108-5 |  | Variant of 2055108 | Fiber Optic Patch Cord, Duplex, Multimode, SC/UPC to SC/UPC, aqua, 25 m | CommScope® |  | 205 | Fiber patch cord ¦ duplex
2055108-1 |  | Variant of 2055108 | Fiber Optic Patch Cord, Duplex, Multimode, SC/UPC to SC/UPC, aqua, 1 m | CommScope® |  | 205 | Fiber patch cord ¦ duplex
1-2055108-6 |  | Variant of 2055108 | Fiber Optic Patch Cord, Duplex, Multimode, SC/UPC to SC/UPC, aqua, 16 m | CommScope® |  | 205 | Fiber patch cord ¦ duplex
760254332 | OCJ-EC-03MASIA-LF | Variant of OCJ | Fiber Optic Patch Cord, Simplex, Singlemode, LSH/APC to LC/UPC, 1.8 mm diameter, yellow, 3m |  |  | OCJ | Fiber patch cord ¦ simplex
760257932 | MP-COLORCLIP-ORANGE-50 | Variant | Modular Plug Color Clip, Orange, 50 pcs | CommScope® |  |  | Modular plug boot clip
760257931 | MP-COLORCLIP-BLUE-50 | Variant | Modular Plug Color Clip, Blue, 50 pcs | CommScope® |  |  | Modular plug boot clip
760257928 | MP-COLORCLIP-GREEN-50 | Variant | Modular Plug Color Clip, Green, 50 pcs | CommScope® |  |  | Modular plug boot clip
760258012 | FIELD TERM ANTI-SNAG CLIP, BL BAG OF 50 | Variant of FT-ASC | FIELD TERM ANTI-SNAG CLIP, BL BAG OF 50 | CommScope® |  |  | Modular plug boot clip
760258015 | FIELD TERM ANTI-SNAG CLIP, GN BAG OF 50 | Variant of FT-ASC | FIELD TERM ANTI-SNAG CLIP, GN BAG OF 50 | CommScope® |  |  | Modular plug boot clip
760258016 | FIELD TERM ANTI-SNAG CLIP, VT BAG OF 50 | Variant of FT-ASC | FIELD TERM ANTI-SNAG CLIP, VT BAG OF 50 | CommScope® |  |  | Modular plug boot clip
300001772842 | FPM-0K/K-AC015M-39/39 | Variant | Fiber Optic Patch Cord, OS2, LC/UPC-LC/UPC, 2-fiber RBR, 2.0 mm subunits, 15 m, yellow, 39" breakouts |  |  | FPM | Fiber distribution cable assembly
300001784770 | FPM-0K/K-AC012M-39/39 | Variant | Fiber Optic Patch Cord, OS2, LC/UPC-LC/UPC, 2-fiber RBR, 2.0 mm subunits, 12 m, yellow, 39" breakouts |  |  | FPM | Fiber distribution cable assembly
FID-LG-150M-01A-XX |  | Variant of FID | Fiber Optic Indoor/outdoor 3 mm Drop Cable Stub Assembly, LC/APC, 150 M |  |  | FID | Fiber drop cable assembly |  | Discontinued
FID-SG-040M-01A-SG |  | Variant of FID | Fiber Optic Indoor/outdoor 3 mm Drop Cable Assembly, SC/APC-SC/APC, 40 M |  |  | FID | Fiber drop cable assembly |  | Discontinued
FID-SG-015M-01A-XX |  | Variant of FID | Fiber Optic Indoor/outdoor 3 mm Drop Cable Stub Assembly, SC/APC, 15 M |  |  | FID | Fiber drop cable assembly |  | Discontinued
FID-LG-030M-01A-XX |  | Variant of FID | Fiber Optic Indoor/outdoor 3 mm Drop Cable Stub Assembly, LC/APC, 30 M |  |  | FID | Fiber drop cable assembly |  | Discontinued
FID-LG-055M-01A-LG |  | Variant of FID | Fiber Optic Indoor/outdoor 3 mm Drop Cable Assembly, LC/APC-LC/APC, 55 M |  |  | FID | Fiber drop cable assembly |  | Discontinued
FID-SG-080M-01A-SG |  | Variant of FID | Fiber Optic Indoor/outdoor 3 mm Drop Cable Assembly, SC/APC-SC/APC, 80 M |  |  | FID | Fiber drop cable assembly |  | Discontinued
FID-SG-060M-01A-XX |  | Variant of FID | Fiber Optic Indoor/outdoor 3 mm Drop Cable Stub Assembly, SC/APC, 60 M |  |  | FID | Fiber drop cable assembly |  | Discontinued
FID-SG-040M-01A-XX |  | Variant of FID | Fiber Optic Indoor/outdoor 3 mm Drop Cable Stub Assembly, SC/APC, 40 M |  |  | FID | Fiber drop cable assembly |  | Discontinued
FID-LG-160M-01A-LG |  | Variant of FID | Fiber Optic Indoor/outdoor 3 mm Drop Cable Assembly, LC/APC-LC/APC, 160 M |  |  | FID | Fiber drop cable assembly |  | Discontinued
FID-SG-020M-01A-SG |  | Variant of FID | Fiber Optic Indoor/outdoor 3 mm Drop Cable Assembly, SC/APC-SC/APC, 20 M |  |  | FID | Fiber drop cable assembly |  | Discontinued
FID-LG-350M-01A-XX |  | Variant of FID | Fiber Optic Indoor/outdoor 3 mm Drop Cable Stub Assembly, LC/APC, 350 M |  |  | FID | Fiber drop cable assembly |  | Discontinued
FID-LG-075M-01A-LG |  | Variant of FID | Fiber Optic Indoor/outdoor 3 mm Drop Cable Assembly, LC/APC-LC/APC, 75 M |  |  | FID | Fiber drop cable assembly |  | Discontinued
FID-SG-080M-01A-XX |  | Variant of FID | Fiber Optic Indoor/outdoor 3 mm Drop Cable Stub Assembly, SC/APC, 80 M |  |  | FID | Fiber drop cable assembly |  | Discontinued
FID-LG-055M-01A-XX |  | Variant of FID | Fiber Optic Indoor/outdoor 3 mm Drop Cable Stub Assembly, LC/APC, 55 M |  |  | FID | Fiber drop cable assembly |  | Discontinued
FID-LG-100M-01A-XX |  | Variant of FID | Fiber Optic Indoor/outdoor 3 mm Drop Cable Stub Assembly, LC/APC, 100 M |  |  | FID | Fiber drop cable assembly |  | Discontinued
FID-SG-050M-01A-SG |  | Variant of FID | Fiber Optic Indoor/outdoor 3 mm Drop Cable Assembly, SC/APC-SC/APC, 50 M |  |  | FID | Fiber drop cable assembly |  | Discontinued
FID-SG-065M-01A-SG |  | Variant of FID | Fiber Optic Indoor/outdoor 3 mm Drop Cable Assembly, SC/APC-SC/APC, 65 M |  |  | FID | Fiber drop cable assembly |  | Discontinued
FID-SG-090M-01A-SG |  | Variant of FID | Fiber Optic Indoor/outdoor 3 mm Drop Cable Assembly, SC/APC-SC/APC, 90 M |  |  | FID | Fiber drop cable assembly |  | Discontinued
FID-LG-060M-01A-LG |  | Variant of FID | Fiber Optic Indoor/outdoor 3 mm Drop Cable Assembly, LC/APC-LC/APC, 60 M |  |  | FID | Fiber drop cable assembly |  | Discontinued
FID-SG-005M-01A-SG |  | Variant of FID | Fiber Optic Indoor/outdoor 3 mm Drop Cable Assembly, SC/APC-SC/APC, 5 M |  |  | FID | Fiber drop cable assembly |  | Discontinued
FID-SG-065M-01A-XX |  | Variant of FID | Fiber Optic Indoor/outdoor 3 mm Drop Cable Stub Assembly, SC/APC, 65 M |  |  | FID | Fiber drop cable assembly |  | Discontinued
FID-LG-200M-01A-LG |  | Variant of FID | Fiber Optic Indoor/outdoor 3 mm Drop Cable Assembly, LC/APC-LC/APC, 200 M |  |  | FID | Fiber drop cable assembly |  | Discontinued
FID-LG-080M-01A-LG |  | Variant of FID | Fiber Optic Indoor/outdoor 3 mm Drop Cable Assembly, LC/APC-LC/APC, 80 M |  |  | FID | Fiber drop cable assembly |  | Discontinued
FID-LG-020M-01A-LG |  | Variant of FID | Fiber Optic Indoor/outdoor 3 mm Drop Cable Assembly, LC/APC-LC/APC, 20 M |  |  | FID | Fiber drop cable assembly |  | Discontinued
FID-LG-105M-01A-XX |  | Variant of FID | Fiber Optic Indoor/outdoor 3 mm Drop Cable Stub Assembly, LC/APC, 105 M |  |  | FID | Fiber drop cable assembly |  | Discontinued
FID-SG-055M-01A-SG |  | Variant of FID | Fiber Optic Indoor/outdoor 3 mm Drop Cable Assembly, SC/APC-SC/APC, 55 M |  |  | FID | Fiber drop cable assembly |  | Discontinued
FID-SG-070M-01A-SG |  | Variant of FID | Fiber Optic Indoor/outdoor 3 mm Drop Cable Assembly, SC/APC-SC/APC, 70 M |  |  | FID | Fiber drop cable assembly |  | Discontinued
FID-LG-040M-01A-XX |  | Variant of FID | Fiber Optic Indoor/outdoor 3 mm Drop Cable Stub Assembly, LC/APC, 40 M |  |  | FID | Fiber drop cable assembly |  | Discontinued
FID-LG-065M-01A-LG |  | Variant of FID | Fiber Optic Indoor/outdoor 3 mm Drop Cable Assembly, LC/APC-LC/APC, 65 M |  |  | FID | Fiber drop cable assembly |  | Discontinued
FID-LG-200M-01A-XX |  | Variant of FID | Fiber Optic Indoor/outdoor 3 mm Drop Cable Stub Assembly, LC/APC, 200 M |  |  | FID | Fiber drop cable assembly |  | Discontinued
FID-LG-020M-01A-XX |  | Variant of FID | Fiber Optic Indoor/outdoor 3 mm Drop Cable Stub Assembly, LC/APC, 20 M |  |  | FID | Fiber drop cable assembly |  | Discontinued
FID-SG-055M-01A-XX |  | Variant of FID | Fiber Optic Indoor/outdoor 3 mm Drop Cable Stub Assembly, SC/APC, 55 M |  |  | FID | Fiber drop cable assembly |  | Discontinued
FID-SG-070M-01A-XX |  | Variant of FID | Fiber Optic Indoor/outdoor 3 mm Drop Cable Stub Assembly, SC/APC, 70 M |  |  | FID | Fiber drop cable assembly |  | Discontinued
FID-SG-015M-01A-SG |  | Variant of FID | Fiber Optic Indoor/outdoor 3 mm Drop Cable Assembly, SC/APC-SC/APC, 15 M |  |  | FID | Fiber drop cable assembly |  | Discontinued
FID-SG-030M-01A-XX |  | Variant of FID | Fiber Optic Indoor/outdoor 3 mm Drop Cable Stub Assembly, SC/APC, 30 M |  |  | FID | Fiber drop cable assembly |  | Discontinued
FID-LG-065M-01A-XX |  | Variant of FID | Fiber Optic Indoor/outdoor 3 mm Drop Cable Stub Assembly, LC/APC, 65 M |  |  | FID | Fiber drop cable assembly |  | Discontinued
FID-LG-090M-01A-LG |  | Variant of FID | Fiber Optic Indoor/outdoor 3 mm Drop Cable Assembly, LC/APC-LC/APC, 90 M |  |  | FID | Fiber drop cable assembly |  | Discontinued
FID-LG-030M-01A-LG |  | Variant of FID | Fiber Optic Indoor/outdoor 3 mm Drop Cable Assembly, LC/APC-LC/APC, 30 M |  |  | FID | Fiber drop cable assembly |  | Discontinued
FID-SG-200M-01A-SG |  | Variant of FID | Fiber Optic Indoor/outdoor 3 mm Drop Cable Assembly, SC/APC-SC/APC, 200 M |  |  | FID | Fiber drop cable assembly |  | Discontinued
FID-SG-060M-01A-SG |  | Variant of FID | Fiber Optic Indoor/outdoor 3 mm Drop Cable Assembly, SC/APC-SC/APC, 60 M |  |  | FID | Fiber drop cable assembly |  | Discontinued
FID-LG-050M-01A-XX |  | Variant of FID | Fiber Optic Indoor/outdoor 3 mm Drop Cable Stub Assembly, LC/APC, 50 M |  |  | FID | Fiber drop cable assembly |  | Discontinued
FID-LG-070M-01A-LG |  | Variant of FID | Fiber Optic Indoor/outdoor 3 mm Drop Cable Assembly, LC/APC-LC/APC, 70 M |  |  | FID | Fiber drop cable assembly |  | Discontinued
FID-LG-250M-01A-XX |  | Variant of FID | Fiber Optic Indoor/outdoor 3 mm Drop Cable Stub Assembly, LC/APC, 250 M |  |  | FID | Fiber drop cable assembly |  | Discontinued
FID-LG-090M-01A-XX |  | Variant of FID | Fiber Optic Indoor/outdoor 3 mm Drop Cable Stub Assembly, LC/APC, 90 M |  |  | FID | Fiber drop cable assembly |  | Discontinued
FID-LG-150M-01A-LG |  | Variant of FID | Fiber Optic Indoor/outdoor 3 mm Drop Cable Assembly, LC/APC-LC/APC, 150 M |  |  | FID | Fiber drop cable assembly |  | Discontinued
FID-SG-105M-01A-SG |  | Variant of FID | Fiber Optic Indoor/outdoor 3 mm Drop Cable Assembly, SC/APC-SC/APC, 105 M |  |  | FID | Fiber drop cable assembly |  | Discontinued
FID-SG-250M-01A-SG |  | Variant of FID | Fiber Optic Indoor/outdoor 3 mm Drop Cable Assembly, SC/APC-SC/APC, 250 M |  |  | FID | Fiber drop cable assembly |  | Discontinued
FID-SG-250M-01A-XX |  | Variant of FID | Fiber Optic Indoor/outdoor 3 mm Drop Cable Stub Assembly, SC/APC, 250 M |  |  | FID | Fiber drop cable assembly |  | Discontinued
FID-SG-350M-01A-XX |  | Variant of FID | Fiber Optic Indoor/outdoor 3 mm Drop Cable Stub Assembly, SC/APC, 350 M |  |  | FID | Fiber drop cable assembly |  | Discontinued
HCA-MM1D |  | Variant of HCA | PRODIGY™ SC/APC w/ Short Breakout to SC/APC w/ Short Breakout, USD Toneable Cable |  |  | HCA | Fiber drop cable assembly | Build America Buy America (BABA) compliant*
HCA-M01C |  | Variant of HCA | PRODIGY™ SC/APC w/ Short Breakout to Stub, USD Dielectric Cable |  |  | HCA | Fiber drop cable assembly | Build America Buy America (BABA) compliant*
1-2055108-8 |  | Variant of 2055108 | Fiber Optic Patch Cord, Duplex, Multimode, SC/UPC to SC/UPC, aqua, 18 m | CommScope® |  | 205 | Fiber patch cord ¦ duplex
1-1920743-1 |  | Variant of 1920743 | Fiber Optic Patch Cord, LC to LC, duplex, OM3 XG 10 Gb/s, twin zip, 11 m, aqua | CommScope® |  | 192 | Fiber patch cord ¦ duplex
1-1920743-3 |  | Variant of 1920743 | Fiber Optic Patch Cord, LC to LC, duplex, OM3 XG 10 Gb/s, twin zip, 13 m, aqua | CommScope® |  | 192 | Fiber patch cord ¦ duplex
1-1920743-7 |  | Variant of 1920743 | Fiber Optic Patch Cord, LC to LC, duplex, OM3 XG 10 Gb/s, twin zip, 17 m, aqua | CommScope® |  | 192 | Fiber patch cord ¦ duplex
1-1920743-9 |  | Variant of 1920743 | Fiber Optic Patch Cord, LC to LC, duplex, OM3 XG 10 Gb/s, twin zip, 19 m, aqua | CommScope® |  | 192 | Fiber patch cord ¦ duplex
1920743-9 |  | Variant of 1920743 | Fiber Optic Patch Cord, LC to LC, duplex, OM3 XG 10 Gb/s, twin zip, 9 m, aqua | CommScope® |  | 192 | Fiber patch cord ¦ duplex
2-1920743-1 |  | Variant of 1920743 | Fiber Optic Patch Cord, Duplex, Multimode, LC/UPC to LC/UPC, aqua, 21 m | CommScope® |  | 192 | Fiber patch cord ¦ duplex
2-1920743-4 |  | Variant of 1920743 | Fiber Optic Patch Cord, Duplex, Multimode, LC/UPC to LC/UPC, aqua, 24 m | CommScope® |  | 192 | Fiber patch cord ¦ duplex
2-1920743-6 |  | Variant of 1920743 | Fiber Optic Patch Cord, Duplex, Multimode, LC/UPC to LC/UPC, aqua, 26 m | CommScope® |  | 192 | Fiber patch cord ¦ duplex
3-1920743-0 |  | Variant of 1920743 | Fiber Optic Patch Cord, Duplex, Multimode, LC/UPC to LC/UPC, 30 m | CommScope® |  | 192 | Fiber patch cord ¦ duplex
9-1920743-0 |  | Variant of 1920743 | Fiber Optic Patch Cord, Duplex, Multimode, LC/UPC to LC/UPC, aqua, 90 m | CommScope® |  | 192 | Fiber patch cord ¦ duplex
9-1920743-1 |  | Variant of 1920743 | Fiber Optic Patch Cord, Duplex, Multimode, LC/UPC to LC/UPC, aqua, 93 m | CommScope® |  | 192 | Fiber patch cord ¦ duplex
3-1920743-4 |  | Variant of 1920743 | Fiber Optic Patch Cord, Duplex, Multimode, LC/UPC to LC/UPC, 34 m | CommScope® |  | 192 | Fiber patch cord ¦ duplex
3-1920743-6 |  | Variant of 1920743 | Fiber Optic Patch Cord, Duplex, Multimode, LC/UPC to LC/UPC, 36 m | CommScope® |  | 192 | Fiber patch cord ¦ duplex
4-1920743-5 |  | Variant of 1920743 | Fiber Optic Patch Cord, Duplex, Multimode, LC/UPC to LC/UPC, aqua, 45 m | CommScope® |  | 192 | Fiber patch cord ¦ duplex
4-1920743-8 |  | Variant of 1920743 | Fiber Optic Patch Cord, Duplex, Multimode, LC/UPC to LC/UPC, aqua, 48 m | CommScope® |  | 192 | Fiber patch cord ¦ duplex
5-1920743-0 |  | Variant of 1920743 | Fiber Optic Patch Cord, Duplex, Multimode, LC/UPC to LC/UPC, aqua, 50 m | CommScope® |  | 192 | Fiber patch cord ¦ duplex
1-1859794-5 |  | Variant of 1859794 | Fiber Optic Patch Cord, Duplex, Multimode OM3, LC/UPC to LC/UPC, 3 mm, LSZH/OFNR, aqua, 15 m | CommScope® |  | 185 | Fiber patch cord ¦ duplex
1859794-2 |  | Variant of 1859794 | Fiber Optic Patch Cord, Duplex, Multimode OM3, LC/UPC to LC/UPC, 3 mm, LSZH/OFNR, aqua, 2 m | CommScope® |  | 185 | Fiber patch cord ¦ duplex
1859794-3 |  | Variant of 1859794 | Fiber Optic Patch Cord, Duplex, Multimode OM3, LC/UPC to LC/UPC, 3 mm, LSZH/OFNR, aqua, 3 m | CommScope® |  | 185 | Fiber patch cord ¦ duplex
2-1859794-0 |  | Variant of 1859794 | Fiber Optic Patch Cord, Duplex, Multimode OM3, LC/UPC to LC/UPC, 3 mm, LSZH/OFNR, aqua, 20 m | CommScope® |  | 185 | Fiber patch cord ¦ duplex
2-1859794-5 |  | Variant of 1859794 | Fiber Optic Patch Cord, Duplex, Multimode OM3, LC/UPC to LC/UPC, 3 mm, LSZH/OFNR, aqua, 25 m | CommScope® |  | 185 | Fiber patch cord ¦ duplex
3-1859794-0 |  | Variant of 1859794 | Fiber Optic Patch Cord, Duplex, Multimode OM3, LC/UPC to LC/UPC, 3 mm, LSZH/OFNR, aqua, 30 m | CommScope® |  | 185 | Fiber patch cord ¦ duplex
A-1859794-0 |  | Variant of 1859794 | Fiber Optic Patch Cord, Duplex, Multimode OM3, LC/UPC to LC/UPC, 3 mm, LSZH/OFNR, aqua, 100 m | CommScope® |  | 185 | Fiber patch cord ¦ duplex
C-1859794-0 |  | Variant of 1859794 | Fiber Optic Patch Cord, Duplex, Multimode OM3, LC/UPC to LC/UPC, 3 mm, LSZH/OFNR, aqua, 120 m | CommScope® |  | 185 | Fiber patch cord ¦ duplex
1-1859793-0 |  | Variant of 1859793 | Fiber Optic Patch Cord, Duplex, Multimode OM4, LC/UPC to LC/UPC, 3 mm, LSZH/OFNR, aqua, 10 m | CommScope® |  | 185 | Fiber patch cord ¦ duplex
1859793-3 |  | Variant of 1859793 | Fiber Optic Patch Cord, Duplex, Multimode OM4, LC/UPC to LC/UPC, 3 mm, LSZH/OFNR, aqua, 3 m | CommScope® |  | 185 | Fiber patch cord ¦ duplex
3-1859793-0 |  | Variant of 1859793 | Fiber Optic Patch Cord, Duplex, Multimode OM4, LC/UPC to LC/UPC, 3 mm, LSZH/OFNR, aqua, 30 m | CommScope® |  | 185 | Fiber patch cord ¦ duplex
A-1859793-0 |  | Variant of 1859793 | Fiber Optic Patch Cord, Duplex, Multimode OM4, LC/UPC to LC/UPC, 3 mm, LSZH/OFNR, aqua, 100 m | CommScope® |  | 185 | Fiber patch cord ¦ duplex
E-1859793-0 |  | Variant of 1859793 | Fiber Optic Patch Cord, Duplex, Multimode OM4, LC/UPC to LC/UPC, 3 mm, LSZH/OFNR, aqua, 140 m | CommScope® |  | 185 | Fiber patch cord ¦ duplex
J-1859793-0 |  | Variant of 1859793 | Fiber Optic Patch Cord, Duplex, Multimode OM4, LC/UPC to LC/UPC, 3 mm, LSZH/OFNR, aqua, 180 m | CommScope® |  | 185 | Fiber patch cord ¦ duplex
2105083-4 |  | Variant of 2105083 | Fiber Optic Patch Cord, Simplex, 0.9mm, LSZH, Multimode OM3, LC/UPC to LC/UPC, Aqua, 4 m | CommScope® |  | 210 | Fiber patch cord ¦ simplex
2105085-4 |  | Variant of 2105085 | Fiber Optic Patch Cord, Simplex, 0.9mm, LSZH, Multimode OM3, SC/UPC to SC/UPC, Aqua, 4 m | CommScope® |  | 210 | Fiber patch cord ¦ simplex
2105086-1 |  | Variant of 2105086 | Fiber Optic Patch Cord, Simplex, 0.9mm, LSZH, Multimode OM4, SC/UPC to SC/UPC, Aqua, 1 m | CommScope® |  | 210 | Fiber patch cord ¦ simplex
2105086-2 |  | Variant of 2105086 | Fiber Optic Patch Cord, Simplex, 0.9mm, LSZH, Multimode OM4, SC/UPC to SC/UPC, Aqua, 2 m | CommScope® |  | 210 | Fiber patch cord ¦ simplex
2105086-4 |  | Variant of 2105086 | Fiber Optic Patch Cord, Simplex, 0.9mm, LSZH, Multimode OM4, SC/UPC to SC/UPC, Aqua, 4 m | CommScope® |  | 210 | Fiber patch cord ¦ simplex
2105081-1 |  | Variant of 2105081 | Fiber Optic Patch Cord, Simplex, 0.9mm, LSZH, Singlemode, LC/UPC to LC/UPC, Yellow, 1 m | CommScope® |  | 210 | Fiber patch cord ¦ simplex
2105081-2 |  | Variant of 2105081 | Fiber Optic Patch Cord, Simplex, 0.9mm, LSZH, Singlemode, LC/UPC to LC/UPC, Yellow, 2 m | CommScope® |  | 210 | Fiber patch cord ¦ simplex
2105081-3 |  | Variant of 2105081 | Fiber Optic Patch Cord, Simplex, 0.9mm, LSZH, Singlemode, LC/UPC to LC/UPC, Yellow, 3 m | CommScope® |  | 210 | Fiber patch cord ¦ simplex
2105081-5 |  | Variant of 2105081 | Fiber Optic Patch Cord, Simplex, 0.9mm, LSZH, Singlemode, LC/UPC to LC/UPC, Yellow, 5 m | CommScope® |  | 210 | Fiber patch cord ¦ simplex
2105082-1 |  | Variant of 2105082 | Fiber Optic Patch Cord, Simplex, 0.9mm, LSZH, Singlemode, SC/UPC to SC/UPC, Yellow, 1 m | CommScope® |  | 210 | Fiber patch cord ¦ simplex
HCA-H01F |  | Variant of HCA | Fiber Optic Drop Cable Assembly, PRODIGY™ Hardened full size Connector Core to Stub, 3.4mm Indoor/outdoor round Cable |  |  |  | Fiber drop cable assembly
HCA-PJ1G |  | Variant of HCA | Fiber Optic Drop Cable assembly/Extender , PRODIGY™ Connector w/ Female Full Size and Bayonet Converter + male full size converter included. 4.5 mm round cable |  | PRODIGY™ | HCA | Fiber drop cable assembly
HCA-DP1F |  | Variant of HCA | Fiber Optic Drop Cable assembly/Extender , PRODIGY™ Connector w/ Female Full Size and Bayonet Converter + male full size and Bayonet converter included. 3.4 mm round cable |  | PRODIGY™ | HCA | Fiber drop cable assembly
FID-SG-010M-01A-SG |  | Variant of FID | Fiber Optic Indoor/outdoor 3 mm Drop Cable Assembly, SC/APC-SC/APC, 10 M |  |  | FID | Fiber drop cable assembly |  | Discontinued
FID-LG-010M-01A-LG |  | Variant of FID | Fiber Optic Indoor/outdoor 3 mm Drop Cable Assembly, LC/APC-LC/APC, 10 M |  |  | FID | Fiber drop cable assembly |  | Discontinued
UNGQXLUTS |  | Base Product | Singlemode MPO8 APC pinned to LC/UPC Uniboot Ruggedized fanout Cable, 32-Fiber, Dual Rated (OFNR/LSZH), 8 fiber PmP 2.0 mm | CommScope® | Propel ¦ SYSTIMAX ULL |  | Ruggedized fanout
UNVQZLUTS |  | Base Product | Ultra Low Loss ULL OM5 MPO8 APC pinned to LC/UPC Uniboot Ruggedized fanout Cable, 32-Fiber, Dual Rated (OFNR/LSZH), 8 fiber PmP 2.0 mm | CommScope® | Propel ¦ SYSTIMAX ULL |  | Ruggedized fanout
U4VQXLUTL |  | Base Product | Ultra Low Loss ULL OM5 MPO8 UPC pinned to LC/UPC Uniboot Ruggedized fanout Cable, 96-Fiber, LSZH, 8 fiber PmP 2.0 mm /B2ca | CommScope® | Propel ¦ SYSTIMAX ULL |  | Ruggedized fanout
UNGQXLUTU |  | Base Product | Singlemode MPO8 APC pinned to LC/UPC Uniboot Ruggedized fanout Cable, 64-Fiber, Dual Rated (OFNR/LSZH), 8 fiber PmP 2.0 mm | CommScope® | Propel ¦ SYSTIMAX ULL |  | Ruggedized fanout
U4XQPLUT8 |  | Base Product | Ultra Low Loss ULL OM4 MPO8 UPC non-pinned to LC/UPC Uniboot Ruggedized fanout Cable, 8-Fiber, LSZH, 8 fiber PmP 2.0 mm /B2ca | CommScope® | Propel ¦ SYSTIMAX ULL |  | Ruggedized fanout
U4VQXLUTM |  | Base Product | Ultra Low Loss ULL OM5 MPO8 UPC pinned to LC/UPC Uniboot Ruggedized fanout Cable, 144-Fiber, LSZH, 8 fiber PmP 2.0 mm /B2ca | CommScope® | Propel ¦ SYSTIMAX ULL |  | Ruggedized fanout
UNVQPLUT8 |  | Base Product | Ultra Low Loss ULL OM5 MPO8 UPC non-pinned to LC/UPC Uniboot Ruggedized fanout Cable, 8-Fiber, Dual Rated (OFNR/LSZH), 8 fiber PmP 2.0 mm | CommScope® | Propel ¦ SYSTIMAX ULL |  | Ruggedized fanout
UNXQPLUT8 |  | Base Product | Ultra Low Loss ULL OM4 MPO8 UPC non-pinned to LC/UPC Uniboot Ruggedized fanout Cable, 8-Fiber, Dual Rated (OFNR/LSZH), 8 fiber PmP 2.0 mm | CommScope® | Propel ¦ SYSTIMAX ULL |  | Ruggedized fanout
UNXQPLUTF |  | Base Product | Ultra Low Loss ULL OM4 MPO8 UPC non-pinned to LC/UPC Uniboot Ruggedized fanout Cable, 24-Fiber, Dual Rated (OFNR/LSZH), 8 fiber PmP 2.0 mm | CommScope® | Propel ¦ SYSTIMAX ULL |  | Ruggedized fanout
ULVQPLUTF |  | Base Product | Ultra Low Loss ULL OM5 MPO8 UPC non-pinned to LC/UPC Uniboot Ruggedized fanout Cable, 24-Fiber, Plenum, 8 fiber PmP 2.0 mm | CommScope® | Propel ¦ SYSTIMAX ULL |  | Ruggedized fanout
U4VQXLUTR |  | Base Product | Ultra Low Loss ULL OM5 MPO8 UPC pinned to LC/UPC Uniboot Ruggedized fanout Cable, 16-Fiber, LSZH, 8 fiber PmP 2.0 mm /B2ca | CommScope® | Propel ¦ SYSTIMAX ULL |  | Ruggedized fanout
UNVQPLUTF |  | Base Product | Ultra Low Loss ULL OM5 MPO8 UPC non-pinned to LC/UPC Uniboot Ruggedized fanout Cable, 24-Fiber, Dual Rated (OFNR/LSZH), 8 fiber PmP 2.0 mm | CommScope® | Propel ¦ SYSTIMAX ULL |  | Ruggedized fanout
U4XQZLUTM |  | Base Product | Ultra Low Loss ULL OM4 MPO8 APC pinned to LC/UPC Uniboot Ruggedized fanout Cable, 144-Fiber, LSZH, 8 fiber PmP 2.0 mm /B2ca | CommScope® | Propel ¦ SYSTIMAX ULL |  | Ruggedized fanout
UNVQPLUTH |  | Base Product | Ultra Low Loss ULL OM5 MPO8 UPC non-pinned to LC/UPC Uniboot Ruggedized fanout Cable, 48-Fiber, Dual Rated (OFNR/LSZH), 8 fiber PmP 2.0 mm | CommScope® | Propel ¦ SYSTIMAX ULL |  | Ruggedized fanout
U4XQPLUTK |  | Base Product | Ultra Low Loss ULL OM4 MPO8 UPC non-pinned to LC/UPC Uniboot Ruggedized fanout Cable, 72-Fiber, LSZH, 8 fiber PmP 2.0 mm /B2ca | CommScope® | Propel ¦ SYSTIMAX ULL |  | Ruggedized fanout
ULVQZLUTK |  | Base Product | Ultra Low Loss ULL OM5 MPO8 APC pinned to LC/UPC Uniboot Ruggedized fanout Cable, 72-Fiber, Plenum, 8 fiber PmP 2.0 mm | CommScope® | Propel ¦ SYSTIMAX ULL |  | Ruggedized fanout
UNVQPLUTK |  | Base Product | Ultra Low Loss ULL OM5 MPO8 UPC non-pinned to LC/UPC Uniboot Ruggedized fanout Cable, 72-Fiber, Dual Rated (OFNR/LSZH), 8 fiber PmP 2.0 mm | CommScope® | Propel ¦ SYSTIMAX ULL |  | Ruggedized fanout
U4GQPLUTH |  | Base Product | Singlemode MPO8 APC non-pinned to LC/UPC Uniboot Ruggedized fanout Cable, 48-Fiber, LSZH, 8 fiber PmP 2.0 mm /B2ca | CommScope® | Propel ¦ SYSTIMAX ULL |  | Ruggedized fanout
ULVQPLUTK |  | Base Product | Ultra Low Loss ULL OM5 MPO8 UPC non-pinned to LC/UPC Uniboot Ruggedized fanout Cable, 72-Fiber, Plenum, 8 fiber PmP 2.0 mm | CommScope® | Propel ¦ SYSTIMAX ULL |  | Ruggedized fanout
ULVQZLUTL |  | Base Product | Ultra Low Loss ULL OM5 MPO8 APC pinned to LC/UPC Uniboot Ruggedized fanout Cable, 96-Fiber, Plenum, 8 fiber PmP 2.0 mm | CommScope® | Propel ¦ SYSTIMAX ULL |  | Ruggedized fanout
U4XQPLUTL |  | Base Product | Ultra Low Loss ULL OM4 MPO8 UPC non-pinned to LC/UPC Uniboot Ruggedized fanout Cable, 96-Fiber, LSZH, 8 fiber PmP 2.0 mm /B2ca | CommScope® | Propel ¦ SYSTIMAX ULL |  | Ruggedized fanout
UNXQPLUTL |  | Base Product | Ultra Low Loss ULL OM4 MPO8 UPC non-pinned to LC/UPC Uniboot Ruggedized fanout Cable, 96-Fiber, Dual Rated (OFNR/LSZH), 8 fiber PmP 2.0 mm | CommScope® | Propel ¦ SYSTIMAX ULL |  | Ruggedized fanout
UNVQPLUTL |  | Base Product | Ultra Low Loss ULL OM5 MPO8 UPC non-pinned to LC/UPC Uniboot Ruggedized fanout Cable, 96-Fiber, Dual Rated (OFNR/LSZH), 8 fiber PmP 2.0 mm | CommScope® | Propel ¦ SYSTIMAX ULL |  | Ruggedized fanout
U4XQPLUTM |  | Base Product | Ultra Low Loss ULL OM4 MPO8 UPC non-pinned to LC/UPC Uniboot Ruggedized fanout Cable, 144-Fiber, LSZH, 8 fiber PmP 2.0 mm /B2ca | CommScope® | Propel ¦ SYSTIMAX ULL |  | Ruggedized fanout
U4VQZLUT8 |  | Base Product | Ultra Low Loss ULL OM5 MPO8 APC pinned to LC/UPC Uniboot Ruggedized fanout Cable, 8-Fiber, LSZH, 8 fiber PmP 2.0 mm /B2ca | CommScope® | Propel ¦ SYSTIMAX ULL |  | Ruggedized fanout
ULVQZLUTM |  | Base Product | Ultra Low Loss ULL OM5 MPO8 APC pinned to LC/UPC Uniboot Ruggedized fanout Cable, 144-Fiber, Plenum, 8 fiber PmP 2.0 mm | CommScope® | Propel ¦ SYSTIMAX ULL |  | Ruggedized fanout
U4GQPLUTK |  | Base Product | Singlemode MPO8 APC non-pinned to LC/UPC Uniboot Ruggedized fanout Cable, 72-Fiber, LSZH, 8 fiber PmP 2.0 mm /B2ca | CommScope® | Propel ¦ SYSTIMAX ULL |  | Ruggedized fanout
ULVQPLUTL |  | Base Product | Ultra Low Loss ULL OM5 MPO8 UPC non-pinned to LC/UPC Uniboot Ruggedized fanout Cable, 96-Fiber, Plenum, 8 fiber PmP 2.0 mm | CommScope® | Propel ¦ SYSTIMAX ULL |  | Ruggedized fanout
ULGQPLUTS |  | Base Product | Singlemode MPO8 APC non-pinned to LC/UPC Uniboot Ruggedized fanout Cable, 32-Fiber, Plenum, 8 fiber PmP 2.0 mm | CommScope® | Propel ¦ SYSTIMAX ULL |  | Ruggedized fanout
UNXQPLUTR |  | Base Product | Ultra Low Loss ULL OM4 MPO8 UPC non-pinned to LC/UPC Uniboot Ruggedized fanout Cable, 16-Fiber, Dual Rated (OFNR/LSZH), 8 fiber PmP 2.0 mm | CommScope® | Propel ¦ SYSTIMAX ULL |  | Ruggedized fanout
U4VQZLUTF |  | Base Product | Ultra Low Loss ULL OM5 MPO8 APC pinned to LC/UPC Uniboot Ruggedized fanout Cable, 24-Fiber, LSZH, 8 fiber PmP 2.0 mm /B2ca | CommScope® | Propel ¦ SYSTIMAX ULL |  | Ruggedized fanout
ULVQZLUTN |  | Base Product | Ultra Low Loss ULL OM5 MPO8 APC pinned to LC/UPC Uniboot Ruggedized fanout Cable, 192-Fiber, Plenum, 8 fiber PmP 2.0 mm | CommScope® | Propel ¦ SYSTIMAX ULL |  | Ruggedized fanout
U4XQPLUTN |  | Base Product | Ultra Low Loss ULL OM4 MPO8 UPC non-pinned to LC/UPC Uniboot Ruggedized fanout Cable, 192-Fiber, LSZH, 8 fiber PmP 2.0 mm /B2ca | CommScope® | Propel ¦ SYSTIMAX ULL |  | Ruggedized fanout
UNXQPLUTS |  | Base Product | Ultra Low Loss ULL OM4 MPO8 UPC non-pinned to LC/UPC Uniboot Ruggedized fanout Cable, 32-Fiber, Dual Rated (OFNR/LSZH), 8 fiber PmP 2.0 mm | CommScope® | Propel ¦ SYSTIMAX ULL |  | Ruggedized fanout
ULVQZLUTR |  | Base Product | Ultra Low Loss ULL OM5 MPO8 APC pinned to LC/UPC Uniboot Ruggedized fanout Cable, 16-Fiber, Plenum, 8 fiber PmP 2.0 mm | CommScope® | Propel ¦ SYSTIMAX ULL |  | Ruggedized fanout
U4GQPLUTM |  | Base Product | Singlemode MPO8 APC non-pinned to LC/UPC Uniboot Ruggedized fanout Cable, 144-Fiber, LSZH, 8 fiber PmP 2.0 mm /B2ca | CommScope® | Propel ¦ SYSTIMAX ULL |  | Ruggedized fanout
U4XQPLUTR |  | Base Product | Ultra Low Loss ULL OM4 MPO8 UPC non-pinned to LC/UPC Uniboot Ruggedized fanout Cable, 16-Fiber, LSZH, 8 fiber PmP 2.0 mm /B2ca | CommScope® | Propel ¦ SYSTIMAX ULL |  | Ruggedized fanout
U4XQZLUTR |  | Base Product | Ultra Low Loss ULL OM4 MPO8 APC pinned to LC/UPC Uniboot Ruggedized fanout Cable, 16-Fiber, LSZH, 8 fiber PmP 2.0 mm /B2ca | CommScope® | Propel ¦ SYSTIMAX ULL |  | Ruggedized fanout
ULXQVLUT8 |  | Base Product | Ultra Low Loss ULL OM4 MPO8 APC non-pinned to LC/UPC Uniboot Ruggedized fanout Cable, 8-Fiber, Plenum, 8 fiber PmP 2.0 mm | CommScope® | Propel ¦ SYSTIMAX ULL |  | Ruggedized fanout
UNXQPLUTU |  | Base Product | Ultra Low Loss ULL OM4 MPO8 UPC non-pinned to LC/UPC Uniboot Ruggedized fanout Cable, 64-Fiber, Dual Rated (OFNR/LSZH), 8 fiber PmP 2.0 mm | CommScope® | Propel ¦ SYSTIMAX ULL |  | Ruggedized fanout
ULVQPLUTN |  | Base Product | Ultra Low Loss ULL OM5 MPO8 UPC non-pinned to LC/UPC Uniboot Ruggedized fanout Cable, 192-Fiber, Plenum, 8 fiber PmP 2.0 mm | CommScope® | Propel ¦ SYSTIMAX ULL |  | Ruggedized fanout
ULGQXLUT8 |  | Base Product | Singlemode MPO8 APC pinned to LC/UPC Uniboot Ruggedized fanout Cable, 8-Fiber, Plenum, 8 fiber PmP 2.0 mm | CommScope® | Propel ¦ SYSTIMAX ULL |  | Ruggedized fanout
U4XQPLUTS |  | Base Product | Ultra Low Loss ULL OM4 MPO8 UPC non-pinned to LC/UPC Uniboot Ruggedized fanout Cable, 32-Fiber, LSZH, 8 fiber PmP 2.0 mm /B2ca | CommScope® | Propel ¦ SYSTIMAX ULL |  | Ruggedized fanout
U4VQPLUTH |  | Base Product | Ultra Low Loss ULL OM5 MPO8 UPC non-pinned to LC/UPC Uniboot Ruggedized fanout Cable, 8-Fiber, LSZH, 8 fiber PmP 2.0 mm /B2ca | CommScope® | Propel ¦ SYSTIMAX ULL |  | Ruggedized fanout
U4VQZLUTL |  | Base Product | Ultra Low Loss ULL OM5 MPO8 APC pinned to LC/UPC Uniboot Ruggedized fanout Cable, 96-Fiber, LSZH, 8 fiber PmP 2.0 mm /B2ca | CommScope® | Propel ¦ SYSTIMAX ULL |  | Ruggedized fanout
U4GQPLUTR |  | Base Product | Singlemode MPO8 APC non-pinned to LC/UPC Uniboot Ruggedized fanout Cable, 16-Fiber, LSZH, 8 fiber PmP 2.0 mm /B2ca | CommScope® | Propel ¦ SYSTIMAX ULL |  | Ruggedized fanout
U4XQPLUTU |  | Base Product | Ultra Low Loss ULL OM4 MPO8 UPC non-pinned to LC/UPC Uniboot Ruggedized fanout Cable, 64-Fiber, LSZH, 8 fiber PmP 2.0 mm /B2ca | CommScope® | Propel ¦ SYSTIMAX ULL |  | Ruggedized fanout
ULXQVLUTH |  | Base Product | Ultra Low Loss ULL OM4 MPO8 APC non-pinned to LC/UPC Uniboot Ruggedized fanout Cable, 48-Fiber, Plenum, 8 fiber PmP 2.0 mm | CommScope® | Propel ¦ SYSTIMAX ULL |  | Ruggedized fanout
ULVQPLUTS |  | Base Product | Ultra Low Loss ULL OM5 MPO8 UPC non-pinned to LC/UPC Uniboot Ruggedized fanout Cable, 32-Fiber, Plenum, 8 fiber PmP 2.0 mm | CommScope® | Propel ¦ SYSTIMAX ULL |  | Ruggedized fanout
ULXQVLUTK |  | Base Product | Ultra Low Loss ULL OM4 MPO8 APC non-pinned to LC/UPC Uniboot Ruggedized fanout Cable, 72-Fiber, Plenum, 8 fiber PmP 2.0 mm | CommScope® | Propel ¦ SYSTIMAX ULL |  | Ruggedized fanout
ULVQPLUTU |  | Base Product | Ultra Low Loss ULL OM5 MPO8 UPC non-pinned to LC/UPC Uniboot Ruggedized fanout Cable, 64-Fiber, Plenum, 8 fiber PmP 2.0 mm | CommScope® | Propel ¦ SYSTIMAX ULL |  | Ruggedized fanout
U4GQPLUTU |  | Base Product | Singlemode MPO8 APC non-pinned to LC/UPC Uniboot Ruggedized fanout Cable, 64-Fiber, LSZH, 8 fiber PmP 2.0 mm /B2ca | CommScope® | Propel ¦ SYSTIMAX ULL |  | Ruggedized fanout
UNVQVLUTF |  | Base Product | Ultra Low Loss ULL OM5 MPO8 APC non-pinned to LC/UPC Uniboot Ruggedized fanout Cable, 24-Fiber, Dual Rated (OFNR/LSZH), 8 fiber PmP 2.0 mm | CommScope® | Propel ¦ SYSTIMAX ULL |  | Ruggedized fanout
U4XQVLUTF |  | Base Product | Ultra Low Loss ULL OM4 MPO8 APC non-pinned to LC/UPC Uniboot Ruggedized fanout Cable, 24-Fiber, LSZH, 8 fiber PmP 2.0 mm /B2ca | CommScope® | Propel ¦ SYSTIMAX ULL |  | Ruggedized fanout
ULXQVLUTL |  | Base Product | Ultra Low Loss ULL OM4 MPO8 APC non-pinned to LC/UPC Uniboot Ruggedized fanout Cable, 96-Fiber, Plenum, 8 fiber PmP 2.0 mm | CommScope® | Propel ¦ SYSTIMAX ULL |  | Ruggedized fanout
U4VQZLUTR |  | Base Product | Ultra Low Loss ULL OM5 MPO8 APC pinned to LC/UPC Uniboot Ruggedized fanout Cable, 16-Fiber, LSZH, 8 fiber PmP 2.0 mm /B2ca | CommScope® | Propel ¦ SYSTIMAX ULL |  | Ruggedized fanout
U4XQVLUTH |  | Base Product | Ultra Low Loss ULL OM4 MPO8 APC non-pinned to LC/UPC Uniboot Ruggedized fanout Cable, 48-Fiber, LSZH, 8 fiber PmP 2.0 mm /B2ca | CommScope® | Propel ¦ SYSTIMAX ULL |  | Ruggedized fanout
U4VQZLUTS |  | Base Product | Ultra Low Loss ULL OM5 MPO8 APC pinned to LC/UPC Uniboot Ruggedized fanout Cable, 32-Fiber, LSZH, 8 fiber PmP 2.0 mm /B2ca | CommScope® | Propel ¦ SYSTIMAX ULL |  | Ruggedized fanout
ULVQVLUTF |  | Base Product | Ultra Low Loss ULL OM5 MPO8 APC non-pinned to LC/UPC Uniboot Ruggedized fanout Cable, 24-Fiber, Plenum, 8 fiber PmP 2.0 mm | CommScope® | Propel ¦ SYSTIMAX ULL |  | Ruggedized fanout
UNVQVLUTK |  | Base Product | Ultra Low Loss ULL OM5 MPO8 APC non-pinned to LC/UPC Uniboot Ruggedized fanout Cable, 72-Fiber, Dual Rated (OFNR/LSZH), 8 fiber PmP 2.0 mm | CommScope® | Propel ¦ SYSTIMAX ULL |  | Ruggedized fanout
U4VQPLUTN |  | Base Product | Ultra Low Loss ULL OM5 MPO8 UPC non-pinned to LC/UPC Uniboot Ruggedized fanout Cable, 8-Fiber, LSZH, 8 fiber PmP 2.0 mm /B2ca | CommScope® | Propel ¦ SYSTIMAX ULL |  | Ruggedized fanout
U4GQXLUTF |  | Base Product | Singlemode MPO8 APC pinned to LC/UPC Uniboot Ruggedized fanout Cable, 24-Fiber, LSZH, 8 fiber PmP 2.0 mm /B2ca | CommScope® | Propel ¦ SYSTIMAX ULL |  | Ruggedized fanout
ULGQXLUTH |  | Base Product | Singlemode MPO8 APC pinned to LC/UPC Uniboot Ruggedized fanout Cable, 48-Fiber, Plenum, 8 fiber PmP 2.0 mm | CommScope® | Propel ¦ SYSTIMAX ULL |  | Ruggedized fanout
UNVQVLUTL |  | Base Product | Ultra Low Loss ULL OM5 MPO8 APC non-pinned to LC/UPC Uniboot Ruggedized fanout Cable, 96-Fiber, Dual Rated (OFNR/LSZH), 8 fiber PmP 2.0 mm | CommScope® | Propel ¦ SYSTIMAX ULL |  | Ruggedized fanout
ULXQVLUTN |  | Base Product | Ultra Low Loss ULL OM4 MPO8 APC non-pinned to LC/UPC Uniboot Ruggedized fanout Cable, 192-Fiber, Plenum, 8 fiber PmP 2.0 mm | CommScope® | Propel ¦ SYSTIMAX ULL |  | Ruggedized fanout
U4GQXLUTH |  | Base Product | Singlemode MPO8 APC pinned to LC/UPC Uniboot Ruggedized fanout Cable, 48-Fiber, LSZH, 8 fiber PmP 2.0 mm /B2ca | CommScope® | Propel ¦ SYSTIMAX ULL |  | Ruggedized fanout
ULGQXLUTK |  | Base Product | Singlemode MPO8 APC pinned to LC/UPC Uniboot Ruggedized fanout Cable, 72-Fiber, Plenum, 8 fiber PmP 2.0 mm | CommScope® | Propel ¦ SYSTIMAX ULL |  | Ruggedized fanout
U4GQXLUTK |  | Base Product | Singlemode MPO8 APC pinned to LC/UPC Uniboot Ruggedized fanout Cable, 72-Fiber, LSZH, 8 fiber PmP 2.0 mm /B2ca | CommScope® | Propel ¦ SYSTIMAX ULL |  | Ruggedized fanout
ULGQXLUTL |  | Base Product | Singlemode MPO8 APC pinned to LC/UPC Uniboot Ruggedized fanout Cable, 96-Fiber, Plenum, 8 fiber PmP 2.0 mm | CommScope® | Propel ¦ SYSTIMAX ULL |  | Ruggedized fanout
U4XQVLUTL |  | Base Product | Ultra Low Loss ULL OM4 MPO8 APC non-pinned to LC/UPC Uniboot Ruggedized fanout Cable, 96-Fiber, LSZH, 8 fiber PmP 2.0 mm /B2ca | CommScope® | Propel ¦ SYSTIMAX ULL |  | Ruggedized fanout
ULXQVLUTR |  | Base Product | Ultra Low Loss ULL OM4 MPO8 APC non-pinned to LC/UPC Uniboot Ruggedized fanout Cable, 16-Fiber, Plenum, 8 fiber PmP 2.0 mm | CommScope® | Propel ¦ SYSTIMAX ULL |  | Ruggedized fanout
U4VQPLUTS |  | Base Product | Ultra Low Loss ULL OM5 MPO8 UPC non-pinned to LC/UPC Uniboot Ruggedized fanout Cable, 8-Fiber, LSZH, 8 fiber PmP 2.0 mm /B2ca | CommScope® | Propel ¦ SYSTIMAX ULL |  | Ruggedized fanout
ULVQVLUTL |  | Base Product | Ultra Low Loss ULL OM5 MPO8 APC non-pinned to LC/UPC Uniboot Ruggedized fanout Cable, 96-Fiber, Plenum, 8 fiber PmP 2.0 mm | CommScope® | Propel ¦ SYSTIMAX ULL |  | Ruggedized fanout
U4GQXLUTL |  | Base Product | Singlemode MPO8 APC pinned to LC/UPC Uniboot Ruggedized fanout Cable, 96-Fiber, LSZH, 8 fiber PmP 2.0 mm /B2ca | CommScope® | Propel ¦ SYSTIMAX ULL |  | Ruggedized fanout
ULXQVLUTS |  | Base Product | Ultra Low Loss ULL OM4 MPO8 APC non-pinned to LC/UPC Uniboot Ruggedized fanout Cable, 32-Fiber, Plenum, 8 fiber PmP 2.0 mm | CommScope® | Propel ¦ SYSTIMAX ULL |  | Ruggedized fanout
ULGQXLUTM |  | Base Product | Singlemode MPO8 APC pinned to LC/UPC Uniboot Ruggedized fanout Cable, 144-Fiber, Plenum, 8 fiber PmP 2.0 mm | CommScope® | Propel ¦ SYSTIMAX ULL |  | Ruggedized fanout
UNVQVLUTS |  | Base Product | Ultra Low Loss ULL OM5 MPO8 APC non-pinned to LC/UPC Uniboot Ruggedized fanout Cable, 32-Fiber, Dual Rated (OFNR/LSZH), 8 fiber PmP 2.0 mm | CommScope® | Propel ¦ SYSTIMAX ULL |  | Ruggedized fanout
UNXQVLUTL |  | Base Product | Ultra Low Loss ULL OM4 MPO8 APC non-pinned to LC/UPC Uniboot Ruggedized fanout Cable, 96-Fiber, Dual Rated (OFNR/LSZH), 8 fiber PmP 2.0 mm | CommScope® | Propel ¦ SYSTIMAX ULL |  | Ruggedized fanout
U4XQVLUTN |  | Base Product | Ultra Low Loss ULL OM4 MPO8 APC non-pinned to LC/UPC Uniboot Ruggedized fanout Cable, 192-Fiber, LSZH, 8 fiber PmP 2.0 mm /B2ca | CommScope® | Propel ¦ SYSTIMAX ULL |  | Ruggedized fanout
UNVQVLUTU |  | Base Product | Ultra Low Loss ULL OM5 MPO8 APC non-pinned to LC/UPC Uniboot Ruggedized fanout Cable, 64-Fiber, Dual Rated (OFNR/LSZH), 8 fiber PmP 2.0 mm | CommScope® | Propel ¦ SYSTIMAX ULL |  | Ruggedized fanout
U4VQVLUT8 |  | Base Product | Ultra Low Loss ULL OM5 MPO8 APC non-pinned to LC/UPC Uniboot Ruggedized fanout Cable, 8-Fiber, LSZH, 8 fiber PmP 2.0 mm /B2ca | CommScope® | Propel ¦ SYSTIMAX ULL |  | Ruggedized fanout
ULXQVLUTU |  | Base Product | Ultra Low Loss ULL OM4 MPO8 APC non-pinned to LC/UPC Uniboot Ruggedized fanout Cable, 64-Fiber, Plenum, 8 fiber PmP 2.0 mm | CommScope® | Propel ¦ SYSTIMAX ULL |  | Ruggedized fanout
ULGQXLUTN |  | Base Product | Singlemode MPO8 APC pinned to LC/UPC Uniboot Ruggedized fanout Cable, 192-Fiber, Plenum, 8 fiber PmP 2.0 mm | CommScope® | Propel ¦ SYSTIMAX ULL |  | Ruggedized fanout
ULVQVLUTM |  | Base Product | Ultra Low Loss ULL OM5 MPO8 APC non-pinned to LC/UPC Uniboot Ruggedized fanout Cable, 144-Fiber, Plenum, 8 fiber PmP 2.0 mm | CommScope® | Propel ¦ SYSTIMAX ULL |  | Ruggedized fanout
U4XQVLUTR |  | Base Product | Ultra Low Loss ULL OM4 MPO8 APC non-pinned to LC/UPC Uniboot Ruggedized fanout Cable, 16-Fiber, LSZH, 8 fiber PmP 2.0 mm /B2ca | CommScope® | Propel ¦ SYSTIMAX ULL |  | Ruggedized fanout
ULXQXLUT8 |  | Base Product | Ultra Low Loss ULL OM4 MPO8 UPC pinned to LC/UPC Uniboot Ruggedized fanout Cable, 8-Fiber, Plenum, 8 fiber PmP 2.0 mm | CommScope® | Propel ¦ SYSTIMAX ULL |  | Ruggedized fanout
U4VQVLUTF |  | Base Product | Ultra Low Loss ULL OM5 MPO8 APC non-pinned to LC/UPC Uniboot Ruggedized fanout Cable, 24-Fiber, LSZH, 8 fiber PmP 2.0 mm /B2ca | CommScope® | Propel ¦ SYSTIMAX ULL |  | Ruggedized fanout
ULGQXLUTR |  | Base Product | Singlemode MPO8 APC pinned to LC/UPC Uniboot Ruggedized fanout Cable, 16-Fiber, Plenum, 8 fiber PmP 2.0 mm | CommScope® | Propel ¦ SYSTIMAX ULL |  | Ruggedized fanout
ULVQVLUTN |  | Base Product | Ultra Low Loss ULL OM5 MPO8 APC non-pinned to LC/UPC Uniboot Ruggedized fanout Cable, 192-Fiber, Plenum, 8 fiber PmP 2.0 mm | CommScope® | Propel ¦ SYSTIMAX ULL |  | Ruggedized fanout
UNXQVLUTS |  | Base Product | Ultra Low Loss ULL OM4 MPO8 APC non-pinned to LC/UPC Uniboot Ruggedized fanout Cable, 32-Fiber, Dual Rated (OFNR/LSZH), 8 fiber PmP 2.0 mm | CommScope® | Propel ¦ SYSTIMAX ULL |  | Ruggedized fanout
U4VQVLUTH |  | Base Product | Ultra Low Loss ULL OM5 MPO8 APC non-pinned to LC/UPC Uniboot Ruggedized fanout Cable, 48-Fiber, LSZH, 8 fiber PmP 2.0 mm /B2ca | CommScope® | Propel ¦ SYSTIMAX ULL |  | Ruggedized fanout
ULVQVLUTR |  | Base Product | Ultra Low Loss ULL OM5 MPO8 APC non-pinned to LC/UPC Uniboot Ruggedized fanout Cable, 16-Fiber, Plenum, 8 fiber PmP 2.0 mm | CommScope® | Propel ¦ SYSTIMAX ULL |  | Ruggedized fanout
UNGQPLUTH |  | Base Product | Singlemode MPO8 APC non-pinned to LC/UPC Uniboot Ruggedized fanout Cable, 48-Fiber, Dual Rated (OFNR/LSZH), 8 fiber PmP 2.0 mm | CommScope® | Propel ¦ SYSTIMAX ULL |  | Ruggedized fanout
U4VQVLUTK |  | Base Product | Ultra Low Loss ULL OM5 MPO8 APC non-pinned to LC/UPC Uniboot Ruggedized fanout Cable, 72-Fiber, LSZH, 8 fiber PmP 2.0 mm /B2ca | CommScope® | Propel ¦ SYSTIMAX ULL |  | Ruggedized fanout
ULXQXLUTH |  | Base Product | Ultra Low Loss ULL OM4 MPO8 UPC pinned to LC/UPC Uniboot Ruggedized fanout Cable, 48-Fiber, Plenum, 8 fiber PmP 2.0 mm | CommScope® | Propel ¦ SYSTIMAX ULL |  | Ruggedized fanout
ULVQVLUTS |  | Base Product | Ultra Low Loss ULL OM5 MPO8 APC non-pinned to LC/UPC Uniboot Ruggedized fanout Cable, 32-Fiber, Plenum, 8 fiber PmP 2.0 mm | CommScope® | Propel ¦ SYSTIMAX ULL |  | Ruggedized fanout
UNVQXLUTK |  | Base Product | Ultra Low Loss ULL OM5 MPO8 UPC pinned to LC/UPC Uniboot Ruggedized fanout Cable, 72-Fiber, Dual Rated (OFNR/LSZH), 8 fiber PmP 2.0 mm | CommScope® | Propel ¦ SYSTIMAX ULL |  | Ruggedized fanout
ULXQXLUTK |  | Base Product | Ultra Low Loss ULL OM4 MPO8 UPC pinned to LC/UPC Uniboot Ruggedized fanout Cable, 72-Fiber, Plenum, 8 fiber PmP 2.0 mm | CommScope® | Propel ¦ SYSTIMAX ULL |  | Ruggedized fanout
U4VQVLUTL |  | Base Product | Ultra Low Loss ULL OM5 MPO8 APC non-pinned to LC/UPC Uniboot Ruggedized fanout Cable, 96-Fiber, LSZH, 8 fiber PmP 2.0 mm /B2ca | CommScope® | Propel ¦ SYSTIMAX ULL |  | Ruggedized fanout
ULVQVLUTU |  | Base Product | Ultra Low Loss ULL OM5 MPO8 APC non-pinned to LC/UPC Uniboot Ruggedized fanout Cable, 64-Fiber, Plenum, 8 fiber PmP 2.0 mm | CommScope® | Propel ¦ SYSTIMAX ULL |  | Ruggedized fanout
U4XQXLUTF |  | Base Product | Ultra Low Loss ULL OM4 MPO8 UPC pinned to LC/UPC Uniboot Ruggedized fanout Cable, 24-Fiber, LSZH, 8 fiber PmP 2.0 mm /B2ca | CommScope® | Propel ¦ SYSTIMAX ULL |  | Ruggedized fanout
UNXQXLUTF |  | Base Product | Ultra Low Loss ULL OM4 MPO8 UPC pinned to LC/UPC Uniboot Ruggedized fanout Cable, 24-Fiber, Dual Rated (OFNR/LSZH), 8 fiber PmP 2.0 mm | CommScope® | Propel ¦ SYSTIMAX ULL |  | Ruggedized fanout
UNVQXLUTL |  | Base Product | Ultra Low Loss ULL OM5 MPO8 UPC pinned to LC/UPC Uniboot Ruggedized fanout Cable, 96-Fiber, Dual Rated (OFNR/LSZH), 8 fiber PmP 2.0 mm | CommScope® | Propel ¦ SYSTIMAX ULL |  | Ruggedized fanout
UNXQXLUTH |  | Base Product | Ultra Low Loss ULL OM4 MPO8 UPC pinned to LC/UPC Uniboot Ruggedized fanout Cable, 48-Fiber, Dual Rated (OFNR/LSZH), 8 fiber PmP 2.0 mm | CommScope® | Propel ¦ SYSTIMAX ULL |  | Ruggedized fanout
UNVQXLUTR |  | Base Product | Ultra Low Loss ULL OM5 MPO8 UPC pinned to LC/UPC Uniboot Ruggedized fanout Cable, 16-Fiber, Dual Rated (OFNR/LSZH), 8 fiber PmP 2.0 mm | CommScope® | Propel ¦ SYSTIMAX ULL |  | Ruggedized fanout
U4XQXLUTK |  | Base Product | Ultra Low Loss ULL OM4 MPO8 UPC pinned to LC/UPC Uniboot Ruggedized fanout Cable, 72-Fiber, LSZH, 8 fiber PmP 2.0 mm /B2ca | CommScope® | Propel ¦ SYSTIMAX ULL |  | Ruggedized fanout
UNXQXLUTK |  | Base Product | Ultra Low Loss ULL OM4 MPO8 UPC pinned to LC/UPC Uniboot Ruggedized fanout Cable, 72-Fiber, Dual Rated (OFNR/LSZH), 8 fiber PmP 2.0 mm | CommScope® | Propel ¦ SYSTIMAX ULL |  | Ruggedized fanout
ULGQXLUTU |  | Base Product | Singlemode MPO8 APC pinned to LC/UPC Uniboot Ruggedized fanout Cable, 64-Fiber, Plenum, 8 fiber PmP 2.0 mm | CommScope® | Propel ¦ SYSTIMAX ULL |  | Ruggedized fanout
ULVQXLUTF |  | Base Product | Ultra Low Loss ULL OM5 MPO8 UPC pinned to LC/UPC Uniboot Ruggedized fanout Cable, 24-Fiber, Plenum, 8 fiber PmP 2.0 mm | CommScope® | Propel ¦ SYSTIMAX ULL |  | Ruggedized fanout
UNVQXLUTS |  | Base Product | Ultra Low Loss ULL OM5 MPO8 UPC pinned to LC/UPC Uniboot Ruggedized fanout Cable, 32-Fiber, Dual Rated (OFNR/LSZH), 8 fiber PmP 2.0 mm | CommScope® | Propel ¦ SYSTIMAX ULL |  | Ruggedized fanout
U4VQVLUTR |  | Base Product | Ultra Low Loss ULL OM5 MPO8 APC non-pinned to LC/UPC Uniboot Ruggedized fanout Cable, 16-Fiber, LSZH, 8 fiber PmP 2.0 mm /B2ca | CommScope® | Propel ¦ SYSTIMAX ULL |  | Ruggedized fanout
UNXQXLUTL |  | Base Product | Ultra Low Loss ULL OM4 MPO8 UPC pinned to LC/UPC Uniboot Ruggedized fanout Cable, 96-Fiber, Dual Rated (OFNR/LSZH), 8 fiber PmP 2.0 mm | CommScope® | Propel ¦ SYSTIMAX ULL |  | Ruggedized fanout
UNVQXLUTU |  | Base Product | Ultra Low Loss ULL OM5 MPO8 UPC pinned to LC/UPC Uniboot Ruggedized fanout Cable, 64-Fiber, Dual Rated (OFNR/LSZH), 8 fiber PmP 2.0 mm | CommScope® | Propel ¦ SYSTIMAX ULL |  | Ruggedized fanout
UNGQPLUTU |  | Base Product | Singlemode MPO8 APC non-pinned to LC/UPC Uniboot Ruggedized fanout Cable, 64-Fiber, Dual Rated (OFNR/LSZH), 8 fiber PmP 2.0 mm | CommScope® | Propel ¦ SYSTIMAX ULL |  | Ruggedized fanout
ULVQXLUTK |  | Base Product | Ultra Low Loss ULL OM5 MPO8 UPC pinned to LC/UPC Uniboot Ruggedized fanout Cable, 72-Fiber, Plenum, 8 fiber PmP 2.0 mm | CommScope® | Propel ¦ SYSTIMAX ULL |  | Ruggedized fanout
U4VQVLUTS |  | Base Product | Ultra Low Loss ULL OM5 MPO8 APC non-pinned to LC/UPC Uniboot Ruggedized fanout Cable, 32-Fiber, LSZH, 8 fiber PmP 2.0 mm /B2ca | CommScope® | Propel ¦ SYSTIMAX ULL |  | Ruggedized fanout
U4XQXLUTM |  | Base Product | Ultra Low Loss ULL OM4 MPO8 UPC pinned to LC/UPC Uniboot Ruggedized fanout Cable, 144-Fiber, LSZH, 8 fiber PmP 2.0 mm /B2ca | CommScope® | Propel ¦ SYSTIMAX ULL |  | Ruggedized fanout
ULVQXLUTL |  | Base Product | Ultra Low Loss ULL OM5 MPO8 UPC pinned to LC/UPC Uniboot Ruggedized fanout Cable, 96-Fiber, Plenum, 8 fiber PmP 2.0 mm | CommScope® | Propel ¦ SYSTIMAX ULL |  | Ruggedized fanout
U4XQXLUTN |  | Base Product | Ultra Low Loss ULL OM4 MPO8 UPC pinned to LC/UPC Uniboot Ruggedized fanout Cable, 192-Fiber, LSZH, 8 fiber PmP 2.0 mm /B2ca | CommScope® | Propel ¦ SYSTIMAX ULL |  | Ruggedized fanout
UNGQXLUTF |  | Base Product | Singlemode MPO8 APC pinned to LC/UPC Uniboot Ruggedized fanout Cable, 24-Fiber, Dual Rated (OFNR/LSZH), 8 fiber PmP 2.0 mm | CommScope® | Propel ¦ SYSTIMAX ULL |  | Ruggedized fanout
UNGQXLUTH |  | Base Product | Singlemode MPO8 APC pinned to LC/UPC Uniboot Ruggedized fanout Cable, 48-Fiber, Dual Rated (OFNR/LSZH), 8 fiber PmP 2.0 mm | CommScope® | Propel ¦ SYSTIMAX ULL |  | Ruggedized fanout
UNVQZLUTH |  | Base Product | Ultra Low Loss ULL OM5 MPO8 APC pinned to LC/UPC Uniboot Ruggedized fanout Cable, 48-Fiber, Dual Rated (OFNR/LSZH), 8 fiber PmP 2.0 mm | CommScope® | Propel ¦ SYSTIMAX ULL |  | Ruggedized fanout
U4VQXLUTF |  | Base Product | Ultra Low Loss ULL OM5 MPO8 UPC pinned to LC/UPC Uniboot Ruggedized fanout Cable, 24-Fiber, LSZH, 8 fiber PmP 2.0 mm /B2ca | CommScope® | Propel ¦ SYSTIMAX ULL |  | Ruggedized fanout
UNXQZLUTL |  | Base Product | Ultra Low Loss ULL OM4 MPO8 APC pinned to LC/UPC Uniboot Ruggedized fanout Cable, 96-Fiber, Dual Rated (OFNR/LSZH), 8 fiber PmP 2.0 mm | CommScope® | Propel ¦ SYSTIMAX ULL |  | Ruggedized fanout
UNGQXLUTK |  | Base Product | Singlemode MPO8 APC pinned to LC/UPC Uniboot Ruggedized fanout Cable, 72-Fiber, Dual Rated (OFNR/LSZH), 8 fiber PmP 2.0 mm | CommScope® | Propel ¦ SYSTIMAX ULL |  | Ruggedized fanout
ULGQPLUT8 |  | Base Product | Singlemode MPO8 APC non-pinned to LC/UPC Uniboot Ruggedized fanout Cable, 8-Fiber, Plenum, 8 fiber PmP 2.0 mm | CommScope® | Propel ¦ SYSTIMAX ULL |  | Ruggedized fanout
UNVQZLUTK |  | Base Product | Ultra Low Loss ULL OM5 MPO8 APC pinned to LC/UPC Uniboot Ruggedized fanout Cable, 72-Fiber, Dual Rated (OFNR/LSZH), 8 fiber PmP 2.0 mm | CommScope® | Propel ¦ SYSTIMAX ULL |  | Ruggedized fanout
U3GRYUC3R |  | Base Product | Ultra Low Loss (ULL) Singlemode G.657.A2 MPO16 (Pinned) Push Pull to Unconnectorized, Fiber Trunk Cable Assembly, 16-Fiber, LSZH B2ca | CommScope® | Propel |  | Fiber trunk cable assembly
U3GRYUC3S |  | Base Product | Ultra Low Loss (ULL) Singlemode G.657.A2 MPO16 (Pinned) Push Pull to Unconnectorized, Fiber Trunk Cable Assembly, 32-Fiber, LSZH B2ca | CommScope® | Propel |  | Fiber trunk cable assembly
U3GRYUC3M |  | Base Product | Ultra Low Loss (ULL) Singlemode G.657.A2 MPO16 (Pinned) Push Pull to Unconnectorized, Fiber Trunk Cable Assembly, 144-Fiber, LSZH B2ca | CommScope® | Propel |  | Fiber trunk cable assembly
U3GRYUC3N |  | Base Product | Ultra Low Loss (ULL) Singlemode G.657.A2 MPO16 (Pinned) Push Pull to Unconnectorized, Fiber Trunk Cable Assembly, 192-Fiber, LSZH B2ca | CommScope® | Propel |  | Fiber trunk cable assembly
UGGRWRW3L |  | Base Product | Ultra Low Loss (ULL) Singlemode G.657.A2 MPO16 (Non-Pinned) Push Pull to MPO16 (Non-Pinned) Push Pull, Fiber Trunk Cable Assembly, 96-Fiber, Plenum | CommScope® | Propel |  | Fiber trunk cable assembly
UGGRWRW3P |  | Base Product | Ultra Low Loss (ULL) Singlemode G.657.A2 MPO16 (Non-Pinned) Push Pull to MPO16 (Non-Pinned) Push Pull, Fiber Trunk Cable Assembly, 288-Fiber, Plenum | CommScope® | Propel |  | Fiber trunk cable assembly
UGGRYRY3S |  | Base Product | Ultra Low Loss (ULL) Singlemode G.657.A2 MPO16 (Pinned) Push Pull to MPO16 (Pinned) Push Pull, Fiber Trunk Cable Assembly, 32-Fiber, Plenum | CommScope® | Propel |  | Fiber trunk cable assembly
UGGRYRY3L |  | Base Product | Ultra Low Loss (ULL) Singlemode G.657.A2 MPO16 (Pinned) Push Pull to MPO16 (Pinned) Push Pull, Fiber Trunk Cable Assembly, 96-Fiber, Plenum | CommScope® | Propel |  | Fiber trunk cable assembly
UGGRYRY3Q |  | Base Product | Ultra Low Loss (ULL) Singlemode G.657.A2 MPO16 (Pinned) Push Pull to MPO16 (Pinned) Push Pull, Fiber Trunk Cable Assembly, 128-Fiber, Plenum | CommScope® | Propel |  | Fiber trunk cable assembly
UGGRYRY3M |  | Base Product | Ultra Low Loss (ULL) Singlemode G.657.A2 MPO16 (Pinned) Push Pull to MPO16 (Pinned) Push Pull, Fiber Trunk Cable Assembly, 144-Fiber, Plenum | CommScope® | Propel |  | Fiber trunk cable assembly
UGGRYRY3N |  | Base Product | Ultra Low Loss (ULL) Singlemode G.657.A2 MPO16 (Pinned) Push Pull to MPO16 (Pinned) Push Pull, Fiber Trunk Cable Assembly, 192-Fiber, Plenum | CommScope® | Propel |  | Fiber trunk cable assembly
UGGRYRY3P |  | Base Product | Ultra Low Loss (ULL) Singlemode G.657.A2 MPO16 (Pinned) Push Pull to MPO16 (Pinned) Push Pull, Fiber Trunk Cable Assembly, 288-Fiber, Plenum | CommScope® | Propel |  | Fiber trunk cable assembly
UGGRYRY3W |  | Base Product | Ultra Low Loss (ULL) Singlemode G.657.A2 MPO16 (Pinned) Push Pull to MPO16 (Pinned) Push Pull, Fiber Trunk Cable Assembly, 576-Fiber, Plenum | CommScope® | Propel |  | Fiber trunk cable assembly
UGGRWRY3R |  | Base Product | Ultra Low Loss (ULL) Singlemode G.657.A2 MPO16 (Non-Pinned) Push Pull to MPO16 (Pinned) Push Pull, Fiber Trunk Cable Assembly, 16-Fiber, Plenum | CommScope® | Propel |  | Fiber trunk cable assembly
UGGRWRY3S |  | Base Product | Ultra Low Loss (ULL) Singlemode G.657.A2 MPO16 (Non-Pinned) Push Pull to MPO16 (Pinned) Push Pull, Fiber Trunk Cable Assembly, 32-Fiber, Plenum | CommScope® | Propel |  | Fiber trunk cable assembly
UGGRWRY3H |  | Base Product | Ultra Low Loss (ULL) Singlemode G.657.A2 MPO16 (Non-Pinned) Push Pull to MPO16 (Pinned) Push Pull, Fiber Trunk Cable Assembly, 48-Fiber, Plenum | CommScope® | Propel |  | Fiber trunk cable assembly
UGGRWRY3U |  | Base Product | Ultra Low Loss (ULL) Singlemode G.657.A2 MPO16 (Non-Pinned) Push Pull to MPO16 (Pinned) Push Pull, Fiber Trunk Cable Assembly, 64-Fiber, Plenum | CommScope® | Propel |  | Fiber trunk cable assembly
UGGRWRY3M |  | Base Product | Ultra Low Loss (ULL) Singlemode G.657.A2 MPO16 (Non-Pinned) Push Pull to MPO16 (Pinned) Push Pull, Fiber Trunk Cable Assembly, 144-Fiber, Plenum | CommScope® | Propel |  | Fiber trunk cable assembly
UGGRWRY3N |  | Base Product | Ultra Low Loss (ULL) Singlemode G.657.A2 MPO16 (Non-Pinned) Push Pull to MPO16 (Pinned) Push Pull, Fiber Trunk Cable Assembly, 192-Fiber, Plenum | CommScope® | Propel |  | Fiber trunk cable assembly
UGGRWRY3P |  | Base Product | Ultra Low Loss (ULL) Singlemode G.657.A2 MPO16 (Non-Pinned) Push Pull to MPO16 (Pinned) Push Pull, Fiber Trunk Cable Assembly, 288-Fiber, Plenum | CommScope® | Propel |  | Fiber trunk cable assembly
UGGRWRY3W |  | Base Product | Ultra Low Loss (ULL) Singlemode G.657.A2 MPO16 (Non-Pinned) Push Pull to MPO16 (Pinned) Push Pull, Fiber Trunk Cable Assembly, 576-Fiber, Plenum | CommScope® | Propel |  | Fiber trunk cable assembly
UGGRWUC3R |  | Base Product | Ultra Low Loss (ULL) Singlemode G.657.A2 MPO16 (Non-Pinned) Push Pull to Unconnectorized, Fiber Trunk Cable Assembly, 16-Fiber, Plenum | CommScope® | Propel |  | Fiber trunk cable assembly
UGGRWUC3S |  | Base Product | Ultra Low Loss (ULL) Singlemode G.657.A2 MPO16 (Non-Pinned) Push Pull to Unconnectorized, Fiber Trunk Cable Assembly, 32-Fiber, Plenum | CommScope® | Propel |  | Fiber trunk cable assembly
UGGRWUC3U |  | Base Product | Ultra Low Loss (ULL) Singlemode G.657.A2 MPO16 (Non-Pinned) Push Pull to Unconnectorized, Fiber Trunk Cable Assembly, 64-Fiber, Plenum | CommScope® | Propel |  | Fiber trunk cable assembly
UGGRWUC3N |  | Base Product | Ultra Low Loss (ULL) Singlemode G.657.A2 MPO16 (Non-Pinned) Push Pull to Unconnectorized, Fiber Trunk Cable Assembly, 192-Fiber, Plenum | CommScope® | Propel |  | Fiber trunk cable assembly
UGGRWUC3P |  | Base Product | Ultra Low Loss (ULL) Singlemode G.657.A2 MPO16 (Non-Pinned) Push Pull to Unconnectorized, Fiber Trunk Cable Assembly, 288-Fiber, Plenum | CommScope® | Propel |  | Fiber trunk cable assembly
UGGRWUC3W |  | Base Product | Ultra Low Loss (ULL) Singlemode G.657.A2 MPO16 (Non-Pinned) Push Pull to Unconnectorized, Fiber Trunk Cable Assembly, 576-Fiber, Plenum | CommScope® | Propel |  | Fiber trunk cable assembly
UGGRYUC3U |  | Base Product | Ultra Low Loss (ULL) Singlemode G.657.A2 MPO16 (Pinned) Push Pull to Unconnectorized, Fiber Trunk Cable Assembly, 64-Fiber, Plenum | CommScope® | Propel |  | Fiber trunk cable assembly
UGGRYUC3M |  | Base Product | Ultra Low Loss (ULL) Singlemode G.657.A2 MPO16 (Pinned) Push Pull to Unconnectorized, Fiber Trunk Cable Assembly, 144-Fiber, Plenum | CommScope® | Propel |  | Fiber trunk cable assembly
UGGRYUC3N |  | Base Product | Ultra Low Loss (ULL) Singlemode G.657.A2 MPO16 (Pinned) Push Pull to Unconnectorized, Fiber Trunk Cable Assembly, 192-Fiber, Plenum | CommScope® | Propel |  | Fiber trunk cable assembly
UGGRYUC3P |  | Base Product | Ultra Low Loss (ULL) Singlemode G.657.A2 MPO16 (Pinned) Push Pull to Unconnectorized, Fiber Trunk Cable Assembly, 288-Fiber, Plenum | CommScope® | Propel |  | Fiber trunk cable assembly
UJGRWRW3S |  | Base Product | Ultra Low Loss (ULL) Singlemode G.657.A2 MPO16 (Non-Pinned) Push Pull to MPO16 (Non-Pinned) Push Pull, Fiber Trunk Cable Assembly, 32-Fiber, Dual Rated (OFNR/LSZH) | CommScope® | Propel |  | Fiber trunk cable assembly
UJGRWRW3L |  | Base Product | Ultra Low Loss (ULL) Singlemode G.657.A2 MPO16 (Non-Pinned) Push Pull to MPO16 (Non-Pinned) Push Pull, Fiber Trunk Cable Assembly, 96-Fiber, Dual Rated (OFNR/LSZH) | CommScope® | Propel |  | Fiber trunk cable assembly
UJGRWRW3Q |  | Base Product | Ultra Low Loss (ULL) Singlemode G.657.A2 MPO16 (Non-Pinned) Push Pull to MPO16 (Non-Pinned) Push Pull, Fiber Trunk Cable Assembly, 128-Fiber, Dual Rated (OFNR/LSZH) | CommScope® | Propel |  | Fiber trunk cable assembly
UJGRWRW3P |  | Base Product | Ultra Low Loss (ULL) Singlemode G.657.A2 MPO16 (Non-Pinned) Push Pull to MPO16 (Non-Pinned) Push Pull, Fiber Trunk Cable Assembly, 288-Fiber, Dual Rated (OFNR/LSZH) | CommScope® | Propel |  | Fiber trunk cable assembly
UJGRYRY3H |  | Base Product | Ultra Low Loss (ULL) Singlemode G.657.A2 MPO16 (Pinned) Push Pull to MPO16 (Pinned) Push Pull, Fiber Trunk Cable Assembly, 48-Fiber, Dual Rated (OFNR/LSZH) | CommScope® | Propel |  | Fiber trunk cable assembly
UJGRYRY3L |  | Base Product | Ultra Low Loss (ULL) Singlemode G.657.A2 MPO16 (Pinned) Push Pull to MPO16 (Pinned) Push Pull, Fiber Trunk Cable Assembly, 96-Fiber, Dual Rated (OFNR/LSZH) | CommScope® | Propel |  | Fiber trunk cable assembly
UJGRYRY3Q |  | Base Product | Ultra Low Loss (ULL) Singlemode G.657.A2 MPO16 (Pinned) Push Pull to MPO16 (Pinned) Push Pull, Fiber Trunk Cable Assembly, 128-Fiber, Dual Rated (OFNR/LSZH) | CommScope® | Propel |  | Fiber trunk cable assembly
UJGRYRY3P |  | Base Product | Ultra Low Loss (ULL) Singlemode G.657.A2 MPO16 (Pinned) Push Pull to MPO16 (Pinned) Push Pull, Fiber Trunk Cable Assembly, 288-Fiber, Dual Rated (OFNR/LSZH) | CommScope® | Propel |  | Fiber trunk cable assembly
UJGRWRY3R |  | Base Product | Ultra Low Loss (ULL) Singlemode G.657.A2 MPO16 (Non-Pinned) Push Pull to MPO16 (Pinned) Push Pull, Fiber Trunk Cable Assembly, 16-Fiber, Dual Rated (OFNR/LSZH) | CommScope® | Propel |  | Fiber trunk cable assembly
UJGRWRY3Q |  | Base Product | Ultra Low Loss (ULL) Singlemode G.657.A2 MPO16 (Non-Pinned) Push Pull to MPO16 (Pinned) Push Pull, Fiber Trunk Cable Assembly, 128-Fiber, Dual Rated (OFNR/LSZH) | CommScope® | Propel |  | Fiber trunk cable assembly
UJGRWRY3M |  | Base Product | Ultra Low Loss (ULL) Singlemode G.657.A2 MPO16 (Non-Pinned) Push Pull to MPO16 (Pinned) Push Pull, Fiber Trunk Cable Assembly, 144-Fiber, Dual Rated (OFNR/LSZH) | CommScope® | Propel |  | Fiber trunk cable assembly
UJGRWRY3N |  | Base Product | Ultra Low Loss (ULL) Singlemode G.657.A2 MPO16 (Non-Pinned) Push Pull to MPO16 (Pinned) Push Pull, Fiber Trunk Cable Assembly, 192-Fiber, Dual Rated (OFNR/LSZH) | CommScope® | Propel |  | Fiber trunk cable assembly
UJGRWUC3R |  | Base Product | Ultra Low Loss (ULL) Singlemode G.657.A2 MPO16 (Non-Pinned) Push Pull to Unconnectorized, Fiber Trunk Cable Assembly, 16-Fiber, Dual Rated (OFNR/LSZH) | CommScope® | Propel |  | Fiber trunk cable assembly
UJGRWUC3H |  | Base Product | Ultra Low Loss (ULL) Singlemode G.657.A2 MPO16 (Non-Pinned) Push Pull to Unconnectorized, Fiber Trunk Cable Assembly, 48-Fiber, Dual Rated (OFNR/LSZH) | CommScope® | Propel |  | Fiber trunk cable assembly
UJGRWUC3U |  | Base Product | Ultra Low Loss (ULL) Singlemode G.657.A2 MPO16 (Non-Pinned) Push Pull to Unconnectorized, Fiber Trunk Cable Assembly, 64-Fiber, Dual Rated (OFNR/LSZH) | CommScope® | Propel |  | Fiber trunk cable assembly
UJGRWUC3L |  | Base Product | Ultra Low Loss (ULL) Singlemode G.657.A2 MPO16 (Non-Pinned) Push Pull to Unconnectorized, Fiber Trunk Cable Assembly, 96-Fiber, Dual Rated (OFNR/LSZH) | CommScope® | Propel |  | Fiber trunk cable assembly
UJGRWUC3M |  | Base Product | Ultra Low Loss (ULL) Singlemode G.657.A2 MPO16 (Non-Pinned) Push Pull to Unconnectorized, Fiber Trunk Cable Assembly, 144-Fiber, Dual Rated (OFNR/LSZH) | CommScope® | Propel |  | Fiber trunk cable assembly
UJGRYUC3S |  | Base Product | Ultra Low Loss (ULL) Singlemode G.657.A2 MPO16 (Pinned) Push Pull to Unconnectorized, Fiber Trunk Cable Assembly, 32-Fiber, Dual Rated (OFNR/LSZH) | CommScope® | Propel |  | Fiber trunk cable assembly
UJGRYUC3U |  | Base Product | Ultra Low Loss (ULL) Singlemode G.657.A2 MPO16 (Pinned) Push Pull to Unconnectorized, Fiber Trunk Cable Assembly, 64-Fiber, Dual Rated (OFNR/LSZH) | CommScope® | Propel |  | Fiber trunk cable assembly
UJGRYUC3Q |  | Base Product | Ultra Low Loss (ULL) Singlemode G.657.A2 MPO16 (Pinned) Push Pull to Unconnectorized, Fiber Trunk Cable Assembly, 128-Fiber, Dual Rated (OFNR/LSZH) | CommScope® | Propel |  | Fiber trunk cable assembly
UJGRYUC3M |  | Base Product | Ultra Low Loss (ULL) Singlemode G.657.A2 MPO16 (Pinned) Push Pull to Unconnectorized, Fiber Trunk Cable Assembly, 144-Fiber, Dual Rated (OFNR/LSZH) | CommScope® | Propel |  | Fiber trunk cable assembly
UJGRYUC3N |  | Base Product | Ultra Low Loss (ULL) Singlemode G.657.A2 MPO16 (Pinned) Push Pull to Unconnectorized, Fiber Trunk Cable Assembly, 192-Fiber, Dual Rated (OFNR/LSZH) | CommScope® | Propel |  | Fiber trunk cable assembly
UJGRYUC3P |  | Base Product | Ultra Low Loss (ULL) Singlemode G.657.A2 MPO16 (Pinned) Push Pull to Unconnectorized, Fiber Trunk Cable Assembly, 288-Fiber, Dual Rated (OFNR/LSZH) | CommScope® | Propel |  | Fiber trunk cable assembly
UJGQWQWTP |  | Base Product | Ultra Low Loss (ULL) Singlemode MPO8 (Non-Pinned) Push Pull to MPO8 (Non-Pinned) Push Pull , Fiber Trunk Cable Assembly, 288-Fiber, Dual Rated (OFNR/LSZH) | CommScope® | Propel ¦ SYSTIMAX ULL |  | Fiber trunk cable assembly
A3GRWRW3L |  | Base Product | Ultra Low Loss (ULL) Singlemode G.657.A2 MPO16 (Non-Pinned) Push Pull to MPO16 (Non-Pinned) Push Pull, Fiber Trunk Cable Assembly, 96-Fiber, LSZH B2ca, Method A | CommScope® | Propel |  | Fiber trunk cable assembly
A3GRWRW3M |  | Base Product | Ultra Low Loss (ULL) Singlemode G.657.A2 MPO16 (Non-Pinned) Push Pull to MPO16 (Non-Pinned) Push Pull, Fiber Trunk Cable Assembly, 144-Fiber, LSZH B2ca, Method A | CommScope® | Propel |  | Fiber trunk cable assembly
A3GRWRW3Q |  | Base Product | Ultra Low Loss (ULL) Singlemode G.657.A2 MPO16 (Non-Pinned) Push Pull to MPO16 (Non-Pinned) Push Pull, Fiber Trunk Cable Assembly, 128-Fiber, LSZH B2ca, Method A | CommScope® | Propel |  | Fiber trunk cable assembly
A3GRWRW3R |  | Base Product | Ultra Low Loss (ULL) Singlemode G.657.A2 MPO16 (Non-Pinned) Push Pull to MPO16 (Non-Pinned) Push Pull, Fiber Trunk Cable Assembly, 16-Fiber, LSZH B2ca, Method A | CommScope® | Propel |  | Fiber trunk cable assembly
A3GRWRW3W |  | Base Product | Ultra Low Loss (ULL) Singlemode G.657.A2 MPO16 (Non-Pinned) Push Pull to MPO16 (Non-Pinned) Push Pull, Fiber Trunk Cable Assembly, 576-Fiber, LSZH B2ca, Method A | CommScope® | Propel |  | Fiber trunk cable assembly
A3GRWRY3N |  | Base Product | Ultra Low Loss (ULL) Singlemode G.657.A2 MPO16 (Non-Pinned) Push Pull to MPO16 (Pinned) Push Pull, Fiber Trunk Cable Assembly, 192-Fiber, LSZH B2ca, Method A | CommScope® | Propel |  | Fiber trunk cable assembly
A3GRWRY3P |  | Base Product | Ultra Low Loss (ULL) Singlemode G.657.A2 MPO16 (Non-Pinned) Push Pull to MPO16 (Pinned) Push Pull, Fiber Trunk Cable Assembly, 288-Fiber, LSZH B2ca, Method A | CommScope® | Propel |  | Fiber trunk cable assembly
A3GRWRY3R |  | Base Product | Ultra Low Loss (ULL) Singlemode G.657.A2 MPO16 (Non-Pinned) Push Pull to MPO16 (Pinned) Push Pull, Fiber Trunk Cable Assembly, 16-Fiber, LSZH B2ca, Method A | CommScope® | Propel |  | Fiber trunk cable assembly
A3GRWRY3S |  | Base Product | Ultra Low Loss (ULL) Singlemode G.657.A2 MPO16 (Non-Pinned) Push Pull to MPO16 (Pinned) Push Pull, Fiber Trunk Cable Assembly, 32-Fiber, LSZH B2ca, Method A | CommScope® | Propel |  | Fiber trunk cable assembly
A3GRWUC3H |  | Base Product | Ultra Low Loss (ULL) Singlemode G.657.A2 MPO16 (Non-Pinned) Push Pull to Unconnectorized, Fiber Trunk Cable Assembly, 48-Fiber, LSZH B2ca, Method A | CommScope® | Propel |  | Fiber trunk cable assembly
A3GRWUC3L |  | Base Product | Ultra Low Loss (ULL) Singlemode G.657.A2 MPO16 (Non-Pinned) Push Pull to Unconnectorized, Fiber Trunk Cable Assembly, 96-Fiber, LSZH B2ca, Method A | CommScope® | Propel |  | Fiber trunk cable assembly
A3GRWUC3M |  | Base Product | Ultra Low Loss (ULL) Singlemode G.657.A2 MPO16 (Non-Pinned) Push Pull to Unconnectorized, Fiber Trunk Cable Assembly, 144-Fiber, LSZH B2ca, Method A | CommScope® | Propel |  | Fiber trunk cable assembly
A3GRWUC3W |  | Base Product | Ultra Low Loss (ULL) Singlemode G.657.A2 MPO16 (Non-Pinned) Push Pull to Unconnectorized, Fiber Trunk Cable Assembly, 576-Fiber, LSZH B2ca, Method A | CommScope® | Propel |  | Fiber trunk cable assembly
A3GRYRY3H |  | Base Product | Ultra Low Loss (ULL) Singlemode G.657.A2 MPO16 (Pinned) Push Pull to MPO16 (Pinned) Push Pull, Fiber Trunk Cable Assembly, 48-Fiber, LSZH B2ca, Method A | CommScope® | Propel |  | Fiber trunk cable assembly
A3GRYRY3L |  | Base Product | Ultra Low Loss (ULL) Singlemode G.657.A2 MPO16 (Pinned) Push Pull to MPO16 (Pinned) Push Pull, Fiber Trunk Cable Assembly, 96-Fiber, LSZH B2ca, Method A | CommScope® | Propel |  | Fiber trunk cable assembly
A3GRYRY3R |  | Base Product | Ultra Low Loss (ULL) Singlemode G.657.A2 MPO16 (Pinned) Push Pull to MPO16 (Pinned) Push Pull, Fiber Trunk Cable Assembly, 16-Fiber, LSZH B2ca, Method A | CommScope® | Propel |  | Fiber trunk cable assembly
A3GRYRY3W |  | Base Product | Ultra Low Loss (ULL) Singlemode G.657.A2 MPO16 (Pinned) Push Pull to MPO16 (Pinned) Push Pull, Fiber Trunk Cable Assembly, 576-Fiber, LSZH B2ca, Method A | CommScope® | Propel |  | Fiber trunk cable assembly
A3GRYUC3H |  | Base Product | Ultra Low Loss (ULL) Singlemode G.657.A2 MPO16 (Pinned) Push Pull to Unconnectorized, Fiber Trunk Cable Assembly, 48-Fiber, LSZH B2ca, Method A | CommScope® | Propel |  | Fiber trunk cable assembly
A3GRYUC3L |  | Base Product | Ultra Low Loss (ULL) Singlemode G.657.A2 MPO16 (Pinned) Push Pull to Unconnectorized, Fiber Trunk Cable Assembly, 96-Fiber, LSZH B2ca, Method A | CommScope® | Propel |  | Fiber trunk cable assembly
A3GRYUC3N |  | Base Product | Ultra Low Loss (ULL) Singlemode G.657.A2 MPO16 (Pinned) Push Pull to Unconnectorized, Fiber Trunk Cable Assembly, 192-Fiber, LSZH B2ca, Method A | CommScope® | Propel |  | Fiber trunk cable assembly
A3GRYUC3P |  | Base Product | Ultra Low Loss (ULL) Singlemode G.657.A2 MPO16 (Pinned) Push Pull to Unconnectorized, Fiber Trunk Cable Assembly, 288-Fiber, LSZH B2ca, Method A | CommScope® | Propel |  | Fiber trunk cable assembly
A3GRYUC3S |  | Base Product | Ultra Low Loss (ULL) Singlemode G.657.A2 MPO16 (Pinned) Push Pull to Unconnectorized, Fiber Trunk Cable Assembly, 32-Fiber, LSZH B2ca, Method A | CommScope® | Propel |  | Fiber trunk cable assembly
AGGRWRW3H |  | Base Product | Ultra Low Loss (ULL) Singlemode G.657.A2 MPO16 (Non-Pinned) Push Pull to MPO16 (Non-Pinned) Push Pull, Fiber Trunk Cable Assembly, 48-Fiber, Plenum, Method A | CommScope® | Propel |  | Fiber trunk cable assembly
AGGRWRW3P |  | Base Product | Ultra Low Loss (ULL) Singlemode G.657.A2 MPO16 (Non-Pinned) Push Pull to MPO16 (Non-Pinned) Push Pull, Fiber Trunk Cable Assembly, 288-Fiber, Plenum, Method A | CommScope® | Propel |  | Fiber trunk cable assembly
AGGRWRW3Q |  | Base Product | Ultra Low Loss (ULL) Singlemode G.657.A2 MPO16 (Non-Pinned) Push Pull to MPO16 (Non-Pinned) Push Pull, Fiber Trunk Cable Assembly, 128-Fiber, Plenum, Method A | CommScope® | Propel |  | Fiber trunk cable assembly
AGGRWRW3U |  | Base Product | Ultra Low Loss (ULL) Singlemode G.657.A2 MPO16 (Non-Pinned) Push Pull to MPO16 (Non-Pinned) Push Pull, Fiber Trunk Cable Assembly, 64-Fiber, Plenum, Method A | CommScope® | Propel |  | Fiber trunk cable assembly
AGGRWRY3Q |  | Base Product | Ultra Low Loss (ULL) Singlemode G.657.A2 MPO16 (Non-Pinned) Push Pull to MPO16 (Pinned) Push Pull, Fiber Trunk Cable Assembly, 128-Fiber, Plenum, Method A | CommScope® | Propel |  | Fiber trunk cable assembly
AGGRWRY3S |  | Base Product | Ultra Low Loss (ULL) Singlemode G.657.A2 MPO16 (Non-Pinned) Push Pull to MPO16 (Pinned) Push Pull, Fiber Trunk Cable Assembly, 32-Fiber, Plenum, Method A | CommScope® | Propel |  | Fiber trunk cable assembly
AGGRWRY3U |  | Base Product | Ultra Low Loss (ULL) Singlemode G.657.A2 MPO16 (Non-Pinned) Push Pull to MPO16 (Pinned) Push Pull, Fiber Trunk Cable Assembly, 64-Fiber, Plenum, Method A | CommScope® | Propel |  | Fiber trunk cable assembly
AGGRWUC3L |  | Base Product | Ultra Low Loss (ULL) Singlemode G.657.A2 MPO16 (Non-Pinned) Push Pull to Unconnectorized, Fiber Trunk Cable Assembly, 96-Fiber, Plenum, Method A | CommScope® | Propel |  | Fiber trunk cable assembly
AGGRWUC3M |  | Base Product | Ultra Low Loss (ULL) Singlemode G.657.A2 MPO16 (Non-Pinned) Push Pull to Unconnectorized, Fiber Trunk Cable Assembly, 144-Fiber, Plenum, Method A | CommScope® | Propel |  | Fiber trunk cable assembly
AGGRWUC3N |  | Base Product | Ultra Low Loss (ULL) Singlemode G.657.A2 MPO16 (Non-Pinned) Push Pull to Unconnectorized, Fiber Trunk Cable Assembly, 192-Fiber, Plenum, Method A | CommScope® | Propel |  | Fiber trunk cable assembly
AGGRWUC3P |  | Base Product | Ultra Low Loss (ULL) Singlemode G.657.A2 MPO16 (Non-Pinned) Push Pull to Unconnectorized, Fiber Trunk Cable Assembly, 288-Fiber, Plenum, Method A | CommScope® | Propel |  | Fiber trunk cable assembly
AGGRWUC3U |  | Base Product | Ultra Low Loss (ULL) Singlemode G.657.A2 MPO16 (Non-Pinned) Push Pull to Unconnectorized, Fiber Trunk Cable Assembly, 64-Fiber, Plenum, Method A | CommScope® | Propel |  | Fiber trunk cable assembly
AGGRWUC3W |  | Base Product | Ultra Low Loss (ULL) Singlemode G.657.A2 MPO16 (Non-Pinned) Push Pull to Unconnectorized, Fiber Trunk Cable Assembly, 576-Fiber, Plenum, Method A | CommScope® | Propel |  | Fiber trunk cable assembly
AGGRYRY3M |  | Base Product | Ultra Low Loss (ULL) Singlemode G.657.A2 MPO16 (Pinned) Push Pull to MPO16 (Pinned) Push Pull, Fiber Trunk Cable Assembly, 144-Fiber, Plenum, Method A | CommScope® | Propel |  | Fiber trunk cable assembly
AGGRYRY3N |  | Base Product | Ultra Low Loss (ULL) Singlemode G.657.A2 MPO16 (Pinned) Push Pull to MPO16 (Pinned) Push Pull, Fiber Trunk Cable Assembly, 192-Fiber, Plenum, Method A | CommScope® | Propel |  | Fiber trunk cable assembly
AGGRYRY3P |  | Base Product | Ultra Low Loss (ULL) Singlemode G.657.A2 MPO16 (Pinned) Push Pull to MPO16 (Pinned) Push Pull, Fiber Trunk Cable Assembly, 288-Fiber, Plenum, Method A | CommScope® | Propel |  | Fiber trunk cable assembly
AGGRYRY3Q |  | Base Product | Ultra Low Loss (ULL) Singlemode G.657.A2 MPO16 (Pinned) Push Pull to MPO16 (Pinned) Push Pull, Fiber Trunk Cable Assembly, 128-Fiber, Plenum, Method A | CommScope® | Propel |  | Fiber trunk cable assembly
AGGRYRY3S |  | Base Product | Ultra Low Loss (ULL) Singlemode G.657.A2 MPO16 (Pinned) Push Pull to MPO16 (Pinned) Push Pull, Fiber Trunk Cable Assembly, 32-Fiber, Plenum, Method A | CommScope® | Propel |  | Fiber trunk cable assembly
AGGRYRY3W |  | Base Product | Ultra Low Loss (ULL) Singlemode G.657.A2 MPO16 (Pinned) Push Pull to MPO16 (Pinned) Push Pull, Fiber Trunk Cable Assembly, 576-Fiber, Plenum, Method A | CommScope® | Propel |  | Fiber trunk cable assembly
AGGRYUC3H |  | Base Product | Ultra Low Loss (ULL) Singlemode G.657.A2 MPO16 (Pinned) Push Pull to Unconnectorized, Fiber Trunk Cable Assembly, 48-Fiber, Plenum, Method A | CommScope® | Propel |  | Fiber trunk cable assembly
AGGRYUC3N |  | Base Product | Ultra Low Loss (ULL) Singlemode G.657.A2 MPO16 (Pinned) Push Pull to Unconnectorized, Fiber Trunk Cable Assembly, 192-Fiber, Plenum, Method A | CommScope® | Propel |  | Fiber trunk cable assembly
AGGRYUC3P |  | Base Product | Ultra Low Loss (ULL) Singlemode G.657.A2 MPO16 (Pinned) Push Pull to Unconnectorized, Fiber Trunk Cable Assembly, 288-Fiber, Plenum, Method A | CommScope® | Propel |  | Fiber trunk cable assembly
AGGRYUC3Q |  | Base Product | Ultra Low Loss (ULL) Singlemode G.657.A2 MPO16 (Pinned) Push Pull to Unconnectorized, Fiber Trunk Cable Assembly, 128-Fiber, Plenum, Method A | CommScope® | Propel |  | Fiber trunk cable assembly
AGGRYUC3R |  | Base Product | Ultra Low Loss (ULL) Singlemode G.657.A2 MPO16 (Pinned) Push Pull to Unconnectorized, Fiber Trunk Cable Assembly, 16-Fiber, Plenum, Method A | CommScope® | Propel |  | Fiber trunk cable assembly
AGGRYUC3S |  | Base Product | Ultra Low Loss (ULL) Singlemode G.657.A2 MPO16 (Pinned) Push Pull to Unconnectorized, Fiber Trunk Cable Assembly, 32-Fiber, Plenum, Method A | CommScope® | Propel |  | Fiber trunk cable assembly
AGGRYUC3W |  | Base Product | Ultra Low Loss (ULL) Singlemode G.657.A2 MPO16 (Pinned) Push Pull to Unconnectorized, Fiber Trunk Cable Assembly, 576-Fiber, Plenum, Method A | CommScope® | Propel |  | Fiber trunk cable assembly
AJGRWRW3H |  | Base Product | Ultra Low Loss (ULL) Singlemode G.657.A2 MPO16 (Non-Pinned) Push Pull to MPO16 (Non-Pinned) Push Pull, Fiber Trunk Cable Assembly, 48-Fiber, Dual Rated (OFNR/LSZH), Method A | CommScope® | Propel |  | Fiber trunk cable assembly
AJGRWRW3L |  | Base Product | Ultra Low Loss (ULL) Singlemode G.657.A2 MPO16 (Non-Pinned) Push Pull to MPO16 (Non-Pinned) Push Pull, Fiber Trunk Cable Assembly, 96-Fiber, Dual Rated (OFNR/LSZH), Method A | CommScope® | Propel |  | Fiber trunk cable assembly
AJGRWRW3M |  | Base Product | Ultra Low Loss (ULL) Singlemode G.657.A2 MPO16 (Non-Pinned) Push Pull to MPO16 (Non-Pinned) Push Pull, Fiber Trunk Cable Assembly, 144-Fiber, Dual Rated (OFNR/LSZH), Method A | CommScope® | Propel |  | Fiber trunk cable assembly
AJGRWRW3N |  | Base Product | Ultra Low Loss (ULL) Singlemode G.657.A2 MPO16 (Non-Pinned) Push Pull to MPO16 (Non-Pinned) Push Pull, Fiber Trunk Cable Assembly, 192-Fiber, Dual Rated (OFNR/LSZH), Method A | CommScope® | Propel |  | Fiber trunk cable assembly
AJGRWRW3P |  | Base Product | Ultra Low Loss (ULL) Singlemode G.657.A2 MPO16 (Non-Pinned) Push Pull to MPO16 (Non-Pinned) Push Pull, Fiber Trunk Cable Assembly, 288-Fiber, Dual Rated (OFNR/LSZH), Method A | CommScope® | Propel |  | Fiber trunk cable assembly
AJGRWRW3R |  | Base Product | Ultra Low Loss (ULL) Singlemode G.657.A2 MPO16 (Non-Pinned) Push Pull to MPO16 (Non-Pinned) Push Pull, Fiber Trunk Cable Assembly, 16-Fiber, Dual Rated (OFNR/LSZH), Method A | CommScope® | Propel |  | Fiber trunk cable assembly
AJGRWRW3S |  | Base Product | Ultra Low Loss (ULL) Singlemode G.657.A2 MPO16 (Non-Pinned) Push Pull to MPO16 (Non-Pinned) Push Pull, Fiber Trunk Cable Assembly, 32-Fiber, Dual Rated (OFNR/LSZH), Method A | CommScope® | Propel |  | Fiber trunk cable assembly
AJGRWRW3W |  | Base Product | Ultra Low Loss (ULL) Singlemode G.657.A2 MPO16 (Non-Pinned) Push Pull to MPO16 (Non-Pinned) Push Pull, Fiber Trunk Cable Assembly, 576-Fiber, Dual Rated (OFNR/LSZH), Method A | CommScope® | Propel |  | Fiber trunk cable assembly
AJGRWRY3H |  | Base Product | Ultra Low Loss (ULL) Singlemode G.657.A2 MPO16 (Non-Pinned) Push Pull to MPO16 (Pinned) Push Pull, Fiber Trunk Cable Assembly, 48-Fiber, Dual Rated (OFNR/LSZH), Method A | CommScope® | Propel |  | Fiber trunk cable assembly
AJGRWRY3L |  | Base Product | Ultra Low Loss (ULL) Singlemode G.657.A2 MPO16 (Non-Pinned) Push Pull to MPO16 (Pinned) Push Pull, Fiber Trunk Cable Assembly, 96-Fiber, Dual Rated (OFNR/LSZH), Method A | CommScope® | Propel |  | Fiber trunk cable assembly
AJGRWRY3M |  | Base Product | Ultra Low Loss (ULL) Singlemode G.657.A2 MPO16 (Non-Pinned) Push Pull to MPO16 (Pinned) Push Pull, Fiber Trunk Cable Assembly, 144-Fiber, Dual Rated (OFNR/LSZH), Method A | CommScope® | Propel |  | Fiber trunk cable assembly
AJGRWRY3P |  | Base Product | Ultra Low Loss (ULL) Singlemode G.657.A2 MPO16 (Non-Pinned) Push Pull to MPO16 (Pinned) Push Pull, Fiber Trunk Cable Assembly, 288-Fiber, Dual Rated (OFNR/LSZH), Method A | CommScope® | Propel |  | Fiber trunk cable assembly
AJGRWRY3Q |  | Base Product | Ultra Low Loss (ULL) Singlemode G.657.A2 MPO16 (Non-Pinned) Push Pull to MPO16 (Pinned) Push Pull, Fiber Trunk Cable Assembly, 128-Fiber, Dual Rated (OFNR/LSZH), Method A | CommScope® | Propel |  | Fiber trunk cable assembly
AJGRWRY3U |  | Base Product | Ultra Low Loss (ULL) Singlemode G.657.A2 MPO16 (Non-Pinned) Push Pull to MPO16 (Pinned) Push Pull, Fiber Trunk Cable Assembly, 64-Fiber, Dual Rated (OFNR/LSZH), Method A | CommScope® | Propel |  | Fiber trunk cable assembly
AJGRWUC3L |  | Base Product | Ultra Low Loss (ULL) Singlemode G.657.A2 MPO16 (Non-Pinned) Push Pull to Unconnectorized, Fiber Trunk Cable Assembly, 96-Fiber, Dual Rated (OFNR/LSZH), Method A | CommScope® | Propel |  | Fiber trunk cable assembly
AJGRWUC3M |  | Base Product | Ultra Low Loss (ULL) Singlemode G.657.A2 MPO16 (Non-Pinned) Push Pull to Unconnectorized, Fiber Trunk Cable Assembly, 144-Fiber, Dual Rated (OFNR/LSZH), Method A | CommScope® | Propel |  | Fiber trunk cable assembly
AJGRWUC3R |  | Base Product | Ultra Low Loss (ULL) Singlemode G.657.A2 MPO16 (Non-Pinned) Push Pull to Unconnectorized, Fiber Trunk Cable Assembly, 16-Fiber, Dual Rated (OFNR/LSZH), Method A | CommScope® | Propel |  | Fiber trunk cable assembly
AJGRWUC3S |  | Base Product | Ultra Low Loss (ULL) Singlemode G.657.A2 MPO16 (Non-Pinned) Push Pull to Unconnectorized, Fiber Trunk Cable Assembly, 32-Fiber, Dual Rated (OFNR/LSZH), Method A | CommScope® | Propel |  | Fiber trunk cable assembly
AJGRWUC3U |  | Base Product | Ultra Low Loss (ULL) Singlemode G.657.A2 MPO16 (Non-Pinned) Push Pull to Unconnectorized, Fiber Trunk Cable Assembly, 64-Fiber, Dual Rated (OFNR/LSZH), Method A | CommScope® | Propel |  | Fiber trunk cable assembly
AJGRYRY3H |  | Base Product | Ultra Low Loss (ULL) Singlemode G.657.A2 MPO16 (Pinned) Push Pull to MPO16 (Pinned) Push Pull, Fiber Trunk Cable Assembly, 48-Fiber, Dual Rated (OFNR/LSZH), Method A | CommScope® | Propel |  | Fiber trunk cable assembly
AJGRYRY3L |  | Base Product | Ultra Low Loss (ULL) Singlemode G.657.A2 MPO16 (Pinned) Push Pull to MPO16 (Pinned) Push Pull, Fiber Trunk Cable Assembly, 96-Fiber, Dual Rated (OFNR/LSZH), Method A | CommScope® | Propel |  | Fiber trunk cable assembly
AJGRYRY3M |  | Base Product | Ultra Low Loss (ULL) Singlemode G.657.A2 MPO16 (Pinned) Push Pull to MPO16 (Pinned) Push Pull, Fiber Trunk Cable Assembly, 144-Fiber, Dual Rated (OFNR/LSZH), Method A | CommScope® | Propel |  | Fiber trunk cable assembly
AJGRYRY3N |  | Base Product | Ultra Low Loss (ULL) Singlemode G.657.A2 MPO16 (Pinned) Push Pull to MPO16 (Pinned) Push Pull, Fiber Trunk Cable Assembly, 192-Fiber, Dual Rated (OFNR/LSZH), Method A | CommScope® | Propel |  | Fiber trunk cable assembly
AJGRYRY3P |  | Base Product | Ultra Low Loss (ULL) Singlemode G.657.A2 MPO16 (Pinned) Push Pull to MPO16 (Pinned) Push Pull, Fiber Trunk Cable Assembly, 288-Fiber, Dual Rated (OFNR/LSZH), Method A | CommScope® | Propel |  | Fiber trunk cable assembly
AJGRYRY3Q |  | Base Product | Ultra Low Loss (ULL) Singlemode G.657.A2 MPO16 (Pinned) Push Pull to MPO16 (Pinned) Push Pull, Fiber Trunk Cable Assembly, 128-Fiber, Dual Rated (OFNR/LSZH), Method A | CommScope® | Propel |  | Fiber trunk cable assembly
AJGRYRY3R |  | Base Product | Ultra Low Loss (ULL) Singlemode G.657.A2 MPO16 (Pinned) Push Pull to MPO16 (Pinned) Push Pull, Fiber Trunk Cable Assembly, 16-Fiber, Dual Rated (OFNR/LSZH), Method A | CommScope® | Propel |  | Fiber trunk cable assembly
AJGRYRY3U |  | Base Product | Ultra Low Loss (ULL) Singlemode G.657.A2 MPO16 (Pinned) Push Pull to MPO16 (Pinned) Push Pull, Fiber Trunk Cable Assembly, 64-Fiber, Dual Rated (OFNR/LSZH), Method A | CommScope® | Propel |  | Fiber trunk cable assembly
AJGRYRY3W |  | Base Product | Ultra Low Loss (ULL) Singlemode G.657.A2 MPO16 (Pinned) Push Pull to MPO16 (Pinned) Push Pull, Fiber Trunk Cable Assembly, 576-Fiber, Dual Rated (OFNR/LSZH), Method A | CommScope® | Propel |  | Fiber trunk cable assembly
AJGRYUC3H |  | Base Product | Ultra Low Loss (ULL) Singlemode G.657.A2 MPO16 (Pinned) Push Pull to Unconnectorized, Fiber Trunk Cable Assembly, 48-Fiber, Dual Rated (OFNR/LSZH), Method A | CommScope® | Propel |  | Fiber trunk cable assembly
AJGRYUC3L |  | Base Product | Ultra Low Loss (ULL) Singlemode G.657.A2 MPO16 (Pinned) Push Pull to Unconnectorized, Fiber Trunk Cable Assembly, 96-Fiber, Dual Rated (OFNR/LSZH), Method A | CommScope® | Propel |  | Fiber trunk cable assembly
AJGRYUC3M |  | Base Product | Ultra Low Loss (ULL) Singlemode G.657.A2 MPO16 (Pinned) Push Pull to Unconnectorized, Fiber Trunk Cable Assembly, 144-Fiber, Dual Rated (OFNR/LSZH), Method A | CommScope® | Propel |  | Fiber trunk cable assembly
AJGRYUC3N |  | Base Product | Ultra Low Loss (ULL) Singlemode G.657.A2 MPO16 (Pinned) Push Pull to Unconnectorized, Fiber Trunk Cable Assembly, 192-Fiber, Dual Rated (OFNR/LSZH), Method A | CommScope® | Propel |  | Fiber trunk cable assembly
AJGRYUC3P |  | Base Product | Ultra Low Loss (ULL) Singlemode G.657.A2 MPO16 (Pinned) Push Pull to Unconnectorized, Fiber Trunk Cable Assembly, 288-Fiber, Dual Rated (OFNR/LSZH), Method A | CommScope® | Propel |  | Fiber trunk cable assembly
AJGRYUC3Q |  | Base Product | Ultra Low Loss (ULL) Singlemode G.657.A2 MPO16 (Pinned) Push Pull to Unconnectorized, Fiber Trunk Cable Assembly, 128-Fiber, Dual Rated (OFNR/LSZH), Method A | CommScope® | Propel |  | Fiber trunk cable assembly
AJGRYUC3R |  | Base Product | Ultra Low Loss (ULL) Singlemode G.657.A2 MPO16 (Pinned) Push Pull to Unconnectorized, Fiber Trunk Cable Assembly, 16-Fiber, Dual Rated (OFNR/LSZH), Method A | CommScope® | Propel |  | Fiber trunk cable assembly
AJGRYUC3U |  | Base Product | Ultra Low Loss (ULL) Singlemode G.657.A2 MPO16 (Pinned) Push Pull to Unconnectorized, Fiber Trunk Cable Assembly, 64-Fiber, Dual Rated (OFNR/LSZH), Method A | CommScope® | Propel |  | Fiber trunk cable assembly
UGGMXUCCP |  | Base Product | Ultra Low Loss ULL TeraSPEED® MPO(Pinned) to Unconnectorized Pre-terminated Trunk Cable, MPO12, 288-Fiber, Plenum, 12 fiber PmP 2.0 mm Dca | CommScope® | SYSTIMAX ULL |  | Fiber trunk cable assembly
UGGMXUCCN |  | Base Product | Ultra Low Loss ULL TeraSPEED® MPO(Pinned) to Unconnectorized Pre-terminated Trunk Cable, MPO12, 192-Fiber, Plenum, 12 fiber PmP 2.0 mm Dca | CommScope® | SYSTIMAX ULL |  | Fiber trunk cable assembly
UNGLCUCDK |  | Base Product | Ultra Low Loss ULL TeraSPEED LC/UPC to Unconnectorized, Indoor/Outdoor Ruggedized Fanout Cable, 72-Fiber, LSZH/Riser | CommScope® | SYSTIMAX ULL |  | Ruggedized fanout
UJXMVMVCK |  | Base Product | Ultra Low Loss ULL (ULL) OM4 MPO12 Multimode APC (Non-Pinned) to MPO12 APC (Non-Pinned), Fiber Trunk Cable, 72-Fiber, Dual Rated (OFNR/LSZH) | CommScope® | Propel |  | Fiber trunk cable assembly
UJXMVMVCF |  | Base Product | Ultra Low Loss ULL (ULL) OM4 MPO12 Multimode APC (Non-Pinned) to MPO12 APC (Non-Pinned), Fiber Trunk Cable, 24-Fiber, Dual Rated (OFNR/LSZH) | CommScope® | Propel |  | Fiber trunk cable assembly
UJXMVMVCG |  | Base Product | Ultra Low Loss ULL (ULL) OM4 MPO12 Multimode APC (Non-Pinned) to MPO12 APC (Non-Pinned), Fiber Trunk Cable, 36-Fiber, Dual Rated (OFNR/LSZH) | CommScope® | Propel |  | Fiber trunk cable assembly
UGXMVMVCM |  | Base Product | Ultra Low Loss ULL (ULL) OM4 MPO12 Multimode APC (Non-Pinned) to MPO12 APC (Non-Pinned), Fiber Trunk Cable, 144-Fiber, Plenum | CommScope® | Propel |  | Fiber trunk cable assembly
UJXQVQVT8 |  | Base Product | Ultra Low Loss ULL (ULL) OM4 MPO8 Multimode APC (Non-Pinned) to MPO8 APC (Non-Pinned), Fiber Trunk Cable, 8-Fiber, Dual Rated (OFNR/LSZH) | CommScope® | Propel |  | Fiber trunk cable assembly
UJXQVQVTF |  | Base Product | Ultra Low Loss ULL (ULL) OM4 MPO8 Multimode APC (Non-Pinned) to MPO8 APC (Non-Pinned), Fiber Trunk Cable, 24-Fiber, Dual Rated (OFNR/LSZH) | CommScope® | Propel |  | Fiber trunk cable assembly
UGXQVQVT8 |  | Base Product | Ultra Low Loss ULL (ULL) OM4 MPO8 Multimode APC (Non-Pinned) to MPO8 APC (Non-Pinned), Fiber Trunk Cable, 8-Fiber, Plenum | CommScope® | Propel |  | Fiber trunk cable assembly
UHXQZQZTL |  | Base Product | Ultra Low Loss (ULL) OM4 MPO8 APC (pinned) to MPO8 APC (pinned) Fiber Trunk Cable Assembly, 96-Fiber, Armored Indoor Plenum | CommScope® | Propel ¦ SYSTIMAX ULL |  | Fiber trunk cable assembly
UKXQZQZTF |  | Base Product | Ultra Low Loss (ULL) OM4 MPO8 APC (pinned) to MPO8 APC (pinned) Fiber Trunk Cable Assembly, 24-Fiber, Armored Indoor Dual Rated (OFNR/LSZH) | CommScope® | Propel ¦ SYSTIMAX ULL |  | Fiber trunk cable assembly
UHVQZUCTU |  | Base Product | Ultra Low Loss (ULL) OM5 MPO8 APC (pinned) to Unconnectorized Fiber Trunk Cable Assembly, 64-Fiber, Armored Indoor Plenum | CommScope® | Propel ¦ SYSTIMAX ULL |  | Fiber trunk cable assembly
UHXMXUCCN |  | Base Product | Ultra Low Loss (ULL) OM4 MPO12 UPC (pinned) to Unconnectorized Fiber Trunk Cable Assembly, 192-Fiber, Armored Indoor Plenum | CommScope® | Propel ¦ SYSTIMAX ULL |  | Fiber trunk cable assembly
UHXQZQZTM |  | Base Product | Ultra Low Loss (ULL) OM4 MPO8 APC (pinned) to MPO8 APC (pinned) Fiber Trunk Cable Assembly, 144-Fiber, Armored Indoor Plenum | CommScope® | Propel ¦ SYSTIMAX ULL |  | Fiber trunk cable assembly
UKVRZRZ8M |  | Base Product | Ultra Low Loss (ULL) OM5 MPO16 APC (pinned) to MPO16 APC (pinned), Fiber Trunk Cable Assembly, 144-Fiber, Armored Indoor Dual Rated (OFNR/LSZH) | CommScope® | Propel ¦ SYSTIMAX ULL |  | Fiber trunk cable assembly
UHGQXQXTK |  | Base Product | Singlemode MPO8 APC (pinned) to MPO8 APC (pinned) Fiber Trunk Cable Assembly, 72-Fiber, Armored Indoor Plenum | CommScope® | Propel ¦ SYSTIMAX ULL |  | Fiber trunk cable assembly
UKVQXUCTK |  | Base Product | Ultra Low Loss (ULL) OM5 MPO8 UPC (pinned) to Unconnectorized Fiber Trunk Cable Assembly, 72-Fiber, Armored Indoor Dual Rated (OFNR/LSZH) | CommScope® | Propel ¦ SYSTIMAX ULL |  | Fiber trunk cable assembly
UKGMXUCCP |  | Base Product | Singlemode MPO12 APC (pinned) to Unconnectorized Fiber Trunk Cable Assembly, 288-Fiber, Armored Indoor Dual Rated (OFNR/LSZH) | CommScope® | Propel ¦ SYSTIMAX ULL |  | Fiber trunk cable assembly
UHXMXUCCP |  | Base Product | Ultra Low Loss (ULL) OM4 MPO12 UPC (pinned) to Unconnectorized Fiber Trunk Cable Assembly, 288-Fiber, Armored Indoor Plenum | CommScope® | Propel ¦ SYSTIMAX ULL |  | Fiber trunk cable assembly
UKXQZQZTH |  | Base Product | Ultra Low Loss (ULL) OM4 MPO8 APC (pinned) to MPO8 APC (pinned) Fiber Trunk Cable Assembly, 48-Fiber, Armored Indoor Dual Rated (OFNR/LSZH) | CommScope® | Propel ¦ SYSTIMAX ULL |  | Fiber trunk cable assembly
UHGQXQXTL |  | Base Product | Singlemode MPO8 APC (pinned) to MPO8 APC (pinned) Fiber Trunk Cable Assembly, 96-Fiber, Armored Indoor Plenum | CommScope® | Propel ¦ SYSTIMAX ULL |  | Fiber trunk cable assembly
UHGRZUC8H |  | Base Product | Singlemode MPO16 APC (pinned) to Unconnectorized, Fiber Trunk Cable Assembly, 48-Fiber, Armored Indoor Plenum | CommScope® | Propel ¦ SYSTIMAX ULL |  | Fiber trunk cable assembly
UHVQXQXTK |  | Base Product | Ultra Low Loss (ULL) OM5 MPO8 UPC (pinned) to MPO8 UPC (pinned) Fiber Trunk Cable Assembly, 72-Fiber, Armored Indoor Plenum | CommScope® | Propel ¦ SYSTIMAX ULL |  | Fiber trunk cable assembly
UHVRZRZ8L |  | Base Product | Ultra Low Loss (ULL) OM5 MPO16 APC (pinned) to MPO16 APC (pinned), Fiber Trunk Cable Assembly, 96-Fiber, Armored Indoor Plenum | CommScope® | Propel ¦ SYSTIMAX ULL |  | Fiber trunk cable assembly
UKGRZRZ8L |  | Base Product | Singlemode MPO16 APC (pinned) to MPO16 APC (pinned), Fiber Trunk Cable Assembly, 96-Fiber, Armored Indoor Dual Rated (OFNR/LSZH) | CommScope® | Propel ¦ SYSTIMAX ULL |  | Fiber trunk cable assembly
UKVQXUCTL |  | Base Product | Ultra Low Loss (ULL) OM5 MPO8 UPC (pinned) to Unconnectorized Fiber Trunk Cable Assembly, 96-Fiber, Armored Indoor Dual Rated (OFNR/LSZH) | CommScope® | Propel ¦ SYSTIMAX ULL |  | Fiber trunk cable assembly
UHXQXQXT8 |  | Base Product | Ultra Low Loss (ULL) OM4 MPO8 UPC (pinned) to MPO8 UPC (pinned) Fiber Trunk Cable Assembly, 12-Fiber, Armored Indoor Plenum | CommScope® | Propel ¦ SYSTIMAX ULL |  | Fiber trunk cable assembly
UKGQXQXT8 |  | Base Product | Singlemode MPO8 APC (pinned) to MPO8 APC (pinned) Fiber Trunk Cable Assembly, 8-Fiber, Armored Indoor Dual Rated (OFNR/LSZH) | CommScope® | Propel ¦ SYSTIMAX ULL |  | Fiber trunk cable assembly
UHXQZQZTR |  | Base Product | Ultra Low Loss (ULL) OM4 MPO8 APC (pinned) to MPO8 APC (pinned) Fiber Trunk Cable Assembly, 16-Fiber, Armored Indoor Plenum | CommScope® | Propel ¦ SYSTIMAX ULL |  | Fiber trunk cable assembly
UKVRZRZ8N |  | Base Product | Ultra Low Loss (ULL) OM5 MPO16 APC (pinned) to MPO16 APC (pinned), Fiber Trunk Cable Assembly, 192-Fiber, Armored Indoor Dual Rated (OFNR/LSZH) | CommScope® | Propel ¦ SYSTIMAX ULL |  | Fiber trunk cable assembly
UHGRZUC8L |  | Base Product | Singlemode MPO16 APC (pinned) to Unconnectorized, Fiber Trunk Cable Assembly, 96-Fiber, Armored Indoor Plenum | CommScope® | Propel ¦ SYSTIMAX ULL |  | Fiber trunk cable assembly
UKVQXUCTM |  | Base Product | Ultra Low Loss (ULL) OM5 MPO8 UPC (pinned) to Unconnectorized Fiber Trunk Cable Assembly, 144-Fiber, Armored Indoor Dual Rated (OFNR/LSZH) | CommScope® | Propel ¦ SYSTIMAX ULL |  | Fiber trunk cable assembly
UKVRZRZ8Q |  | Base Product | Ultra Low Loss (ULL) OM5 MPO16 APC (pinned) to MPO16 APC (pinned), Fiber Trunk Cable Assembly, 128-Fiber, Armored Indoor Dual Rated (OFNR/LSZH) | CommScope® | Propel ¦ SYSTIMAX ULL |  | Fiber trunk cable assembly
UKVQXUCTN |  | Base Product | Ultra Low Loss (ULL) OM5 MPO8 UPC (pinned) to Unconnectorized Fiber Trunk Cable Assembly, 192-Fiber, Armored Indoor Dual Rated (OFNR/LSZH) | CommScope® | Propel ¦ SYSTIMAX ULL |  | Fiber trunk cable assembly
UHVQXQXTN |  | Base Product | Ultra Low Loss (ULL) OM5 MPO8 UPC (pinned) to MPO8 UPC (pinned) Fiber Trunk Cable Assembly, 192-Fiber, Armored Indoor Plenum | CommScope® | Propel ¦ SYSTIMAX ULL |  | Fiber trunk cable assembly
UKVQXUCTR |  | Base Product | Ultra Low Loss (ULL) OM5 MPO8 UPC (pinned) to Unconnectorized Fiber Trunk Cable Assembly, 16-Fiber, Armored Indoor Dual Rated (OFNR/LSZH) | CommScope® | Propel ¦ SYSTIMAX ULL |  | Fiber trunk cable assembly
UKGRZRZ8Q |  | Base Product | Singlemode MPO16 APC (pinned) to MPO16 APC (pinned), Fiber Trunk Cable Assembly, 128-Fiber, Armored Indoor Dual Rated (OFNR/LSZH) | CommScope® | Propel ¦ SYSTIMAX ULL |  | Fiber trunk cable assembly
UHXQZUCT8 |  | Base Product | Ultra Low Loss (ULL) OM4 MPO8 APC (pinned) to Unconnectorized Fiber Trunk Cable Assembly, 8-Fiber, Armored Indoor Plenum | CommScope® | Propel ¦ SYSTIMAX ULL |  | Fiber trunk cable assembly
UKVRZRZ8R |  | Base Product | Ultra Low Loss (ULL) OM5 MPO16 APC (pinned) to MPO16 APC (pinned), Fiber Trunk Cable Assembly, 16-Fiber, Armored Indoor Dual Rated (OFNR/LSZH) | CommScope® | Propel ¦ SYSTIMAX ULL |  | Fiber trunk cable assembly
UKXQZQZTM |  | Base Product | Ultra Low Loss (ULL) OM4 MPO8 APC (pinned) to MPO8 APC (pinned) Fiber Trunk Cable Assembly, 144-Fiber, Armored Indoor Dual Rated (OFNR/LSZH) | CommScope® | Propel ¦ SYSTIMAX ULL |  | Fiber trunk cable assembly
UHVQXQXTR |  | Base Product | Ultra Low Loss (ULL) OM5 MPO8 UPC (pinned) to MPO8 UPC (pinned) Fiber Trunk Cable Assembly, 16-Fiber, Armored Indoor Plenum | CommScope® | Propel ¦ SYSTIMAX ULL |  | Fiber trunk cable assembly
UHGQXQXTS |  | Base Product | Singlemode MPO8 APC (pinned) to MPO8 APC (pinned) Fiber Trunk Cable Assembly, 32-Fiber, Armored Indoor Plenum | CommScope® | Propel ¦ SYSTIMAX ULL |  | Fiber trunk cable assembly
UHGRZUC8Q |  | Base Product | Singlemode MPO16 APC (pinned) to Unconnectorized, Fiber Trunk Cable Assembly, 128-Fiber, Armored Indoor Plenum | CommScope® | Propel ¦ SYSTIMAX ULL |  | Fiber trunk cable assembly
UHXQZUCTF |  | Base Product | Ultra Low Loss (ULL) OM4 MPO8 APC (pinned) to Unconnectorized Fiber Trunk Cable Assembly, 24-Fiber, Armored Indoor Plenum | CommScope® | Propel ¦ SYSTIMAX ULL |  | Fiber trunk cable assembly
UKVRZRZ8S |  | Base Product | Ultra Low Loss (ULL) OM5 MPO16 APC (pinned) to MPO16 APC (pinned), Fiber Trunk Cable Assembly, 32-Fiber, Armored Indoor Dual Rated (OFNR/LSZH) | CommScope® | Propel ¦ SYSTIMAX ULL |  | Fiber trunk cable assembly
UHVQXQXTS |  | Base Product | Ultra Low Loss (ULL) OM5 MPO8 UPC (pinned) to MPO8 UPC (pinned) Fiber Trunk Cable Assembly, 32-Fiber, Armored Indoor Plenum | CommScope® | Propel ¦ SYSTIMAX ULL |  | Fiber trunk cable assembly
UKXQZQZTR |  | Base Product | Ultra Low Loss (ULL) OM4 MPO8 APC (pinned) to MPO8 APC (pinned) Fiber Trunk Cable Assembly, 16-Fiber, Armored Indoor Dual Rated (OFNR/LSZH) | CommScope® | Propel ¦ SYSTIMAX ULL |  | Fiber trunk cable assembly
UHXQZUCTH |  | Base Product | Ultra Low Loss (ULL) OM4 MPO8 APC (pinned) to Unconnectorized Fiber Trunk Cable Assembly, 48-Fiber, Armored Indoor Plenum | CommScope® | Propel ¦ SYSTIMAX ULL |  | Fiber trunk cable assembly
UHVRZRZ8S |  | Base Product | Ultra Low Loss (ULL) OM5 MPO16 APC (pinned) to MPO16 APC (pinned), Fiber Trunk Cable Assembly, 32-Fiber, Armored Indoor Plenum | CommScope® | Propel ¦ SYSTIMAX ULL |  | Fiber trunk cable assembly
UHGQXQXTU |  | Base Product | Singlemode MPO8 APC (pinned) to MPO8 APC (pinned) Fiber Trunk Cable Assembly, 64-Fiber, Armored Indoor Plenum | CommScope® | Propel ¦ SYSTIMAX ULL |  | Fiber trunk cable assembly
UKXQXQXTK |  | Base Product | Ultra Low Loss (ULL) OM4 MPO8 UPC (pinned) to MPO8 UPC (pinned) Fiber Trunk Cable Assembly, 72-Fiber, Armored Indoor Dual Rated (OFNR/LSZH) | CommScope® | Propel ¦ SYSTIMAX ULL |  | Fiber trunk cable assembly
UKVRZUC8H |  | Base Product | Ultra Low Loss (ULL) OM5 MPO16 APC (pinned) to Unconnectorized, Fiber Trunk Cable Assembly, 48-Fiber, Armored Indoor Dual Rated (OFNR/LSZH) | CommScope® | Propel ¦ SYSTIMAX ULL |  | Fiber trunk cable assembly
UHGQXUCT8 |  | Base Product | Singlemode MPO8 APC (pinned) to Unconnectorized Fiber Trunk Cable Assembly, 8-Fiber, Armored Indoor Plenum | CommScope® | Propel ¦ SYSTIMAX ULL |  | Fiber trunk cable assembly
UKXQZQZTS |  | Base Product | Ultra Low Loss (ULL) OM4 MPO8 APC (pinned) to MPO8 APC (pinned) Fiber Trunk Cable Assembly, 32-Fiber, Armored Indoor Dual Rated (OFNR/LSZH) | CommScope® | Propel ¦ SYSTIMAX ULL |  | Fiber trunk cable assembly
UKGQXQXTL |  | Base Product | Singlemode MPO8 APC (pinned) to MPO8 APC (pinned) Fiber Trunk Cable Assembly, 96-Fiber, Armored Indoor Dual Rated (OFNR/LSZH) | CommScope® | Propel ¦ SYSTIMAX ULL |  | Fiber trunk cable assembly
UKVQZQZTF |  | Base Product | Ultra Low Loss (ULL) OM5 MPO8 APC (pinned) to MPO8 APC (pinned) Fiber Trunk Cable Assembly, 24-Fiber, Armored Indoor Dual Rated (OFNR/LSZH) | CommScope® | Propel ¦ SYSTIMAX ULL |  | Fiber trunk cable assembly
UKXQZQZTU |  | Base Product | Ultra Low Loss (ULL) OM4 MPO8 APC (pinned) to MPO8 APC (pinned) Fiber Trunk Cable Assembly, 64-Fiber, Armored Indoor Dual Rated (OFNR/LSZH) | CommScope® | Propel ¦ SYSTIMAX ULL |  | Fiber trunk cable assembly
UHGQXUCTF |  | Base Product | Singlemode MPO8 APC (pinned) to Unconnectorized Fiber Trunk Cable Assembly, 24-Fiber, Armored Indoor Plenum | CommScope® | Propel ¦ SYSTIMAX ULL |  | Fiber trunk cable assembly
UKXQXQXTM |  | Base Product | Ultra Low Loss (ULL) OM4 MPO8 UPC (pinned) to MPO8 UPC (pinned) Fiber Trunk Cable Assembly, 144-Fiber, Armored Indoor Dual Rated (OFNR/LSZH) | CommScope® | Propel ¦ SYSTIMAX ULL |  | Fiber trunk cable assembly
UHVQXUCT8 |  | Base Product | Ultra Low Loss (ULL) OM5 MPO8 UPC (pinned) to UnterminatedFiber Trunk Cable Assembly, 8-Fiber, Armored Indoor Plenum | CommScope® | Propel ¦ SYSTIMAX ULL |  | Fiber trunk cable assembly
UHVRZUC8H |  | Base Product | Ultra Low Loss (ULL) OM5 MPO16 APC (pinned) to Unconnectorized, Fiber Trunk Cable Assembly, 48-Fiber, Armored Indoor Plenum | CommScope® | Propel ¦ SYSTIMAX ULL |  | Fiber trunk cable assembly
UKGRZUC8H |  | Base Product | Singlemode MPO16 APC (pinned) to Unconnectorized, Fiber Trunk Cable Assembly, 48-Fiber, Armored Indoor Dual Rated (OFNR/LSZH) | CommScope® | Propel ¦ SYSTIMAX ULL |  | Fiber trunk cable assembly
UHXQXQXTK |  | Base Product | Ultra Low Loss (ULL) OM4 MPO8 UPC (pinned) to MPO8 UPC (pinned) Fiber Trunk Cable Assembly, 72-Fiber, Armored Indoor Plenum | CommScope® | Propel ¦ SYSTIMAX ULL |  | Fiber trunk cable assembly
UHXQZUCTL |  | Base Product | Ultra Low Loss (ULL) OM4 MPO8 APC (pinned) to Unconnectorized Fiber Trunk Cable Assembly, 96-Fiber, Armored Indoor Plenum | CommScope® | Propel ¦ SYSTIMAX ULL |  | Fiber trunk cable assembly
UHGRZUC8U |  | Base Product | Singlemode MPO16 APC (pinned) to Unconnectorized, Fiber Trunk Cable Assembly, 64-Fiber, Armored Indoor Plenum | CommScope® | Propel ¦ SYSTIMAX ULL |  | Fiber trunk cable assembly
UKXQXQXTN |  | Base Product | Ultra Low Loss (ULL) OM4 MPO8 UPC (pinned) to MPO8 UPC (pinned) Fiber Trunk Cable Assembly, 192-Fiber, Armored Indoor Dual Rated (OFNR/LSZH) | CommScope® | Propel ¦ SYSTIMAX ULL |  | Fiber trunk cable assembly
UHGQXUCTH |  | Base Product | Singlemode MPO8 APC (pinned) to Unconnectorized Fiber Trunk Cable Assembly, 48-Fiber, Armored Indoor Plenum | CommScope® | Propel ¦ SYSTIMAX ULL |  | Fiber trunk cable assembly
UHVRZUC8L |  | Base Product | Ultra Low Loss (ULL) OM5 MPO16 APC (pinned) to Unconnectorized, Fiber Trunk Cable Assembly, 96-Fiber, Armored Indoor Plenum | CommScope® | Propel ¦ SYSTIMAX ULL |  | Fiber trunk cable assembly
UKXRZUC8H |  | Base Product | Ultra Low Loss (ULL) OM4 MPO16 APC (pinned) to Unconnectorized, Fiber Trunk Cable Assembly, 48-Fiber, Armored Indoor Dual Rated (OFNR/LSZH) | CommScope® | Propel ¦ SYSTIMAX ULL |  | Fiber trunk cable assembly
UHVRZUC8M |  | Base Product | Ultra Low Loss (ULL) OM5 MPO16 APC (pinned) to Unconnectorized, Fiber Trunk Cable Assembly, 144-Fiber, Armored Indoor Plenum | CommScope® | Propel ¦ SYSTIMAX ULL |  | Fiber trunk cable assembly
UHXQZUCTN |  | Base Product | Ultra Low Loss (ULL) OM4 MPO8 APC (pinned) to Unconnectorized Fiber Trunk Cable Assembly, 192-Fiber, Armored Indoor Plenum | CommScope® | Propel ¦ SYSTIMAX ULL |  | Fiber trunk cable assembly
UHGQXUCTK |  | Base Product | Singlemode MPO8 APC (pinned) to Unconnectorized Fiber Trunk Cable Assembly, 72-Fiber, Armored Indoor Plenum | CommScope® | Propel ¦ SYSTIMAX ULL |  | Fiber trunk cable assembly
UKVRZUC8N |  | Base Product | Ultra Low Loss (ULL) OM5 MPO16 APC (pinned) to Unconnectorized, Fiber Trunk Cable Assembly, 192-Fiber, Armored Indoor Dual Rated (OFNR/LSZH) | CommScope® | Propel ¦ SYSTIMAX ULL |  | Fiber trunk cable assembly
UKGRZUC8M |  | Base Product | Singlemode MPO16 APC (pinned) to Unconnectorized, Fiber Trunk Cable Assembly, 144-Fiber, Armored Indoor Dual Rated (OFNR/LSZH) | CommScope® | Propel ¦ SYSTIMAX ULL |  | Fiber trunk cable assembly
UKXRZUC8L |  | Base Product | Ultra Low Loss (ULL) OM4 MPO16 APC (pinned) to Unconnectorized, Fiber Trunk Cable Assembly, 96-Fiber, Armored Indoor Dual Rated (OFNR/LSZH) | CommScope® | Propel ¦ SYSTIMAX ULL |  | Fiber trunk cable assembly
UHXQXQXTN |  | Base Product | Ultra Low Loss (ULL) OM4 MPO8 UPC (pinned) to MPO8 UPC (pinned) Fiber Trunk Cable Assembly, 192-Fiber, Armored Indoor Plenum | CommScope® | Propel ¦ SYSTIMAX ULL |  | Fiber trunk cable assembly
UKGQXQXTR |  | Base Product | Singlemode MPO8 APC (pinned) to MPO8 APC (pinned) Fiber Trunk Cable Assembly, 16-Fiber, Armored Indoor Dual Rated (OFNR/LSZH) | CommScope® | Propel ¦ SYSTIMAX ULL |  | Fiber trunk cable assembly
UHGQXUCTL |  | Base Product | Singlemode MPO8 APC (pinned) to Unconnectorized Fiber Trunk Cable Assembly, 96-Fiber, Armored Indoor Plenum | CommScope® | Propel ¦ SYSTIMAX ULL |  | Fiber trunk cable assembly
UHVRZUC8N |  | Base Product | Ultra Low Loss (ULL) OM5 MPO16 APC (pinned) to Unconnectorized, Fiber Trunk Cable Assembly, 192-Fiber, Armored Indoor Plenum | CommScope® | Propel ¦ SYSTIMAX ULL |  | Fiber trunk cable assembly
UKVRZUC8Q |  | Base Product | Ultra Low Loss (ULL) OM5 MPO16 APC (pinned) to Unconnectorized, Fiber Trunk Cable Assembly, 128-Fiber, Armored Indoor Dual Rated (OFNR/LSZH) | CommScope® | Propel ¦ SYSTIMAX ULL |  | Fiber trunk cable assembly
UKGRZUC8N |  | Base Product | Singlemode MPO16 APC (pinned) to Unconnectorized, Fiber Trunk Cable Assembly, 192-Fiber, Armored Indoor Dual Rated (OFNR/LSZH) | CommScope® | Propel ¦ SYSTIMAX ULL |  | Fiber trunk cable assembly
UKXRZUC8M |  | Base Product | Ultra Low Loss (ULL) OM4 MPO16 APC (pinned) to Unconnectorized, Fiber Trunk Cable Assembly, 144-Fiber, Armored Indoor Dual Rated (OFNR/LSZH) | CommScope® | Propel ¦ SYSTIMAX ULL |  | Fiber trunk cable assembly
UKXQXQXTU |  | Base Product | Ultra Low Loss (ULL) OM4 MPO8 UPC (pinned) to MPO8 UPC (pinned) Fiber Trunk Cable Assembly, 64-Fiber, Armored Indoor Dual Rated (OFNR/LSZH) | CommScope® | Propel ¦ SYSTIMAX ULL |  | Fiber trunk cable assembly
UHXQZUCTS |  | Base Product | Ultra Low Loss (ULL) OM4 MPO8 APC (pinned) to Unconnectorized Fiber Trunk Cable Assembly, 32-Fiber, Armored Indoor Plenum | CommScope® | Propel ¦ SYSTIMAX ULL |  | Fiber trunk cable assembly
UHXQXQXTR |  | Base Product | Ultra Low Loss (ULL) OM4 MPO8 UPC (pinned) to MPO8 UPC (pinned) Fiber Trunk Cable Assembly, 16-Fiber, Armored Indoor Plenum | CommScope® | Propel ¦ SYSTIMAX ULL |  | Fiber trunk cable assembly
UHVRZUC8Q |  | Base Product | Ultra Low Loss (ULL) OM5 MPO16 APC (pinned) to Unconnectorized, Fiber Trunk Cable Assembly, 128-Fiber, Armored Indoor Plenum | CommScope® | Propel ¦ SYSTIMAX ULL |  | Fiber trunk cable assembly
UKGRZUC8Q |  | Base Product | Singlemode MPO16 APC (pinned) to Unconnectorized, Fiber Trunk Cable Assembly, 128-Fiber, Armored Indoor Dual Rated (OFNR/LSZH) | CommScope® | Propel ¦ SYSTIMAX ULL |  | Fiber trunk cable assembly
UHVQXUCTK |  | Base Product | Ultra Low Loss (ULL) OM5 MPO8 UPC (pinned) to UnterminatedFiber Trunk Cable Assembly, 72-Fiber, Armored Indoor Plenum | CommScope® | Propel ¦ SYSTIMAX ULL |  | Fiber trunk cable assembly
UKXQXUCT8 |  | Base Product | Ultra Low Loss (ULL) OM4 MPO8 UPC (pinned) to Unconnectorized Fiber Trunk Cable Assembly, 8-Fiber, Armored Indoor Dual Rated (OFNR/LSZH) | CommScope® | Propel ¦ SYSTIMAX ULL |  | Fiber trunk cable assembly
UHXQZUCTU |  | Base Product | Ultra Low Loss (ULL) OM4 MPO8 APC (pinned) to Unconnectorized Fiber Trunk Cable Assembly, 64-Fiber, Armored Indoor Plenum | CommScope® | Propel ¦ SYSTIMAX ULL |  | Fiber trunk cable assembly
UKXRZUC8Q |  | Base Product | Ultra Low Loss (ULL) OM4 MPO16 APC (pinned) to Unconnectorized, Fiber Trunk Cable Assembly, 128-Fiber, Armored Indoor Dual Rated (OFNR/LSZH) | CommScope® | Propel ¦ SYSTIMAX ULL |  | Fiber trunk cable assembly
UKXQZUCTK |  | Base Product | Ultra Low Loss (ULL) OM4 MPO8 APC (pinned) to Unconnectorized Fiber Trunk Cable Assembly, 72-Fiber, Armored Indoor Dual Rated (OFNR/LSZH) | CommScope® | Propel ¦ SYSTIMAX ULL |  | Fiber trunk cable assembly
UHVRZUC8S |  | Base Product | Ultra Low Loss (ULL) OM5 MPO16 APC (pinned) to Unconnectorized, Fiber Trunk Cable Assembly, 32-Fiber, Armored Indoor Plenum | CommScope® | Propel ¦ SYSTIMAX ULL |  | Fiber trunk cable assembly
UHVRZUC8U |  | Base Product | Ultra Low Loss (ULL) OM5 MPO16 APC (pinned) to Unconnectorized, Fiber Trunk Cable Assembly, 64-Fiber, Armored Indoor Plenum | CommScope® | Propel ¦ SYSTIMAX ULL |  | Fiber trunk cable assembly
UHVMXMXCH |  | Base Product | Ultra Low Loss (ULL) OM5 MPO12 UPC (pinned) to MPO12 UPC (pinned) Fiber Trunk Cable Assembly, 48-Fiber, Armored Indoor Plenum | CommScope® | Propel ¦ SYSTIMAX ULL |  | Fiber trunk cable assembly
UKXQXUCTH |  | Base Product | Ultra Low Loss (ULL) OM4 MPO8 UPC (pinned) to Unconnectorized Fiber Trunk Cable Assembly, 48-Fiber, Armored Indoor Dual Rated (OFNR/LSZH) | CommScope® | Propel ¦ SYSTIMAX ULL |  | Fiber trunk cable assembly
UKGRZUC8S |  | Base Product | Singlemode MPO16 APC (pinned) to Unconnectorized, Fiber Trunk Cable Assembly, 32-Fiber, Armored Indoor Dual Rated (OFNR/LSZH) | CommScope® | Propel ¦ SYSTIMAX ULL |  | Fiber trunk cable assembly
UKXRZUC8S |  | Base Product | Ultra Low Loss (ULL) OM4 MPO16 APC (pinned) to Unconnectorized, Fiber Trunk Cable Assembly, 32-Fiber, Armored Indoor Dual Rated (OFNR/LSZH) | CommScope® | Propel ¦ SYSTIMAX ULL |  | Fiber trunk cable assembly
UHXMXMXCD |  | Base Product | Ultra Low Loss (ULL) OM4 MPO12 UPC (pinned) to MPO12 UPC (pinned) Fiber Trunk Cable Assembly, 12-Fiber, Armored Indoor Plenum | CommScope® | Propel ¦ SYSTIMAX ULL |  | Fiber trunk cable assembly
UKGRZUC8U |  | Base Product | Singlemode MPO16 APC (pinned) to Unconnectorized, Fiber Trunk Cable Assembly, 64-Fiber, Armored Indoor Dual Rated (OFNR/LSZH) | CommScope® | Propel ¦ SYSTIMAX ULL |  | Fiber trunk cable assembly
UHVQXUCTR |  | Base Product | Ultra Low Loss (ULL) OM5 MPO8 UPC (pinned) to UnterminatedFiber Trunk Cable Assembly, 16-Fiber, Armored Indoor Plenum | CommScope® | Propel ¦ SYSTIMAX ULL |  | Fiber trunk cable assembly
UKXQXUCTK |  | Base Product | Ultra Low Loss (ULL) OM4 MPO8 UPC (pinned) to Unconnectorized Fiber Trunk Cable Assembly, 72-Fiber, Armored Indoor Dual Rated (OFNR/LSZH) | CommScope® | Propel ¦ SYSTIMAX ULL |  | Fiber trunk cable assembly
UKXQZUCTM |  | Base Product | Ultra Low Loss (ULL) OM4 MPO8 APC (pinned) to Unconnectorized Fiber Trunk Cable Assembly, 144-Fiber, Armored Indoor Dual Rated (OFNR/LSZH) | CommScope® | Propel ¦ SYSTIMAX ULL |  | Fiber trunk cable assembly
UKVMXMXCD |  | Base Product | Ultra Low Loss (ULL) OM5 MPO12 UPC (pinned) to MPO12 UPC (pinned) Fiber Trunk Cable Assembly, 12-Fiber, Armored Indoor Dual Rated (OFNR/LSZH) | CommScope® | Propel ¦ SYSTIMAX ULL |  | Fiber trunk cable assembly
UHVQXUCTS |  | Base Product | Ultra Low Loss (ULL) OM5 MPO8 UPC (pinned) to UnterminatedFiber Trunk Cable Assembly, 32-Fiber, Armored Indoor Plenum | CommScope® | Propel ¦ SYSTIMAX ULL |  | Fiber trunk cable assembly
UKXQXUCTL |  | Base Product | Ultra Low Loss (ULL) OM4 MPO8 UPC (pinned) to Unconnectorized Fiber Trunk Cable Assembly, 96-Fiber, Armored Indoor Dual Rated (OFNR/LSZH) | CommScope® | Propel ¦ SYSTIMAX ULL |  | Fiber trunk cable assembly
UHVMXMXCL |  | Base Product | Ultra Low Loss (ULL) OM5 MPO12 UPC (pinned) to MPO12 UPC (pinned) Fiber Trunk Cable Assembly, 96-Fiber, Armored Indoor Plenum | CommScope® | Propel ¦ SYSTIMAX ULL |  | Fiber trunk cable assembly
UHXMXMXCG |  | Base Product | Ultra Low Loss (ULL) OM4 MPO12 UPC (pinned) to MPO12 UPC (pinned) Fiber Trunk Cable Assembly, 36-Fiber, Armored Indoor Plenum | CommScope® | Propel ¦ SYSTIMAX ULL |  | Fiber trunk cable assembly
UHVQXUCTU |  | Base Product | Ultra Low Loss (ULL) OM5 MPO8 UPC (pinned) to UnterminatedFiber Trunk Cable Assembly, 64-Fiber, Armored Indoor Plenum | CommScope® | Propel ¦ SYSTIMAX ULL |  | Fiber trunk cable assembly
UHXRZRZ8Q |  | Base Product | Ultra Low Loss (ULL) OM4 MPO16 APC (pinned) to MPO16 APC (pinned), Fiber Trunk Cable Assembly, 128-Fiber, Armored Indoor Plenum | CommScope® | Propel ¦ SYSTIMAX ULL |  | Fiber trunk cable assembly
UHVQZQZTF |  | Base Product | Ultra Low Loss (ULL) OM5 MPO8 APC (pinned) to MPO8 APC (pinned) Fiber Trunk Cable Assembly, 24-Fiber, Armored Indoor Plenum | CommScope® | Propel ¦ SYSTIMAX ULL |  | Fiber trunk cable assembly
UHXRZRZ8R |  | Base Product | Ultra Low Loss (ULL) OM4 MPO16 APC (pinned) to MPO16 APC (pinned), Fiber Trunk Cable Assembly, 16-Fiber, Armored Indoor Plenum | CommScope® | Propel ¦ SYSTIMAX ULL |  | Fiber trunk cable assembly
UHVMXMXCN |  | Base Product | Ultra Low Loss (ULL) OM5 MPO12 UPC (pinned) to MPO12 UPC (pinned) Fiber Trunk Cable Assembly, 192-Fiber, Armored Indoor Plenum | CommScope® | Propel ¦ SYSTIMAX ULL |  | Fiber trunk cable assembly
UKXQZUCTU |  | Base Product | Ultra Low Loss (ULL) OM4 MPO8 APC (pinned) to Unconnectorized Fiber Trunk Cable Assembly, 64-Fiber, Armored Indoor Dual Rated (OFNR/LSZH) | CommScope® | Propel ¦ SYSTIMAX ULL |  | Fiber trunk cable assembly
UHVQZQZTH |  | Base Product | Ultra Low Loss (ULL) OM5 MPO8 APC (pinned) to MPO8 APC (pinned) Fiber Trunk Cable Assembly, 48-Fiber, Armored Indoor Plenum | CommScope® | Propel ¦ SYSTIMAX ULL |  | Fiber trunk cable assembly
UKVMXMXCK |  | Base Product | Ultra Low Loss (ULL) OM5 MPO12 UPC (pinned) to MPO12 UPC (pinned) Fiber Trunk Cable Assembly, 72-Fiber, Armored Indoor Dual Rated (OFNR/LSZH) | CommScope® | Propel ¦ SYSTIMAX ULL |  | Fiber trunk cable assembly
UKXRZRZ8L |  | Base Product | Ultra Low Loss (ULL) OM4 MPO16 APC (pinned) to MPO16 APC (pinned), Fiber Trunk Cable Assembly, 96-Fiber, Armored Indoor Dual Rated (OFNR/LSZH) | CommScope® | Propel ¦ SYSTIMAX ULL |  | Fiber trunk cable assembly
UHVQZQZTK |  | Base Product | Ultra Low Loss (ULL) OM5 MPO8 APC (pinned) to MPO8 APC (pinned) Fiber Trunk Cable Assembly, 72-Fiber, Armored Indoor Plenum | CommScope® | Propel ¦ SYSTIMAX ULL |  | Fiber trunk cable assembly
UKVMXMXCL |  | Base Product | Ultra Low Loss (ULL) OM5 MPO12 UPC (pinned) to MPO12 UPC (pinned) Fiber Trunk Cable Assembly, 96-Fiber, Armored Indoor Dual Rated (OFNR/LSZH) | CommScope® | Propel ¦ SYSTIMAX ULL |  | Fiber trunk cable assembly
UHXRZUC8H |  | Base Product | Ultra Low Loss (ULL) OM4 MPO16 APC (pinned) to Unconnectorized, Fiber Trunk Cable Assembly, 48-Fiber, Armored Indoor Plenum | CommScope® | Propel ¦ SYSTIMAX ULL |  | Fiber trunk cable assembly
UHVMXUCCF |  | Base Product | Ultra Low Loss (ULL) OM5 MPO12 UPC (pinned) to Unconnectorized Fiber Trunk Cable Assembly, 24-Fiber, Armored Indoor Plenum | CommScope® | Propel ¦ SYSTIMAX ULL |  | Fiber trunk cable assembly
UKVMXMXCN |  | Base Product | Ultra Low Loss (ULL) OM5 MPO12 UPC (pinned) to MPO12 UPC (pinned) Fiber Trunk Cable Assembly, 192-Fiber, Armored Indoor Dual Rated (OFNR/LSZH) | CommScope® | Propel ¦ SYSTIMAX ULL |  | Fiber trunk cable assembly
UHVQZQZTL |  | Base Product | Ultra Low Loss (ULL) OM5 MPO8 APC (pinned) to MPO8 APC (pinned) Fiber Trunk Cable Assembly, 96-Fiber, Armored Indoor Plenum | CommScope® | Propel ¦ SYSTIMAX ULL |  | Fiber trunk cable assembly
UHVQZQZTM |  | Base Product | Ultra Low Loss (ULL) OM5 MPO8 APC (pinned) to MPO8 APC (pinned) Fiber Trunk Cable Assembly, 144-Fiber, Armored Indoor Plenum | CommScope® | Propel ¦ SYSTIMAX ULL |  | Fiber trunk cable assembly
UKXRZRZ8N |  | Base Product | Ultra Low Loss (ULL) OM4 MPO16 APC (pinned) to MPO16 APC (pinned), Fiber Trunk Cable Assembly, 192-Fiber, Armored Indoor Dual Rated (OFNR/LSZH) | CommScope® | Propel ¦ SYSTIMAX ULL |  | Fiber trunk cable assembly
UHXQXUCTL |  | Base Product | Ultra Low Loss (ULL) OM4 MPO8 UPC (pinned) to Unconnectorized Fiber Trunk Cable Assembly, 96-Fiber, Armored Indoor Plenum | CommScope® | Propel ¦ SYSTIMAX ULL |  | Fiber trunk cable assembly
UHXRZUC8L |  | Base Product | Ultra Low Loss (ULL) OM4 MPO16 APC (pinned) to Unconnectorized, Fiber Trunk Cable Assembly, 96-Fiber, Armored Indoor Plenum | CommScope® | Propel ¦ SYSTIMAX ULL |  | Fiber trunk cable assembly
UHVQZQZTN |  | Base Product | Ultra Low Loss (ULL) OM5 MPO8 APC (pinned) to MPO8 APC (pinned) Fiber Trunk Cable Assembly, 192-Fiber, Armored Indoor Plenum | CommScope® | Propel ¦ SYSTIMAX ULL |  | Fiber trunk cable assembly
UHXRZUC8N |  | Base Product | Ultra Low Loss (ULL) OM4 MPO16 APC (pinned) to Unconnectorized, Fiber Trunk Cable Assembly, 192-Fiber, Armored Indoor Plenum | CommScope® | Propel ¦ SYSTIMAX ULL |  | Fiber trunk cable assembly
UHXQXUCTN |  | Base Product | Ultra Low Loss (ULL) OM4 MPO8 UPC (pinned) to Unconnectorized Fiber Trunk Cable Assembly, 192-Fiber, Armored Indoor Plenum | CommScope® | Propel ¦ SYSTIMAX ULL |  | Fiber trunk cable assembly
UKXRZRZ8U |  | Base Product | Ultra Low Loss (ULL) OM4 MPO16 APC (pinned) to MPO16 APC (pinned), Fiber Trunk Cable Assembly, 64-Fiber, Armored Indoor Dual Rated (OFNR/LSZH) | CommScope® | Propel ¦ SYSTIMAX ULL |  | Fiber trunk cable assembly
U4XQXLUTS |  | Base Product | Ultra Low Loss ULL OM4 MPO8 UPC pinned to LC/UPC Uniboot Ruggedized fanout Cable, 32-Fiber, LSZH, 8 fiber PmP 2.0 mm /B2ca | CommScope® | Propel ¦ SYSTIMAX ULL |  | Ruggedized fanout
UNVQZLUTL |  | Base Product | Ultra Low Loss ULL OM5 MPO8 APC pinned to LC/UPC Uniboot Ruggedized fanout Cable, 96-Fiber, Dual Rated (OFNR/LSZH), 8 fiber PmP 2.0 mm | CommScope® | Propel ¦ SYSTIMAX ULL |  | Ruggedized fanout
ULVQXLUTS |  | Base Product | Ultra Low Loss ULL OM5 MPO8 UPC pinned to LC/UPC Uniboot Ruggedized fanout Cable, 32-Fiber, Plenum, 8 fiber PmP 2.0 mm | CommScope® | Propel ¦ SYSTIMAX ULL |  | Ruggedized fanout
U4XQXLUTU |  | Base Product | Ultra Low Loss ULL OM4 MPO8 UPC pinned to LC/UPC Uniboot Ruggedized fanout Cable, 64-Fiber, LSZH, 8 fiber PmP 2.0 mm /B2ca | CommScope® | Propel ¦ SYSTIMAX ULL |  | Ruggedized fanout
ULGQPLUTK |  | Base Product | Singlemode MPO8 APC non-pinned to LC/UPC Uniboot Ruggedized fanout Cable, 72-Fiber, Plenum, 8 fiber PmP 2.0 mm | CommScope® | Propel ¦ SYSTIMAX ULL |  | Ruggedized fanout
ULXQPLUTK |  | Base Product | Ultra Low Loss ULL OM4 MPO8 UPC non-pinned to LC/UPC Uniboot Ruggedized fanout Cable, 72-Fiber, Plenum, 8 fiber PmP 2.0 mm | CommScope® | Propel ¦ SYSTIMAX ULL |  | Ruggedized fanout
U4XQZLUT8 |  | Base Product | Ultra Low Loss ULL OM4 MPO8 APC pinned to LC/UPC Uniboot Ruggedized fanout Cable, 8-Fiber, LSZH, 8 fiber PmP 2.0 mm /B2ca | CommScope® | Propel ¦ SYSTIMAX ULL |  | Ruggedized fanout
U4XQZLUTF |  | Base Product | Ultra Low Loss ULL OM4 MPO8 APC pinned to LC/UPC Uniboot Ruggedized fanout Cable, 24-Fiber, LSZH, 8 fiber PmP 2.0 mm /B2ca | CommScope® | Propel ¦ SYSTIMAX ULL |  | Ruggedized fanout
U3XQXUCTR |  | Base Product | Ultra Low Loss (ULL) OM4 MPO8 (Pinned) to unconnectorized, Fiber Trunk Cable Assembly, 16-Fiber, LZSH B2ca | CommScope® | Propel ¦ SYSTIMAX ULL |  | Fiber trunk cable assembly
U3GQPUCTM |  | Base Product | Ultra Low Loss (ULL) Singlemode MPO8 (Non-Pinned) to unconnectorized, Fiber Trunk Cable Assembly, 144-Fiber, LZSH B2ca | CommScope® | Propel ¦ SYSTIMAX ULL |  | Fiber trunk cable assembly
UGVQXQXTK |  | Base Product | Ultra Low Loss (ULL) OM5 MPO8 (Pinned) to MPO8 (Pinned), Fiber Trunk Cable Assembly, 72-Fiber, Plenum | CommScope® | Propel ¦ SYSTIMAX ULL |  | Fiber trunk cable assembly
U3VQPQXTU |  | Base Product | Ultra Low Loss (ULL) OM5 MPO8 (Non-Pinned) to MPO8 (Pinned), Fiber Trunk Cable Assembly, 64-Fiber, LZSH B2ca | CommScope® | Propel ¦ SYSTIMAX ULL |  | Fiber trunk cable assembly
UJXQXQXTL |  | Base Product | Ultra Low Loss (ULL) OM4 MPO8 (Pinned) to MPO8 (Pinned), Fiber Trunk Cable Assembly, 96-Fiber, Dual Rated (OFNR/LSZH) | CommScope® | Propel ¦ SYSTIMAX ULL |  | Fiber trunk cable assembly
UGXQPQXTS |  | Base Product | Ultra Low Loss (ULL) OM4 MPO8 (Non-Pinned) to MPO8 (Pinned), Fiber Trunk Cable Assembly, 32-Fiber, Plenum | CommScope® | Propel ¦ SYSTIMAX ULL |  | Fiber trunk cable assembly
UJGQPUCTF |  | Base Product | Ultra Low Loss (ULL) Singlemode MPO8 (Non-Pinned) to unconnectorized, Fiber Trunk Cable Assembly, 24-Fiber, Dual Rated (OFNR/LSZH) | CommScope® | Propel ¦ SYSTIMAX ULL |  | Fiber trunk cable assembly
U3XQXUCTS |  | Base Product | Ultra Low Loss (ULL) OM4 MPO8 (Pinned) to unconnectorized, Fiber Trunk Cable Assembly,32-Fiber, LZSH B2ca | CommScope® | Propel ¦ SYSTIMAX ULL |  | Fiber trunk cable assembly
UJGQXUCTS |  | Base Product | Ultra Low Loss (ULL) Singlemode MPO8 (Pinned) to unconnectorized, Fiber Trunk Cable Assembly,32-Fiber, Dual Rated (OFNR/LSZH) | CommScope® | Propel ¦ SYSTIMAX ULL |  | Fiber trunk cable assembly
UGVQXQXTL |  | Base Product | Ultra Low Loss (ULL) OM5 MPO8 (Pinned) to MPO8 (Pinned), Fiber Trunk Cable Assembly, 96-Fiber, Plenum | CommScope® | Propel ¦ SYSTIMAX ULL |  | Fiber trunk cable assembly
UJVQXUCTF |  | Base Product | Ultra Low Loss (ULL) OM5 MPO8 (Pinned) to unconnectorized, Fiber Trunk Cable Assembly, 24-Fiber, Dual Rated (OFNR/LSZH) | CommScope® | Propel ¦ SYSTIMAX ULL |  | Fiber trunk cable assembly
UJXQXQXTM |  | Base Product | Ultra Low Loss (ULL) OM4 MPO8 (Pinned) to MPO8 (Pinned), Fiber Trunk Cable Assembly, 144-Fiber, Dual Rated (OFNR/LSZH) | CommScope® | Propel ¦ SYSTIMAX ULL |  | Fiber trunk cable assembly
U3VQXUCTS |  | Base Product | Ultra Low Loss (ULL) OM5 MPO8 (Pinned) to unconnectorized, Fiber Trunk Cable Assembly,32-Fiber, LZSH B2ca | CommScope® | Propel ¦ SYSTIMAX ULL |  | Fiber trunk cable assembly
U3GQPUCTR |  | Base Product | Ultra Low Loss (ULL) Singlemode MPO8 (Non-Pinned) to unconnectorized, Fiber Trunk Cable Assembly, 16-Fiber, LZSH B2ca | CommScope® | Propel ¦ SYSTIMAX ULL |  | Fiber trunk cable assembly
UJVQXUCTH |  | Base Product | Ultra Low Loss (ULL) OM5 MPO8 (Pinned) to unconnectorized, Fiber Trunk Cable Assembly, 48-Fiber, Dual Rated (OFNR/LSZH) | CommScope® | Propel ¦ SYSTIMAX ULL |  | Fiber trunk cable assembly
UJXQXQXTN |  | Base Product | Ultra Low Loss (ULL) OM4 MPO8 (Pinned) to MPO8 (Pinned), Fiber Trunk Cable Assembly, 192-Fiber, Dual Rated (OFNR/LSZH) | CommScope® | Propel ¦ SYSTIMAX ULL |  | Fiber trunk cable assembly
UJVQPQXT8 |  | Base Product | Ultra Low Loss (ULL) OM5 MPO8 (Non-Pinned) to MPO8 (Pinned), Fiber Trunk Cable Assembly, 8-Fiber, Dual Rated (OFNR/LSZH) | CommScope® | Propel ¦ SYSTIMAX ULL |  | Fiber trunk cable assembly
UJVQXUCTK |  | Base Product | Ultra Low Loss (ULL) OM5 MPO8 (Pinned) to unconnectorized, Fiber Trunk Cable Assembly, 72-Fiber, Dual Rated (OFNR/LSZH) | CommScope® | Propel ¦ SYSTIMAX ULL |  | Fiber trunk cable assembly
UJXQXQXTR |  | Base Product | Ultra Low Loss (ULL) OM4 MPO8 (Pinned) to MPO8 (Pinned), Fiber Trunk Cable Assembly, 16-Fiber, Dual Rated (OFNR/LSZH) | CommScope® | Propel ¦ SYSTIMAX ULL |  | Fiber trunk cable assembly
UJGQPUCTL |  | Base Product | Ultra Low Loss (ULL) Singlemode MPO8 (Non-Pinned) to unconnectorized, Fiber Trunk Cable Assembly, 96-Fiber, Dual Rated (OFNR/LSZH) | CommScope® | Propel ¦ SYSTIMAX ULL |  | Fiber trunk cable assembly
U3GQPUCTU |  | Base Product | Ultra Low Loss (ULL) Singlemode MPO8 (Non-Pinned) to unconnectorized, Fiber Trunk Cable Assembly, 64-Fiber, LZSH B2ca | CommScope® | Propel ¦ SYSTIMAX ULL |  | Fiber trunk cable assembly
UGGQPQXTF |  | Base Product | Ultra Low Loss (ULL) Singlemode MPO8 (Non-Pinned) to MPO8 (Pinned), Fiber Trunk Cable Assembly, 24-Fiber, Plenum | CommScope® | Propel ¦ SYSTIMAX ULL |  | Fiber trunk cable assembly
UGVQXQXTR |  | Base Product | Ultra Low Loss (ULL) OM5 MPO8 (Pinned) to MPO8 (Pinned), Fiber Trunk Cable Assembly, 16-Fiber, Plenum | CommScope® | Propel ¦ SYSTIMAX ULL |  | Fiber trunk cable assembly
UJVQXUCTL |  | Base Product | Ultra Low Loss (ULL) OM5 MPO8 (Pinned) to unconnectorized, Fiber Trunk Cable Assembly, 96-Fiber, Dual Rated (OFNR/LSZH) | CommScope® | Propel ¦ SYSTIMAX ULL |  | Fiber trunk cable assembly
UGGQXUCTK |  | Base Product | Ultra Low Loss (ULL) Singlemode MPO8 (Pinned) to unconnectorized, Fiber Trunk Cable Assembly, 72-Fiber, Plenum | CommScope® | Propel ¦ SYSTIMAX ULL |  | Fiber trunk cable assembly
URGQXLUF8 |  | Base Product | Ultra Low Loss (ULL) Singlemode MPO8 (Pinned) to LC/UPC Uniboot, Fiber Array Cable Assembly, 8-Fiber, Dual Rated (OFNR/LSZH) | CommScope® | Propel ¦ SYSTIMAX ULL |  | Fiber array cable assembly
UJGQPUCTM |  | Base Product | Ultra Low Loss (ULL) Singlemode MPO8 (Non-Pinned) to unconnectorized, Fiber Trunk Cable Assembly, 144-Fiber, Dual Rated (OFNR/LSZH) | CommScope® | Propel ¦ SYSTIMAX ULL |  | Fiber trunk cable assembly
U3XQPQXTF |  | Base Product | Ultra Low Loss (ULL) OM4 MPO8 (Non-Pinned) to MPO8 (Pinned), Fiber Trunk Cable Assembly, 24-Fiber, LZSH B2ca | CommScope® | Propel ¦ SYSTIMAX ULL |  | Fiber trunk cable assembly
U3GQXQXT8 |  | Base Product | Ultra Low Loss (ULL) Singlemode MPO8 (Pinned) to MPO8 (Pinned), Fiber Trunk Cable Assembly, 8-Fiber, LZSH B2ca | CommScope® | Propel ¦ SYSTIMAX ULL |  | Fiber trunk cable assembly
UGGQPQXTH |  | Base Product | Ultra Low Loss (ULL) Singlemode MPO8 (Non-Pinned) to MPO8 (Pinned), Fiber Trunk Cable Assembly, 48-Fiber, Plenum | CommScope® | Propel ¦ SYSTIMAX ULL |  | Fiber trunk cable assembly
UGVQXQXTS |  | Base Product | Ultra Low Loss (ULL) OM5 MPO8 (Pinned) to MPO8 (Pinned), Fiber Trunk Cable Assembly,32-Fiber, Plenum | CommScope® | Propel ¦ SYSTIMAX ULL |  | Fiber trunk cable assembly
UJVQPQXTH |  | Base Product | Ultra Low Loss (ULL) OM5 MPO8 (Non-Pinned) to MPO8 (Pinned), Fiber Trunk Cable Assembly, 48-Fiber, Dual Rated (OFNR/LSZH) | CommScope® | Propel ¦ SYSTIMAX ULL |  | Fiber trunk cable assembly
UJXQXQXTU |  | Base Product | Ultra Low Loss (ULL) OM4 MPO8 (Pinned) to MPO8 (Pinned), Fiber Trunk Cable Assembly,64-Fiber, Dual Rated (OFNR/LSZH) | CommScope® | Propel ¦ SYSTIMAX ULL |  | Fiber trunk cable assembly
UGXQPUCTK |  | Base Product | Ultra Low Loss (ULL) OM4 MPO8 (Non-Pinned) to unconnectorized, Fiber Trunk Cable Assembly, 72-Fiber, Plenum | CommScope® | Propel ¦ SYSTIMAX ULL |  | Fiber trunk cable assembly
URGQXQXF8 |  | Base Product | Ultra Low Loss (ULL) Singlemode MPO8 (Pinned) to MPO8 (Pinned), Fiber Patch Cord, 8-Fiber, Dual Rated (OFNR/LSZH) | CommScope® | Propel ¦ SYSTIMAX ULL |  | Fiber array cable assembly
UJGQPUCTN |  | Base Product | Ultra Low Loss (ULL) Singlemode MPO8 (Non-Pinned) to unconnectorized, Fiber Trunk Cable Assembly, 192-Fiber, Dual Rated (OFNR/LSZH) | CommScope® | Propel ¦ SYSTIMAX ULL |  | Fiber trunk cable assembly
U3VQPUCTM |  | Base Product | Ultra Low Loss (ULL) OM5 MPO8 (Non-Pinned) to unconnectorized, Fiber Trunk Cable Assembly, 144-Fiber, LZSH B2ca | CommScope® | Propel ¦ SYSTIMAX ULL |  | Fiber trunk cable assembly
UGGQXUCTM |  | Base Product | Ultra Low Loss (ULL) Singlemode MPO8 (Pinned) to unconnectorized, Fiber Trunk Cable Assembly, 144-Fiber, Plenum | CommScope® | Propel ¦ SYSTIMAX ULL |  | Fiber trunk cable assembly
UGXQPUCTL |  | Base Product | Ultra Low Loss (ULL) OM4 MPO8 (Non-Pinned) to unconnectorized, Fiber Trunk Cable Assembly, 96-Fiber, Plenum | CommScope® | Propel ¦ SYSTIMAX ULL |  | Fiber trunk cable assembly
UGGQPQXTL |  | Base Product | Ultra Low Loss (ULL) Singlemode MPO8 (Non-Pinned) to MPO8 (Pinned), Fiber Trunk Cable Assembly, 96-Fiber, Plenum | CommScope® | Propel ¦ SYSTIMAX ULL |  | Fiber trunk cable assembly
UGVQXUCT8 |  | Base Product | Ultra Low Loss (ULL) OM5 MPO8 (Pinned) to unconnectorized, Fiber Trunk Cable Assembly, 8-Fiber, Plenum | CommScope® | Propel ¦ SYSTIMAX ULL |  | Fiber trunk cable assembly
U3VQPUCTN |  | Base Product | Ultra Low Loss (ULL) OM5 MPO8 (Non-Pinned) to unconnectorized, Fiber Trunk Cable Assembly, 192-Fiber, LZSH B2ca | CommScope® | Propel ¦ SYSTIMAX ULL |  | Fiber trunk cable assembly
URVQPLUF8 |  | Base Product | Ultra Low Loss (ULL) OM5 MPO8 (Non-Pinned) to LC/UPC Uniboot, Fiber Array Cable Assembly, 8-Fiber, Dual Rated (OFNR/LSZH) | CommScope® | Propel ¦ SYSTIMAX ULL |  | Fiber array cable assembly
U3GQXQXTK |  | Base Product | Ultra Low Loss (ULL) Singlemode MPO8 (Pinned) to MPO8 (Pinned), Fiber Trunk Cable Assembly, 72-Fiber, LZSH B2ca | CommScope® | Propel ¦ SYSTIMAX ULL |  | Fiber trunk cable assembly
UGVQXUCTF |  | Base Product | Ultra Low Loss (ULL) OM5 MPO8 (Pinned) to unconnectorized, Fiber Trunk Cable Assembly, 24-Fiber, Plenum | CommScope® | Propel ¦ SYSTIMAX ULL |  | Fiber trunk cable assembly
UJVQXUCTS |  | Base Product | Ultra Low Loss (ULL) OM5 MPO8 (Pinned) to unconnectorized, Fiber Trunk Cable Assembly,32-Fiber, Dual Rated (OFNR/LSZH) | CommScope® | Propel ¦ SYSTIMAX ULL |  | Fiber trunk cable assembly
UGXQPUCTN |  | Base Product | Ultra Low Loss (ULL) OM4 MPO8 (Non-Pinned) to unconnectorized, Fiber Trunk Cable Assembly, 192-Fiber, Plenum | CommScope® | Propel ¦ SYSTIMAX ULL |  | Fiber trunk cable assembly
UGGQXUCTR |  | Base Product | Ultra Low Loss (ULL) Singlemode MPO8 (Pinned) to unconnectorized, Fiber Trunk Cable Assembly, 16-Fiber, Plenum | CommScope® | Propel ¦ SYSTIMAX ULL |  | Fiber trunk cable assembly
UJXQXUCTH |  | Base Product | Ultra Low Loss (ULL) OM4 MPO8 (Pinned) to unconnectorized, Fiber Trunk Cable Assembly, 48-Fiber, Dual Rated (OFNR/LSZH) | CommScope® | Propel ¦ SYSTIMAX ULL |  | Fiber trunk cable assembly
U3XQPQXTM |  | Base Product | Ultra Low Loss (ULL) OM4 MPO8 (Non-Pinned) to MPO8 (Pinned), Fiber Trunk Cable Assembly, 144-Fiber, LZSH B2ca | CommScope® | Propel ¦ SYSTIMAX ULL |  | Fiber trunk cable assembly
URVQPQPF8 |  | Base Product | Ultra Low Loss (ULL) OM5 MPO8 (Non-Pinned) to MPO8 (Non-Pinned), Fiber Array Cable Assembly, 8-Fiber, Dual Rated (OFNR/LSZH) | CommScope® | Propel ¦ SYSTIMAX ULL |  | Fiber array cable assembly
UGVQXUCTH |  | Base Product | Ultra Low Loss (ULL) OM5 MPO8 (Pinned) to unconnectorized, Fiber Trunk Cable Assembly, 48-Fiber, Plenum | CommScope® | Propel ¦ SYSTIMAX ULL |  | Fiber trunk cable assembly
UJXQXUCTK |  | Base Product | Ultra Low Loss (ULL) OM4 MPO8 (Pinned) to unconnectorized, Fiber Trunk Cable Assembly, 72-Fiber, Dual Rated (OFNR/LSZH) | CommScope® | Propel ¦ SYSTIMAX ULL |  | Fiber trunk cable assembly
UGGQXUCTS |  | Base Product | Ultra Low Loss (ULL) Singlemode MPO8 (Pinned) to unconnectorized, Fiber Trunk Cable Assembly,32-Fiber, Plenum | CommScope® | Propel ¦ SYSTIMAX ULL |  | Fiber trunk cable assembly
U3GQXQXTM |  | Base Product | Ultra Low Loss (ULL) Singlemode MPO8 (Pinned) to MPO8 (Pinned), Fiber Trunk Cable Assembly, 144-Fiber, Dual Rated (OFNR/LSZH) B2ca | CommScope® | Propel ¦ SYSTIMAX ULL |  | Fiber trunk cable assembly
UJGQXQXT8 |  | Base Product | Ultra Low Loss (ULL) Singlemode MPO8 (Pinned) to MPO8 (Pinned), Fiber Trunk Cable Assembly, 8-Fiber, Dual Rated (OFNR/LSZH) | CommScope® | Propel ¦ SYSTIMAX ULL |  | Fiber trunk cable assembly
UJVQPQXTR |  | Base Product | Ultra Low Loss (ULL) OM5 MPO8 (Non-Pinned) to MPO8 (Pinned), Fiber Trunk Cable Assembly, 16-Fiber, Dual Rated (OFNR/LSZH) | CommScope® | Propel ¦ SYSTIMAX ULL |  | Fiber trunk cable assembly
UGGQXUCTU |  | Base Product | Ultra Low Loss (ULL) Singlemode MPO8 (Pinned) to unconnectorized, Fiber Trunk Cable Assembly,64-Fiber, Plenum | CommScope® | Propel ¦ SYSTIMAX ULL |  | Fiber trunk cable assembly
UGGQPQXTS |  | Base Product | Ultra Low Loss (ULL) Singlemode MPO8 (Non-Pinned) to MPO8 (Pinned), Fiber Trunk Cable Assembly, 32-Fiber, Plenum | CommScope® | Propel ¦ SYSTIMAX ULL |  | Fiber trunk cable assembly
U3GQXQXTN |  | Base Product | Ultra Low Loss (ULL) Singlemode MPO8 (Pinned) to MPO8 (Pinned), Fiber Trunk Cable Assembly, 192-Fiber, LZSH B2ca | CommScope® | Propel ¦ SYSTIMAX ULL |  | Fiber trunk cable assembly
UJXQPQXTF |  | Base Product | Ultra Low Loss (ULL) OM4 MPO8 (Non-Pinned) to MPO8 (Pinned), Fiber Trunk Cable Assembly, 24-Fiber, Dual Rated (OFNR/LSZH) | CommScope® | Propel ¦ SYSTIMAX ULL |  | Fiber trunk cable assembly
UGVQXUCTL |  | Base Product | Ultra Low Loss (ULL) OM5 MPO8 (Pinned) to unconnectorized, Fiber Trunk Cable Assembly, 96-Fiber, Plenum | CommScope® | Propel ¦ SYSTIMAX ULL |  | Fiber trunk cable assembly
URVQXLUF8 |  | Base Product | Ultra Low Loss (ULL) OM5 MPO8 (Pinned) to LC/UPC Uniboot, Fiber Array Cable Assembly, 8-Fiber, Dual Rated (OFNR/LSZH) | CommScope® | Propel ¦ SYSTIMAX ULL |  | Fiber array cable assembly
U3XQPQXTS |  | Base Product | Ultra Low Loss (ULL) OM4 MPO8 (Non-Pinned) to MPO8 (Pinned), Fiber Trunk Cable Assembly,32-Fiber, LZSH B2ca | CommScope® | Propel ¦ SYSTIMAX ULL |  | Fiber trunk cable assembly
UJVQPQXTS |  | Base Product | Ultra Low Loss (ULL) OM5 MPO8 (Non-Pinned) to MPO8 (Pinned), Fiber Trunk Cable Assembly, 32-Fiber, Dual Rated (OFNR/LSZH) | CommScope® | Propel ¦ SYSTIMAX ULL |  | Fiber trunk cable assembly
UGXQPUCTU |  | Base Product | Ultra Low Loss (ULL) OM4 MPO8 (Non-Pinned) to unconnectorized, Fiber Trunk Cable Assembly, 64-Fiber, Plenum | CommScope® | Propel ¦ SYSTIMAX ULL |  | Fiber trunk cable assembly
U3GQXQXTR |  | Base Product | Ultra Low Loss (ULL) Singlemode MPO8 (Pinned) to MPO8 (Pinned), Fiber Trunk Cable Assembly, 16-Fiber, LZSH B2ca | CommScope® | Propel ¦ SYSTIMAX ULL |  | Fiber trunk cable assembly
UJGQXQXTH |  | Base Product | Ultra Low Loss (ULL) Singlemode MPO8 (Pinned) to MPO8 (Pinned), Fiber Trunk Cable Assembly, 48-Fiber, Dual Rated (OFNR/LSZH) | CommScope® | Propel ¦ SYSTIMAX ULL |  | Fiber trunk cable assembly
UGGQPQXTU |  | Base Product | Ultra Low Loss (ULL) Singlemode MPO8 (Non-Pinned) to MPO8 (Pinned), Fiber Trunk Cable Assembly, 64-Fiber, Plenum | CommScope® | Propel ¦ SYSTIMAX ULL |  | Fiber trunk cable assembly
UGVQXUCTM |  | Base Product | Ultra Low Loss (ULL) OM5 MPO8 (Pinned) to unconnectorized, Fiber Trunk Cable Assembly, 144-Fiber, Plenum | CommScope® | Propel ¦ SYSTIMAX ULL |  | Fiber trunk cable assembly
UJXQXUCTN |  | Base Product | Ultra Low Loss (ULL) OM4 MPO8 (Pinned) to unconnectorized, Fiber Trunk Cable Assembly, 192-Fiber, Dual Rated (OFNR/LSZH) | CommScope® | Propel ¦ SYSTIMAX ULL |  | Fiber trunk cable assembly
UGVQPQXTF |  | Base Product | Ultra Low Loss (ULL) OM5 MPO8 (Non-Pinned) to MPO8 (Pinned), Fiber Trunk Cable Assembly, 24-Fiber, Plenum | CommScope® | Propel ¦ SYSTIMAX ULL |  | Fiber trunk cable assembly
U3VQXQXTF |  | Base Product | Ultra Low Loss (ULL) OM5 MPO8 (Pinned) to MPO8 (Pinned), Fiber Trunk Cable Assembly, 24-Fiber, LZSH B2ca | CommScope® | Propel ¦ SYSTIMAX ULL |  | Fiber trunk cable assembly
URVQXQXF8 |  | Base Product | Ultra Low Loss (ULL) OM5 MPO8 (Pinned) to MPO8 (Pinned), Fiber Patch Cord, 8-Fiber, Dual Rated (OFNR/LSZH) | CommScope® | Propel ¦ SYSTIMAX ULL |  | Fiber array cable assembly
UGXQXQXT8 |  | Base Product | Ultra Low Loss (ULL) OM4 MPO8 (Pinned) to MPO8 (Pinned), Fiber Trunk Cable Assembly, 8-Fiber, Plenum | CommScope® | Propel ¦ SYSTIMAX ULL |  | Fiber trunk cable assembly
UJVQPQXTU |  | Base Product | Ultra Low Loss (ULL) OM5 MPO8 (Non-Pinned) to MPO8 (Pinned), Fiber Trunk Cable Assembly, 64-Fiber, Dual Rated (OFNR/LSZH) | CommScope® | Propel ¦ SYSTIMAX ULL |  | Fiber trunk cable assembly
UGGQPUCT8 |  | Base Product | Ultra Low Loss (ULL) Singlemode MPO8 (Non-Pinned) to unconnectorized, Fiber Trunk Cable Assembly, 8-Fiber, Plenum | CommScope® | Propel ¦ SYSTIMAX ULL |  | Fiber trunk cable assembly
UJXQPQXTK |  | Base Product | Ultra Low Loss (ULL) OM4 MPO8 (Non-Pinned) to MPO8 (Pinned), Fiber Trunk Cable Assembly, 72-Fiber, Dual Rated (OFNR/LSZH) | CommScope® | Propel ¦ SYSTIMAX ULL |  | Fiber trunk cable assembly
UJXQXUCTR |  | Base Product | Ultra Low Loss (ULL) OM4 MPO8 (Pinned) to unconnectorized, Fiber Trunk Cable Assembly, 16-Fiber, Dual Rated (OFNR/LSZH) | CommScope® | Propel ¦ SYSTIMAX ULL |  | Fiber trunk cable assembly
UGVQPQXTH |  | Base Product | Ultra Low Loss (ULL) OM5 MPO8 (Non-Pinned) to MPO8 (Pinned), Fiber Trunk Cable Assembly, 48-Fiber, Plenum | CommScope® | Propel ¦ SYSTIMAX ULL |  | Fiber trunk cable assembly
UGXQXQXTF |  | Base Product | Ultra Low Loss (ULL) OM4 MPO8 (Pinned) to MPO8 (Pinned), Fiber Trunk Cable Assembly, 24-Fiber, Plenum | CommScope® | Propel ¦ SYSTIMAX ULL |  | Fiber trunk cable assembly
UGGQPUCTF |  | Base Product | Ultra Low Loss (ULL) Singlemode MPO8 (Non-Pinned) to unconnectorized, Fiber Trunk Cable Assembly, 24-Fiber, Plenum | CommScope® | Propel ¦ SYSTIMAX ULL |  | Fiber trunk cable assembly
UGVQXUCTR |  | Base Product | Ultra Low Loss (ULL) OM5 MPO8 (Pinned) to unconnectorized, Fiber Trunk Cable Assembly, 16-Fiber, Plenum | CommScope® | Propel ¦ SYSTIMAX ULL |  | Fiber trunk cable assembly
UJXQXUCTS |  | Base Product | Ultra Low Loss (ULL) OM4 MPO8 (Pinned) to unconnectorized, Fiber Trunk Cable Assembly,32-Fiber, Dual Rated (OFNR/LSZH) | CommScope® | Propel ¦ SYSTIMAX ULL |  | Fiber trunk cable assembly
U3XQPUCTF |  | Base Product | Ultra Low Loss (ULL) OM4 MPO8 (Non-Pinned) to unconnectorized, Fiber Trunk Cable Assembly, 24-Fiber, LZSH B2ca | CommScope® | Propel ¦ SYSTIMAX ULL |  | Fiber trunk cable assembly
UGVQPQXTK |  | Base Product | Ultra Low Loss (ULL) OM5 MPO8 (Non-Pinned) to MPO8 (Pinned), Fiber Trunk Cable Assembly, 72-Fiber, Plenum | CommScope® | Propel ¦ SYSTIMAX ULL |  | Fiber trunk cable assembly
URXQPLUF8 |  | Base Product | Ultra Low Loss (ULL) OM4 MPO8 (Non-Pinned) to LC/UPC Uniboot, Fiber Array Cable Assembly, 8-Fiber, Dual Rated (OFNR/LSZH) | CommScope® | Propel ¦ SYSTIMAX ULL |  | Fiber array cable assembly
UJXQPQXTM |  | Base Product | Ultra Low Loss (ULL) OM4 MPO8 (Non-Pinned) to MPO8 (Pinned), Fiber Trunk Cable Assembly, 144-Fiber, Dual Rated (OFNR/LSZH) | CommScope® | Propel ¦ SYSTIMAX ULL |  | Fiber trunk cable assembly
UJXQXUCTU |  | Base Product | Ultra Low Loss (ULL) OM4 MPO8 (Pinned) to unconnectorized, Fiber Trunk Cable Assembly,64-Fiber, Dual Rated (OFNR/LSZH) | CommScope® | Propel ¦ SYSTIMAX ULL |  | Fiber trunk cable assembly
UGXQXQXTK |  | Base Product | Ultra Low Loss (ULL) OM4 MPO8 (Pinned) to MPO8 (Pinned), Fiber Trunk Cable Assembly, 72-Fiber, Plenum | CommScope® | Propel ¦ SYSTIMAX ULL |  | Fiber trunk cable assembly
URXQPUCF8 |  | Base Product | Ultra Low Loss (ULL) OM4 MPO8 (Non-Pinned) to unconnectorized, Fiber Array Cable Assembly, 8-Fiber, Dual Rated (OFNR/LSZH) | CommScope® | Propel ¦ SYSTIMAX ULL |  | Fiber array cable assembly
U3VQXQXTL |  | Base Product | Ultra Low Loss (ULL) OM5 MPO8 (Pinned) to MPO8 (Pinned), Fiber Trunk Cable Assembly, 96-Fiber, LZSH B2ca | CommScope® | Propel ¦ SYSTIMAX ULL |  | Fiber trunk cable assembly
UJXQPQXTN |  | Base Product | Ultra Low Loss (ULL) OM4 MPO8 (Non-Pinned) to MPO8 (Pinned), Fiber Trunk Cable Assembly, 192-Fiber, Dual Rated (OFNR/LSZH) | CommScope® | Propel ¦ SYSTIMAX ULL |  | Fiber trunk cable assembly
U3XQPUCTK |  | Base Product | Ultra Low Loss (ULL) OM4 MPO8 (Non-Pinned) to unconnectorized, Fiber Trunk Cable Assembly, 72-Fiber, LZSH B2ca | CommScope® | Propel ¦ SYSTIMAX ULL |  | Fiber trunk cable assembly
U3VQXQXTM |  | Base Product | Ultra Low Loss (ULL) OM5 MPO8 (Pinned) to MPO8 (Pinned), Fiber Trunk Cable Assembly, 144-Fiber, LZSH B2ca | CommScope® | Propel ¦ SYSTIMAX ULL |  | Fiber trunk cable assembly
UGXQXQXTL |  | Base Product | Ultra Low Loss (ULL) OM4 MPO8 (Pinned) to MPO8 (Pinned), Fiber Trunk Cable Assembly, 96-Fiber, Plenum | CommScope® | Propel ¦ SYSTIMAX ULL |  | Fiber trunk cable assembly
UJXQPQXTR |  | Base Product | Ultra Low Loss (ULL) OM4 MPO8 (Non-Pinned) to MPO8 (Pinned), Fiber Trunk Cable Assembly, 16-Fiber, Dual Rated (OFNR/LSZH) | CommScope® | Propel ¦ SYSTIMAX ULL |  | Fiber trunk cable assembly
U3XQPUCTL |  | Base Product | Ultra Low Loss (ULL) OM4 MPO8 (Non-Pinned) to unconnectorized, Fiber Trunk Cable Assembly, 96-Fiber, LZSH B2ca | CommScope® | Propel ¦ SYSTIMAX ULL |  | Fiber trunk cable assembly
UQGQPQPF8 |  | Base Product | Ultra Low Loss (ULL) Singlemode MPO8 (Non-Pinned) to MPO8 (Non-Pinned), Fiber Array Cable Assembly, 8-Fiber, Plenum | CommScope® | Propel ¦ SYSTIMAX ULL |  | Fiber array cable assembly
URXQXQXF8 |  | Base Product | Ultra Low Loss (ULL) OM4 MPO8 (Pinned) to MPO8 (Pinned), Fiber Cable Assembly, 8-Fiber, Dual Rated (OFNR/LSZH) | CommScope® | Propel ¦ SYSTIMAX ULL |  | Fiber array cable assembly
UJVQPUCTM |  | Base Product | Ultra Low Loss (ULL) OM5 MPO8 (Non-Pinned) to unconnectorized, Fiber Trunk Cable Assembly, 144-Fiber, Dual Rated (OFNR/LSZH) | CommScope® | Propel ¦ SYSTIMAX ULL |  | Fiber trunk cable assembly
U3XQPUCTM |  | Base Product | Ultra Low Loss (ULL) OM4 MPO8 (Non-Pinned) to unconnectorized, Fiber Trunk Cable Assembly, 144-Fiber, LZSH B2ca | CommScope® | Propel ¦ SYSTIMAX ULL |  | Fiber trunk cable assembly
UQGQPQXF8 |  | Base Product | Ultra Low Loss (ULL) Singlemode MPO8 (Non-Pinned) to MPO8 (Pinned), Fiber Array Cable Assembly, 8-Fiber, Plenum | CommScope® | Propel ¦ SYSTIMAX ULL |  | Fiber array cable assembly
URXQXUCF8 |  | Base Product | Ultra Low Loss (ULL) OM4 MPO8 (Pinned) to unconnectorized, Fiber Cable Assembly, 8-Fiber, Dual Rated (OFNR/LSZH) | CommScope® | Propel ¦ SYSTIMAX ULL |  | Fiber array cable assembly
U3XQPUCTR |  | Base Product | Ultra Low Loss (ULL) OM4 MPO8 (Non-Pinned) to unconnectorized, Fiber Trunk Cable Assembly, 16-Fiber, LZSH B2ca | CommScope® | Propel ¦ SYSTIMAX ULL |  | Fiber trunk cable assembly
UGXQXQXTS |  | Base Product | Ultra Low Loss (ULL) OM4 MPO8 (Pinned) to MPO8 (Pinned), Fiber Trunk Cable Assembly,32-Fiber, Plenum | CommScope® | Propel ¦ SYSTIMAX ULL |  | Fiber trunk cable assembly
U3XQPUCTS |  | Base Product | Ultra Low Loss (ULL) OM4 MPO8 (Non-Pinned) to unconnectorized, Fiber Trunk Cable Assembly,32-Fiber, LZSH B2ca | CommScope® | Propel ¦ SYSTIMAX ULL |  | Fiber trunk cable assembly
UGXQXUCT8 |  | Base Product | Ultra Low Loss (ULL) OM4 MPO8 (Pinned) to unconnectorized, Fiber Trunk Cable Assembly, 8-Fiber, Plenum | CommScope® | Propel ¦ SYSTIMAX ULL |  | Fiber trunk cable assembly
UQGRPMPAH |  | Base Product | Ultra Low Loss (ULL) Singlemode G.657.A2, 3X4, MPO16 (Non-Pinned) to MPO12 (Non-Pinned), 48-Fiber, Conversion Array, Plenum | CommScope® | Propel ¦ SYSTIMAX ULL |  | Fiber conversion array cable assembly
URG2X2DBH |  | Base Product | Ultra Low Loss (ULL) Singlemode G.657.A2, 2X3, MPO24 (Pinned) to MPO24 (Non-Pinned-QSFP-DD), 48-Fiber, Conversion Array, LSZH | CommScope® | Propel ¦ SYSTIMAX ULL |  | Fiber conversion array cable assembly
UQV2P2DBH |  | Base Product | Ultra Low Loss (ULL) OM5 , 2X3, MPO24 (Non-Pinned) to MPO24 (Non-Pinned-QSFP-DD), 48-Fiber, Conversion Array, Plenum | CommScope® | Propel ¦ SYSTIMAX ULL |  | Fiber conversion array cable assembly
URX2XRVBH |  | Base Product | Ultra Low Loss (ULL) OM4, 2X3, MPO24 (Pinned) to MPO16 Multimode APC (Non-Pinned), 48-Fiber, Conversion Array, LSZH | CommScope® | Propel ¦ SYSTIMAX ULL |  | Fiber conversion array cable assembly
URG2X2EBH |  | Base Product | Ultra Low Loss (ULL) Singlemode G.657.A2, 2X3, MPO24 (Pinned) to MPO24 (Non-Pinned-QSFP), 48-Fiber, Conversion Array, LSZH | CommScope® | Propel ¦ SYSTIMAX ULL |  | Fiber conversion array cable assembly
URG2DMPAH |  | Base Product | Ultra Low Loss (ULL) Singlemode G.657.A2, 3X4, MPO24 (Non-Pinned - QSFP-DD) to MPO12 (Non-Pinned), 48-Fiber, Conversion Array, LSZH | CommScope® | Propel ¦ SYSTIMAX ULL |  | Fiber conversion array cable assembly
URV2EMXAH |  | Base Product | Ultra Low Loss (ULL) OM5, 3X4, MPO24 (Non-Pinned - QSFP) to MPO12 (Pinned), 48-Fiber, Conversion Array, LSZH | CommScope® | Propel ¦ SYSTIMAX ULL |  | Fiber conversion array cable assembly
UQV2P2EBH |  | Base Product | Ultra Low Loss (ULL) OM5 , 2X3, MPO24 (Non-Pinned) to MPO24 (Non-Pinned-QSFP), 48-Fiber, Conversion Array, Plenum | CommScope® | Propel ¦ SYSTIMAX ULL |  | Fiber conversion array cable assembly
UQX2EQP7R |  | Base Product | Ultra Low Loss (ULL) OM4 ,1X2, MPO24 (Non-Pinned - QSFP) to MPO8 (Non-Pinned), 16-Fiber, Conversion Array, Plenum | CommScope® | Propel ¦ SYSTIMAX ULL |  | Fiber conversion array cable assembly
UQGRPQP7R |  | Base Product | Ultra Low Loss (ULL) Singlemode G.657.A2, 1X2, MPO16 (Non-Pinned) to MPO8 (Non-Pinned), 16-Fiber, Conversion Array, Plenum | CommScope® | Propel ¦ SYSTIMAX ULL |  | Fiber conversion array cable assembly
UQG2EMXAH |  | Base Product | Ultra Low Loss (ULL) Singlemode G.657.A2, 3X4, MPO24 (Non-Pinned - QSFP) to MPO12 (Pinned), 48-Fiber, Conversion Array, LSZH | CommScope® | Propel ¦ SYSTIMAX ULL |  | Fiber conversion array cable assembly
UQXRVMPAH |  | Base Product | Ultra Low Loss (ULL) OM4, 3X4, MPO16 Multimode APC (Non-Pinned) to MPO12 (Non-Pinned), 48-Fiber, Conversion Array, Plenum | CommScope® | Propel ¦ SYSTIMAX ULL |  | Fiber conversion array cable assembly
UQV2PRVBH |  | Base Product | Ultra Low Loss (ULL) OM5, 2X3, MPO24 (Non-Pinned) to MPO16 Multimode APC (Non-Pinned), 48-Fiber, Conversion Array, Plenum | CommScope® | Propel ¦ SYSTIMAX ULL |  | Fiber conversion array cable assembly
URG2DMXAH |  | Base Product | Ultra Low Loss (ULL) Singlemode G.657.A2, 3X4, MPO24 (Non-Pinned - QSFP-DD) to MPO12 (Pinned), 48-Fiber, Conversion Array, LSZH | CommScope® | Propel ¦ SYSTIMAX ULL |  | Fiber conversion array cable assembly
UQGRXQP7R |  | Base Product | Ultra Low Loss (ULL) Singlemode G.657.A2, 1X2, MPO16 (Pinned) to MPO8 (Non-Pinned), 16-Fiber, Conversion Array, Plenum | CommScope® | Propel ¦ SYSTIMAX ULL |  | Fiber conversion array cable assembly
URGRPMPAH |  | Base Product | Ultra Low Loss (ULL) Singlemode G.657.A2, 3X4, MPO16 (Non-Pinned) to MPO12 (Non-Pinned), 48-Fiber, Conversion Array, LSZH | CommScope® | Propel ¦ SYSTIMAX ULL |  | Fiber conversion array cable assembly
UQG2EQP7R |  | Base Product | Ultra Low Loss (ULL) Singlemode G.657.A2, 1X2, MPO24 (Non-Pinned - QSFP) to MPO8 (Non-Pinned), 16-Fiber, Conversion Array, Plenum | CommScope® | Propel ¦ SYSTIMAX ULL |  | Fiber conversion array cable assembly
URG2DQP7R |  | Base Product | Ultra Low Loss (ULL) Singlemode G.657.A2, 1X2, MPO24 (Non-Pinned - QSFP-DD) to MPO8 (Non-Pinned), 16-Fiber, Conversion Array, LSZH | CommScope® | Propel ¦ SYSTIMAX ULL |  | Fiber conversion array cable assembly
UQV2DMPAH |  | Base Product | Ultra Low Loss (ULL) OM5, 3X4, MPO24 (Non-Pinned - QSFP-DD) to MPO12 (Non-Pinned), 48-Fiber, Conversion Array ,Plenum | CommScope® | Propel ¦ SYSTIMAX ULL |  | Fiber conversion array cable assembly
URGRPMXAH |  | Base Product | Ultra Low Loss (ULL) Singlemode G.657.A2, 3X4, MPO16 (Non-Pinned) to MPO12 (Pinned), 48-Fiber, Conversion Array, LSZH | CommScope® | Propel ¦ SYSTIMAX ULL |  | Fiber conversion array cable assembly
UQX2PRVBH |  | Base Product | Ultra Low Loss (ULL) OM4, 2X3, MPO24 (Non-Pinned) to MPO16 Multimode APC (Non-Pinned), 48-Fiber, Conversion Array, Plenum | CommScope® | Propel ¦ SYSTIMAX ULL |  | Fiber conversion array cable assembly
URG2EMPAH |  | Base Product | Ultra Low Loss (ULL) Singlemode G.657.A2, 3X4, MPO24 (Non-Pinned - QSFP) to MPO12 (Non-Pinned), 48-Fiber, Conversion Array, LSZH | CommScope® | Propel ¦ SYSTIMAX ULL |  | Fiber conversion array cable assembly
UQV2X2EBH |  | Base Product | Ultra Low Loss (ULL) OM5, 2X3, MPO24 (Pinned) to MPO24 (Non-Pinned-QSFP), 48-Fiber, Conversion Array, Plenum | CommScope® | Propel ¦ SYSTIMAX ULL |  | Fiber conversion array cable assembly
UQVRVQV7R |  | Base Product | Ultra Low Loss (ULL) OM5, 1X2, MPO16 Multimode APC (Non-Pinned) to MPO8 Multimode APC (Non-Pinned), 16-Fiber, Conversion Array, Plenum | CommScope® | Propel ¦ SYSTIMAX ULL |  | Fiber conversion array cable assembly
UQXRVMXAH |  | Base Product | Ultra Low Loss (ULL) OM4, 3X4, MPO16 Multimode APC (Non-Pinned) to MPO12 (Pinned), 48-Fiber, Conversion Array, Plenum | CommScope® | Propel ¦ SYSTIMAX ULL |  | Fiber conversion array cable assembly
URGRPQP7R |  | Base Product | Ultra Low Loss (ULL) Singlemode G.657.A2, 1X2, MPO16 (Non-Pinned) to MPO8 (Non-Pinned), 16-Fiber, Conversion Array, Dual Rated (OFNR/LSZH) | CommScope® | Propel ¦ SYSTIMAX ULL |  | Fiber conversion array cable assembly
UQV2DMXAH |  | Base Product | Ultra Low Loss (ULL) OM5, 3X4, MPO24 (Non-Pinned - QSFP-DD) to MPO12 (Pinned), 48-Fiber, Conversion Array ,Plenum | CommScope® | Propel ¦ SYSTIMAX ULL |  | Fiber conversion array cable assembly
URXRVMPAH |  | Base Product | Ultra Low Loss (ULL) OM4, 3X4, MPO16 Multimode APC (Non-Pinned) to MPO12 (Non-Pinned), 48-Fiber, Conversion Array, LSZH | CommScope® | Propel ¦ SYSTIMAX ULL |  | Fiber conversion array cable assembly
URV2P2DBH |  | Base Product | Ultra Low Loss (ULL) OM5 , 2X3, MPO24 (Non-Pinned) to MPO24 (Non-Pinned-QSFP-DD), 48-Fiber, Conversion Array, LSZH | CommScope® | Propel ¦ SYSTIMAX ULL |  | Fiber conversion array cable assembly
UQG2P2EBH |  | Base Product | Ultra Low Loss (ULL) Singlemode G.657.A2, 2X3, MPO24 (Non-Pinned) to MPO24 (Non-Pinned-QSFP), 48-Fiber, Conversion Array, Plenum | CommScope® | Propel ¦ SYSTIMAX ULL |  | Fiber conversion array cable assembly
UQV2XRVBH |  | Base Product | Ultra Low Loss (ULL) OM5, 2X3, MPO24 (Pinned) to MPO16 Multimode APC (Non-Pinned), 48-Fiber, Conversion Array, Plenum | CommScope® | Propel ¦ SYSTIMAX ULL |  | Fiber conversion array cable assembly
URG2EMXAH |  | Base Product | Ultra Low Loss (ULL) Singlemode G.657.A2, 3X4, MPO24 (Non-Pinned - QSFP) to MPO12 (Pinned), 48-Fiber, Conversion Array, LSZH | CommScope® | Propel ¦ SYSTIMAX ULL |  | Fiber conversion array cable assembly
URVRVQP7R |  | Base Product | Ultra Low Loss (ULL) OM5, 1X2, MPO16 Multimode APC (Non-Pinned) to MPO8 (Non-Pinned), 16-Fiber, Conversion Array, LSZH | CommScope® | Propel ¦ SYSTIMAX ULL |  | Fiber conversion array cable assembly
UQV2DQP7R |  | Base Product | Ultra Low Loss (ULL) OM5 ,1X2, MPO24 (Non-Pinned - QSFP-DD) to MPO8 (Non-Pinned), 16-Fiber, Conversion Array, Plenum | CommScope® | Propel ¦ SYSTIMAX ULL |  | Fiber conversion array cable assembly
URV2P2EBH |  | Base Product | Ultra Low Loss (ULL) OM5 , 2X3, MPO24 (Non-Pinned) to MPO24 (Non-Pinned-QSFP), 48-Fiber, Conversion Array, LSZH | CommScope® | Propel ¦ SYSTIMAX ULL |  | Fiber conversion array cable assembly
UQX2X2EBH |  | Base Product | Ultra Low Loss (ULL) OM4, 2X3, MPO24 (Pinned) to MPO24 (Non-Pinned-QSFP), 48-Fiber, Conversion Array, Plenum | CommScope® | Propel ¦ SYSTIMAX ULL |  | Fiber conversion array cable assembly
UQV2EMPAH |  | Base Product | Ultra Low Loss (ULL) OM5, 3X4, MPO24 (Non-Pinned - QSFP) to MPO12 (Non-Pinned), 48-Fiber, Conversion Array, LSZH | CommScope® | Propel ¦ SYSTIMAX ULL |  | Fiber conversion array cable assembly
URXRVMXAH |  | Base Product | Ultra Low Loss (ULL) OM4, 3X4, MPO16 Multimode APC (Non-Pinned) to MPO12 (Pinned), 48-Fiber, Conversion Array, LSZH | CommScope® | Propel ¦ SYSTIMAX ULL |  | Fiber conversion array cable assembly
URX2P2EBH |  | Base Product | Ultra Low Loss (ULL) OM4 , 2X3, MPO24 (Non-Pinned) to MPO24 (Non-Pinned-QSFP), 48-Fiber, Conversion Array, LSZH | CommScope® | Propel ¦ SYSTIMAX ULL |  | Fiber conversion array cable assembly
UQX2DMPAH |  | Base Product | Ultra Low Loss (ULL) OM4, 3X4, MPO24 (Non-Pinned - QSFP-DD) to MPO12 (Non-Pinned), 48-Fiber, Conversion Array, Plenum | CommScope® | Propel ¦ SYSTIMAX ULL |  | Fiber conversion array cable assembly
URG2P2DBH |  | Base Product | Ultra Low Loss (ULL) Singlemode G.657.A2, 2X3, MPO24 (Non-Pinned) to MPO24 (Non-Pinned-QSFP-DD), 48-Fiber, Conversion Array, LSZH | CommScope® | Propel ¦ SYSTIMAX ULL |  | Fiber conversion array cable assembly
UQXRVQV7R |  | Base Product | Ultra Low Loss (ULL) OM4, 1X2, MPO16 Multimode APC (Non-Pinned) to MPO8 Multimode APC (Non-Pinned), 16-Fiber, Conversion Array, Plenum | CommScope® | Propel ¦ SYSTIMAX ULL |  | Fiber conversion array cable assembly
URXRZQP7R |  | Base Product | Ultra Low Loss (ULL) OM4, 1X2, MPO16 Multimode APC (Pinned) to MPO8 (Non-Pinned), 16-Fiber, Conversion Array, LSZH | CommScope® | Propel ¦ SYSTIMAX ULL |  | Fiber conversion array cable assembly
URXRZQV7R |  | Base Product | Ultra Low Loss (ULL) OM4, 1X2, MPO16 Multimode APC (Pinned) to MPO8 Multimode APC (Non-Pinned), 16-Fiber, Conversion Array, LSZH | CommScope® | Propel ¦ SYSTIMAX ULL |  | Fiber conversion array cable assembly
UJGQXQXTL |  | Base Product | Ultra Low Loss (ULL) Singlemode MPO8 (Pinned) to MPO8 (Pinned), Fiber Trunk Cable Assembly, 96-Fiber, Dual Rated (OFNR/LSZH) | CommScope® | Propel ¦ SYSTIMAX ULL |  | Fiber trunk cable assembly
UGGQPUCTH |  | Base Product | Ultra Low Loss (ULL) Singlemode MPO8 (Non-Pinned) to unconnectorized, Fiber Trunk Cable Assembly, 48-Fiber, Plenum | CommScope® | Propel ¦ SYSTIMAX ULL |  | Fiber trunk cable assembly
UGVQXUCTS |  | Base Product | Ultra Low Loss (ULL) OM5 MPO8 (Pinned) to unconnectorized, Fiber Trunk Cable Assembly,32-Fiber, Plenum | CommScope® | Propel ¦ SYSTIMAX ULL |  | Fiber trunk cable assembly
UGXQXUCTF |  | Base Product | Ultra Low Loss (ULL) OM4 MPO8 (Pinned) to unconnectorized, Fiber Trunk Cable Assembly, 24-Fiber, Plenum | CommScope® | Propel ¦ SYSTIMAX ULL |  | Fiber trunk cable assembly
U3XQPUCTU |  | Base Product | Ultra Low Loss (ULL) OM4 MPO8 (Non-Pinned) to unconnectorized, Fiber Trunk Cable Assembly, 64-Fiber, LZSH B2ca | CommScope® | Propel ¦ SYSTIMAX ULL |  | Fiber trunk cable assembly
U3GQXUCTK |  | Base Product | Ultra Low Loss (ULL) Singlemode MPO8 (Pinned) to unconnectorized, Fiber Trunk Cable Assembly, 72-Fiber, LZSH B2ca | CommScope® | Propel ¦ SYSTIMAX ULL |  | Fiber trunk cable assembly
U3GQPQXT8 |  | Base Product | Ultra Low Loss (ULL) Singlemode MPO8 (Non-Pinned) to MPO8 (Pinned), Fiber Trunk Cable Assembly, 8-Fiber, LZSH B2ca | CommScope® | Propel ¦ SYSTIMAX ULL |  | Fiber trunk cable assembly
UGVQPQXTM |  | Base Product | Ultra Low Loss (ULL) OM5 MPO8 (Non-Pinned) to MPO8 (Pinned), Fiber Trunk Cable Assembly, 144-Fiber, Plenum | CommScope® | Propel ¦ SYSTIMAX ULL |  | Fiber trunk cable assembly
UQGQPUCF8 |  | Base Product | Ultra Low Loss (ULL) Singlemode MPO8 (Non-Pinned) to unconnectorized, Fiber Array Cable Assembly, 8-Fiber, Plenum | CommScope® | Propel ¦ SYSTIMAX ULL |  | Fiber array cable assembly
UGXQXUCTH |  | Base Product | Ultra Low Loss (ULL) OM4 MPO8 (Pinned) to unconnectorized, Fiber Trunk Cable Assembly, 48-Fiber, Plenum | CommScope® | Propel ¦ SYSTIMAX ULL |  | Fiber trunk cable assembly
U3GQPQXTF |  | Base Product | Ultra Low Loss (ULL) Singlemode MPO8 (Non-Pinned) to MPO8 (Pinned), Fiber Trunk Cable Assembly, 24-Fiber, LZSH B2ca | CommScope® | Propel ¦ SYSTIMAX ULL |  | Fiber trunk cable assembly
UGVQPQXTN |  | Base Product | Ultra Low Loss (ULL) OM5 MPO8 (Non-Pinned) to MPO8 (Pinned), Fiber Trunk Cable Assembly, 192-Fiber, Plenum | CommScope® | Propel ¦ SYSTIMAX ULL |  | Fiber trunk cable assembly
UGXQXUCTK |  | Base Product | Ultra Low Loss (ULL) OM4 MPO8 (Pinned) to unconnectorized, Fiber Trunk Cable Assembly, 72-Fiber, Plenum | CommScope® | Propel ¦ SYSTIMAX ULL |  | Fiber trunk cable assembly
U3GQPQXTH |  | Base Product | Ultra Low Loss (ULL) Singlemode MPO8 (Non-Pinned) to MPO8 (Pinned), Fiber Trunk Cable Assembly, 48-Fiber, LZSH B2ca | CommScope® | Propel ¦ SYSTIMAX ULL |  | Fiber trunk cable assembly
U3GQXUCTM |  | Base Product | Ultra Low Loss (ULL) Singlemode MPO8 (Pinned) to unconnectorized, Fiber Trunk Cable Assembly, 144-Fiber, LZSH B2ca | CommScope® | Propel ¦ SYSTIMAX ULL |  | Fiber trunk cable assembly
UGVQXUCTU |  | Base Product | Ultra Low Loss (ULL) OM5 MPO8 (Pinned) to unconnectorized, Fiber Trunk Cable Assembly,64-Fiber, Plenum | CommScope® | Propel ¦ SYSTIMAX ULL |  | Fiber trunk cable assembly
UGXQXUCTL |  | Base Product | Ultra Low Loss (ULL) OM4 MPO8 (Pinned) to unconnectorized, Fiber Trunk Cable Assembly, 96-Fiber, Plenum | CommScope® | Propel ¦ SYSTIMAX ULL |  | Fiber trunk cable assembly
UJGQXQXTR |  | Base Product | Ultra Low Loss (ULL) Singlemode MPO8 (Pinned) to MPO8 (Pinned), Fiber Trunk Cable Assembly, 16-Fiber, Dual Rated (OFNR/LSZH) | CommScope® | Propel ¦ SYSTIMAX ULL |  | Fiber trunk cable assembly
UGGQPUCTM |  | Base Product | Ultra Low Loss (ULL) Singlemode MPO8 (Non-Pinned) to unconnectorized, Fiber Trunk Cable Assembly, 144-Fiber, Plenum | CommScope® | Propel ¦ SYSTIMAX ULL |  | Fiber trunk cable assembly
UGVQPQXTS |  | Base Product | Ultra Low Loss (ULL) OM5 MPO8 (Non-Pinned) to MPO8 (Pinned), Fiber Trunk Cable Assembly, 32-Fiber, Plenum | CommScope® | Propel ¦ SYSTIMAX ULL |  | Fiber trunk cable assembly
UGXQPQXT8 |  | Base Product | Ultra Low Loss (ULL) OM4 MPO8 (Non-Pinned) to MPO8 (Pinned), Fiber Trunk Cable Assembly, 8-Fiber, Plenum | CommScope® | Propel ¦ SYSTIMAX ULL |  | Fiber trunk cable assembly
UJGQXQXTS |  | Base Product | Ultra Low Loss (ULL) Singlemode MPO8 (Pinned) to MPO8 (Pinned), Fiber Trunk Cable Assembly,32-Fiber, Dual Rated (OFNR/LSZH) | CommScope® | Propel ¦ SYSTIMAX ULL |  | Fiber trunk cable assembly
UGGQPUCTN |  | Base Product | Ultra Low Loss (ULL) Singlemode MPO8 (Non-Pinned) to unconnectorized, Fiber Trunk Cable Assembly, 192-Fiber, Plenum | CommScope® | Propel ¦ SYSTIMAX ULL |  | Fiber trunk cable assembly
U3GQPQXTL |  | Base Product | Ultra Low Loss (ULL) Singlemode MPO8 (Non-Pinned) to MPO8 (Pinned), Fiber Trunk Cable Assembly, 96-Fiber, LZSH B2ca | CommScope® | Propel ¦ SYSTIMAX ULL |  | Fiber trunk cable assembly
UJXQPUCTL |  | Base Product | Ultra Low Loss (ULL) OM4 MPO8 (Non-Pinned) to unconnectorized, Fiber Trunk Cable Assembly, 96-Fiber, Dual Rated (OFNR/LSZH) | CommScope® | Propel ¦ SYSTIMAX ULL |  | Fiber trunk cable assembly
UGXQPQXTF |  | Base Product | Ultra Low Loss (ULL) OM4 MPO8 (Non-Pinned) to MPO8 (Pinned), Fiber Trunk Cable Assembly, 24-Fiber, Plenum | CommScope® | Propel ¦ SYSTIMAX ULL |  | Fiber trunk cable assembly
UGXQXUCTN |  | Base Product | Ultra Low Loss (ULL) OM4 MPO8 (Pinned) to unconnectorized, Fiber Trunk Cable Assembly, 192-Fiber, Plenum | CommScope® | Propel ¦ SYSTIMAX ULL |  | Fiber trunk cable assembly
U3XQXQXTL |  | Base Product | Ultra Low Loss (ULL) OM4 MPO8 (Pinned) to MPO8 (Pinned), Fiber Trunk Cable Assembly, 96-Fiber, LZSH B2ca | CommScope® | Propel ¦ SYSTIMAX ULL |  | Fiber trunk cable assembly
U3GQPQXTM |  | Base Product | Ultra Low Loss (ULL) Singlemode MPO8 (Non-Pinned) to MPO8 (Pinned), Fiber Trunk Cable Assembly, 144-Fiber, LZSH B2ca | CommScope® | Propel ¦ SYSTIMAX ULL |  | Fiber trunk cable assembly
UQVQPQPF8 |  | Base Product | Ultra Low Loss (ULL) OM5 MPO8 (Non-Pinned) to MPO8 (Non-Pinned), Fiber Array Cable Assembly, 8-Fiber, Plenum | CommScope® | Propel ¦ SYSTIMAX ULL |  | Fiber array cable assembly
UJXQPUCTM |  | Base Product | Ultra Low Loss (ULL) OM4 MPO8 (Non-Pinned) to unconnectorized, Fiber Trunk Cable Assembly, 144-Fiber, Dual Rated (OFNR/LSZH) | CommScope® | Propel ¦ SYSTIMAX ULL |  | Fiber trunk cable assembly
UGXQPQXTH |  | Base Product | Ultra Low Loss (ULL) OM4 MPO8 (Non-Pinned) to MPO8 (Pinned), Fiber Trunk Cable Assembly, 48-Fiber, Plenum | CommScope® | Propel ¦ SYSTIMAX ULL |  | Fiber trunk cable assembly
U3XQXQXTM |  | Base Product | Ultra Low Loss (ULL) OM4 MPO8 (Pinned) to MPO8 (Pinned), Fiber Trunk Cable Assembly, 144-Fiber, LZSH B2ca | CommScope® | Propel ¦ SYSTIMAX ULL |  | Fiber trunk cable assembly
U3GQPQXTN |  | Base Product | Ultra Low Loss (ULL) Singlemode MPO8 (Non-Pinned) to MPO8 (Pinned), Fiber Trunk Cable Assembly, 192-Fiber, LZSH B2ca | CommScope® | Propel ¦ SYSTIMAX ULL |  | Fiber trunk cable assembly
UJVQXQXTH |  | Base Product | Ultra Low Loss (ULL) OM5 MPO8 (Pinned) to MPO8 (Pinned), Fiber Trunk Cable Assembly, 48-Fiber, Dual Rated (OFNR/LSZH) | CommScope® | Propel ¦ SYSTIMAX ULL |  | Fiber trunk cable assembly
UQVQPQXF8 |  | Base Product | Ultra Low Loss (ULL) OM5 MPO8 (Non-Pinned) to MPO8 (Pinned), Fiber Array Cable Assembly, 8-Fiber, Plenum | CommScope® | Propel ¦ SYSTIMAX ULL |  | Fiber array cable assembly
UGXQPQXTK |  | Base Product | Ultra Low Loss (ULL) OM4 MPO8 (Non-Pinned) to MPO8 (Pinned), Fiber Trunk Cable Assembly, 72-Fiber, Plenum | CommScope® | Propel ¦ SYSTIMAX ULL |  | Fiber trunk cable assembly
U3GQPQXTR |  | Base Product | Ultra Low Loss (ULL) Singlemode MPO8 (Non-Pinned) to MPO8 (Pinned), Fiber Trunk Cable Assembly, 16-Fiber, LZSH B2ca | CommScope® | Propel ¦ SYSTIMAX ULL |  | Fiber trunk cable assembly
UGGQPUCTS |  | Base Product | Ultra Low Loss (ULL) Singlemode MPO8 (Non-Pinned) to unconnectorized, Fiber Trunk Cable Assembly, 32-Fiber, Plenum | CommScope® | Propel ¦ SYSTIMAX ULL |  | Fiber trunk cable assembly
UGVQPUCTH |  | Base Product | Ultra Low Loss (ULL) OM5 MPO8 (Non-Pinned) to unconnectorized, Fiber Trunk Cable Assembly, 48-Fiber, Plenum | CommScope® | Propel ¦ SYSTIMAX ULL |  | Fiber trunk cable assembly
U3XQXQXTR |  | Base Product | Ultra Low Loss (ULL) OM4 MPO8 (Pinned) to MPO8 (Pinned), Fiber Trunk Cable Assembly, 16-Fiber, LZSH B2ca | CommScope® | Propel ¦ SYSTIMAX ULL |  | Fiber trunk cable assembly
UJGQXUCTH |  | Base Product | Ultra Low Loss (ULL) Singlemode MPO8 (Pinned) to unconnectorized, Fiber Trunk Cable Assembly, 48-Fiber, Dual Rated (OFNR/LSZH) | CommScope® | Propel ¦ SYSTIMAX ULL |  | Fiber trunk cable assembly
UGGQPUCTU |  | Base Product | Ultra Low Loss (ULL) Singlemode MPO8 (Non-Pinned) to unconnectorized, Fiber Trunk Cable Assembly, 64-Fiber, Plenum | CommScope® | Propel ¦ SYSTIMAX ULL |  | Fiber trunk cable assembly
UJXQPUCTS |  | Base Product | Ultra Low Loss (ULL) OM4 MPO8 (Non-Pinned) to unconnectorized, Fiber Trunk Cable Assembly, 32-Fiber, Dual Rated (OFNR/LSZH) | CommScope® | Propel ¦ SYSTIMAX ULL |  | Fiber trunk cable assembly
UJGQPQXT8 |  | Base Product | Ultra Low Loss (ULL) Singlemode MPO8 (Non-Pinned) to MPO8 (Pinned), Fiber Trunk Cable Assembly, 8-Fiber, Dual Rated (OFNR/LSZH) | CommScope® | Propel ¦ SYSTIMAX ULL |  | Fiber trunk cable assembly
UGVQPUCTL |  | Base Product | Ultra Low Loss (ULL) OM5 MPO8 (Non-Pinned) to unconnectorized, Fiber Trunk Cable Assembly, 96-Fiber, Plenum | CommScope® | Propel ¦ SYSTIMAX ULL |  | Fiber trunk cable assembly
UQVQXLUF8 |  | Base Product | Ultra Low Loss (ULL) OM5 MPO8 (Pinned) to LC/UPC Uniboot, Fiber Array Cable Assembly, 8-Fiber, Plenum | CommScope® | Propel ¦ SYSTIMAX ULL |  | Fiber array cable assembly
U3GQPQXTS |  | Base Product | Ultra Low Loss (ULL) Singlemode MPO8 (Non-Pinned) to MPO8 (Pinned), Fiber Trunk Cable Assembly,32-Fiber, LZSH B2ca | CommScope® | Propel ¦ SYSTIMAX ULL |  | Fiber trunk cable assembly
U3VQXQXTR |  | Base Product | Ultra Low Loss (ULL) OM5 MPO8 (Pinned) to MPO8 (Pinned), Fiber Trunk Cable Assembly, 16-Fiber, LZSH B2ca | CommScope® | Propel ¦ SYSTIMAX ULL |  | Fiber trunk cable assembly
U3XQXQXTS |  | Base Product | Ultra Low Loss (ULL) OM4 MPO8 (Pinned) to MPO8 (Pinned), Fiber Trunk Cable Assembly,32-Fiber, LZSH B2ca | CommScope® | Propel ¦ SYSTIMAX ULL |  | Fiber trunk cable assembly
UGGQXQXTF |  | Base Product | Ultra Low Loss (ULL) Singlemode MPO8 (Pinned) to MPO8 (Pinned), Fiber Trunk Cable Assembly, 24-Fiber, Plenum | CommScope® | Propel ¦ SYSTIMAX ULL |  | Fiber trunk cable assembly
UQVQXQXF8 |  | Base Product | Ultra Low Loss (ULL) OM5 MPO8 (Pinned) to MPO8 (Pinned), Fiber Patch Cord, 8-Fiber, Plenum | CommScope® | Propel ¦ SYSTIMAX ULL |  | Fiber array cable assembly
U3XQXQXTU |  | Base Product | Ultra Low Loss (ULL) OM4 MPO8 (Pinned) to MPO8 (Pinned), Fiber Trunk Cable Assembly, 64-Fiber, LZSH B2ca | CommScope® | Propel ¦ SYSTIMAX ULL |  | Fiber trunk cable assembly
UGVQPUCTM |  | Base Product | Ultra Low Loss (ULL) OM5 MPO8 (Non-Pinned) to unconnectorized, Fiber Trunk Cable Assembly, 144-Fiber, Plenum | CommScope® | Propel ¦ SYSTIMAX ULL |  | Fiber trunk cable assembly
UGGQXQXTH |  | Base Product | Ultra Low Loss (ULL) Singlemode MPO8 (Pinned) to MPO8 (Pinned), Fiber Trunk Cable Assembly, 48-Fiber, Plenum | CommScope® | Propel ¦ SYSTIMAX ULL |  | Fiber trunk cable assembly
U3XQXUCT8 |  | Base Product | Ultra Low Loss (ULL) OM4 MPO8 (Pinned) to unconnectorized, Fiber Trunk Cable Assembly, 8-Fiber, LZSH B2ca | CommScope® | Propel ¦ SYSTIMAX ULL |  | Fiber trunk cable assembly
U3VQXQXTU |  | Base Product | Ultra Low Loss (ULL) OM5 MPO8 (Pinned) to MPO8 (Pinned), Fiber Trunk Cable Assembly, 64-Fiber, LZSH B2ca | CommScope® | Propel ¦ SYSTIMAX ULL |  | Fiber trunk cable assembly
UGGQXQXTK |  | Base Product | Ultra Low Loss (ULL) Singlemode MPO8 (Pinned) to MPO8 (Pinned), Fiber Trunk Cable Assembly, 72-Fiber, Plenum | CommScope® | Propel ¦ SYSTIMAX ULL |  | Fiber trunk cable assembly
UQXQPLUF8 |  | Base Product | Ultra Low Loss (ULL) OM4 MPO8 (Non-Pinned) to LC/UPC Uniboot, Fiber Array Cable Assembly, 8-Fiber, Plenum | CommScope® | Propel ¦ SYSTIMAX ULL |  | Fiber array cable assembly
UGVQPUCTR |  | Base Product | Ultra Low Loss (ULL) OM5 MPO8 (Non-Pinned) to unconnectorized, Fiber Trunk Cable Assembly, 16-Fiber, Plenum | CommScope® | Propel ¦ SYSTIMAX ULL |  | Fiber trunk cable assembly
U3XQXUCTF |  | Base Product | Ultra Low Loss (ULL) OM4 MPO8 (Pinned) to unconnectorized, Fiber Trunk Cable Assembly, 24-Fiber, LZSH B2ca | CommScope® | Propel ¦ SYSTIMAX ULL |  | Fiber trunk cable assembly
UGGQXQXTL |  | Base Product | Ultra Low Loss (ULL) Singlemode MPO8 (Pinned) to MPO8 (Pinned), Fiber Trunk Cable Assembly, 96-Fiber, Plenum | CommScope® | Propel ¦ SYSTIMAX ULL |  | Fiber trunk cable assembly
UGVQPUCTS |  | Base Product | Ultra Low Loss (ULL) OM5 MPO8 (Non-Pinned) to unconnectorized, Fiber Trunk Cable Assembly, 32-Fiber, Plenum | CommScope® | Propel ¦ SYSTIMAX ULL |  | Fiber trunk cable assembly
U3VQXUCTF |  | Base Product | Ultra Low Loss (ULL) OM5 MPO8 (Pinned) to unconnectorized, Fiber Trunk Cable Assembly, 24-Fiber, LZSH B2ca | CommScope® | Propel ¦ SYSTIMAX ULL |  | Fiber trunk cable assembly
UJVQXQXTM |  | Base Product | Ultra Low Loss (ULL) OM5 MPO8 (Pinned) to MPO8 (Pinned), Fiber Trunk Cable Assembly, 144-Fiber, Dual Rated (OFNR/LSZH) | CommScope® | Propel ¦ SYSTIMAX ULL |  | Fiber trunk cable assembly
UJGQXUCTK |  | Base Product | Ultra Low Loss (ULL) Singlemode MPO8 (Pinned) to unconnectorized, Fiber Trunk Cable Assembly, 72-Fiber, Dual Rated (OFNR/LSZH) | CommScope® | Propel ¦ SYSTIMAX ULL |  | Fiber trunk cable assembly
UJXQPUCTU |  | Base Product | Ultra Low Loss (ULL) OM4 MPO8 (Non-Pinned) to unconnectorized, Fiber Trunk Cable Assembly, 64-Fiber, Dual Rated (OFNR/LSZH) | CommScope® | Propel ¦ SYSTIMAX ULL |  | Fiber trunk cable assembly
U3GQPUCTF |  | Base Product | Ultra Low Loss (ULL) Singlemode MPO8 (Non-Pinned) to unconnectorized, Fiber Trunk Cable Assembly, 24-Fiber, LZSH B2ca | CommScope® | Propel ¦ SYSTIMAX ULL |  | Fiber trunk cable assembly
UGGQXQXTM |  | Base Product | Ultra Low Loss (ULL) Singlemode MPO8 (Pinned) to MPO8 (Pinned), Fiber Trunk Cable Assembly, 144-Fiber, Plenum | CommScope® | Propel ¦ SYSTIMAX ULL |  | Fiber trunk cable assembly
U3VQXUCTH |  | Base Product | Ultra Low Loss (ULL) OM5 MPO8 (Pinned) to unconnectorized, Fiber Trunk Cable Assembly, 48-Fiber, LZSH B2ca | CommScope® | Propel ¦ SYSTIMAX ULL |  | Fiber trunk cable assembly
UJXQXQXT8 |  | Base Product | Ultra Low Loss (ULL) OM4 MPO8 (Pinned) to MPO8 (Pinned), Fiber Trunk Cable Assembly, 8-Fiber, Dual Rated (OFNR/LSZH) | CommScope® | Propel ¦ SYSTIMAX ULL |  | Fiber trunk cable assembly
U3VQPQXTM |  | Base Product | Ultra Low Loss (ULL) OM5 MPO8 (Non-Pinned) to MPO8 (Pinned), Fiber Trunk Cable Assembly, 144-Fiber, LZSH B2ca | CommScope® | Propel ¦ SYSTIMAX ULL |  | Fiber trunk cable assembly
U3GQPUCTH |  | Base Product | Ultra Low Loss (ULL) Singlemode MPO8 (Non-Pinned) to unconnectorized, Fiber Trunk Cable Assembly, 48-Fiber, LZSH B2ca | CommScope® | Propel ¦ SYSTIMAX ULL |  | Fiber trunk cable assembly
UQXQPUCF8 |  | Base Product | Ultra Low Loss (ULL) OM4 MPO8 (Non-Pinned) to unconnectorized, Fiber Array Cable Assembly, 8-Fiber, Plenum | CommScope® | Propel ¦ SYSTIMAX ULL |  | Fiber array cable assembly
U3VQXUCTK |  | Base Product | Ultra Low Loss (ULL) OM5 MPO8 (Pinned) to unconnectorized, Fiber Trunk Cable Assembly, 72-Fiber, LZSH B2ca | CommScope® | Propel ¦ SYSTIMAX ULL |  | Fiber trunk cable assembly
U3VQPQXTN |  | Base Product | Ultra Low Loss (ULL) OM5 MPO8 (Non-Pinned) to MPO8 (Pinned), Fiber Trunk Cable Assembly, 192-Fiber, LZSH B2ca | CommScope® | Propel ¦ SYSTIMAX ULL |  | Fiber trunk cable assembly
UJVQXQXTR |  | Base Product | Ultra Low Loss (ULL) OM5 MPO8 (Pinned) to MPO8 (Pinned), Fiber Trunk Cable Assembly, 16-Fiber, Dual Rated (OFNR/LSZH) | CommScope® | Propel ¦ SYSTIMAX ULL |  | Fiber trunk cable assembly
UGGQXQXTN |  | Base Product | Ultra Low Loss (ULL) Singlemode MPO8 (Pinned) to MPO8 (Pinned), Fiber Trunk Cable Assembly, 192-Fiber, Plenum | CommScope® | Propel ¦ SYSTIMAX ULL |  | Fiber trunk cable assembly
U3XQXUCTM |  | Base Product | Ultra Low Loss (ULL) OM4 MPO8 (Pinned) to unconnectorized, Fiber Trunk Cable Assembly, 144-Fiber, LZSH B2ca | CommScope® | Propel ¦ SYSTIMAX ULL |  | Fiber trunk cable assembly
UJGQXUCTM |  | Base Product | Ultra Low Loss (ULL) Singlemode MPO8 (Pinned) to unconnectorized, Fiber Trunk Cable Assembly, 144-Fiber, Dual Rated (OFNR/LSZH) | CommScope® | Propel ¦ SYSTIMAX ULL |  | Fiber trunk cable assembly
UJGQPQXTS |  | Base Product | Ultra Low Loss (ULL) Singlemode MPO8 (Non-Pinned) to MPO8 (Pinned), Fiber Trunk Cable Assembly, 32-Fiber, Dual Rated (OFNR/LSZH) | CommScope® | Propel ¦ SYSTIMAX ULL |  | Fiber trunk cable assembly
UGGQXQXTR |  | Base Product | Ultra Low Loss (ULL) Singlemode MPO8 (Pinned) to MPO8 (Pinned), Fiber Trunk Cable Assembly, 16-Fiber, Plenum | CommScope® | Propel ¦ SYSTIMAX ULL |  | Fiber trunk cable assembly
UJGQPQXTU |  | Base Product | Ultra Low Loss (ULL) Singlemode MPO8 (Non-Pinned) to MPO8 (Pinned), Fiber Trunk Cable Assembly, 64-Fiber, Dual Rated (OFNR/LSZH) | CommScope® | Propel ¦ SYSTIMAX ULL |  | Fiber trunk cable assembly
UJGQXUCTN |  | Base Product | Ultra Low Loss (ULL) Singlemode MPO8 (Pinned) to unconnectorized, Fiber Trunk Cable Assembly, 192-Fiber, Dual Rated (OFNR/LSZH) | CommScope® | Propel ¦ SYSTIMAX ULL |  | Fiber trunk cable assembly
U3XQXUCTN |  | Base Product | Ultra Low Loss (ULL) OM4 MPO8 (Pinned) to unconnectorized, Fiber Trunk Cable Assembly, 192-Fiber, LZSH B2ca | CommScope® | Propel ¦ SYSTIMAX ULL |  | Fiber trunk cable assembly
UGVQXQXTH |  | Base Product | Ultra Low Loss (ULL) OM5 MPO8 (Pinned) to MPO8 (Pinned), Fiber Trunk Cable Assembly, 48-Fiber, Plenum | CommScope® | Propel ¦ SYSTIMAX ULL |  | Fiber trunk cable assembly
UQXQXUCF8 |  | Base Product | Ultra Low Loss (ULL) OM4 MPO8 (Pinned) to unconnectorized, Fiber Patch Cord, 8-Fiber, Plenum | CommScope® | Propel ¦ SYSTIMAX ULL |  | Fiber array cable assembly
UJGQWQWTF |  | Base Product | Ultra Low Loss (ULL) Singlemode MPO8 (Non-Pinned) Push Pull to MPO8 (Non-Pinned) Push Pull, Fiber Trunk Cable Assembly, 24-Fiber, Dual Rated (OFNR/LSZH) | CommScope® | Propel |  | Fiber trunk cable assembly
UJGQWQWTH |  | Base Product | Ultra Low Loss (ULL) Singlemode MPO8 (Non-Pinned) Push Pull to MPO8 (Non-Pinned) Push Pull, Fiber Trunk Cable Assembly, 48-Fiber, Dual Rated (OFNR/LSZH) | CommScope® | Propel |  | Fiber trunk cable assembly
UJGQWQWTK |  | Base Product | Ultra Low Loss (ULL) Singlemode MPO8 (Non-Pinned) Push Pull to MPO8 (Non-Pinned) Push Pull, Fiber Trunk Cable Assembly, 72-Fiber, Dual Rated (OFNR/LSZH) | CommScope® | Propel |  | Fiber trunk cable assembly
UJGQWQWTL |  | Base Product | Ultra Low Loss (ULL) Singlemode MPO8 (Non-Pinned) Push Pull to MPO8 (Non-Pinned) Push Pull, Fiber Trunk Cable Assembly, 96-Fiber, Dual Rated (OFNR/LSZH) | CommScope® | Propel |  | Fiber trunk cable assembly
UJGQWQWTU |  | Base Product | Ultra Low Loss (ULL) Singlemode MPO8 (Non-Pinned) Push Pull to MPO8 (Non-Pinned) Push Pull, Fiber Trunk Cable Assembly, 64-Fiber, Dual Rated (OFNR/LSZH) | CommScope® | Propel |  | Fiber trunk cable assembly
U4GQWLUTF |  | Base Product | Ultra Low Loss (ULL) Singlemode MPO8 (Non-Pinned) Push Pull to LC/UPC Uniboot Ruggedized fanout Cable, 24-Fiber, LSZH, 8 fiber PmP 2.0 mm /B2ca | CommScope® | Propel |  | Ruggedized fanout
U4GQWLUTH |  | Base Product | Ultra Low Loss (ULL) Singlemode MPO8 (Non-Pinned) Push Pull to LC/UPC Uniboot Ruggedized fanout Cable, 48-Fiber, LSZH, 8 fiber PmP 2.0 mm /B2ca | CommScope® | Propel |  | Ruggedized fanout
U4GQWLUTL |  | Base Product | Ultra Low Loss (ULL) Singlemode MPO8 (Non-Pinned) Push Pull to LC/UPC Uniboot Ruggedized fanout Cable, 96-Fiber, LSZH, 8 fiber PmP 2.0 mm /B2ca | CommScope® | Propel |  | Ruggedized fanout
U4GQWLUTM |  | Base Product | Ultra Low Loss (ULL) Singlemode MPO8 (Non-Pinned) Push Pull to LC/UPC Uniboot Ruggedized fanout Cable, 144-Fiber, LSZH, 8 fiber PmP 2.0 mm /B2ca | CommScope® | Propel |  | Ruggedized fanout
U4GQWLUTN |  | Base Product | Ultra Low Loss (ULL) Singlemode MPO8 (Non-Pinned) Push Pull to LC/UPC Uniboot Ruggedized fanout Cable, 192-Fiber, LSZH, 8 fiber PmP 2.0 mm /B2ca | CommScope® | Propel |  | Ruggedized fanout
U4GQWLUTU |  | Base Product | Ultra Low Loss (ULL) Singlemode MPO8 (Non-Pinned) Push Pull to LC/UPC Uniboot Ruggedized fanout Cable, 64-Fiber, LSZH, 8 fiber PmP 2.0 mm /B2ca | CommScope® | Propel |  | Ruggedized fanout
U4GQWLUTP |  | Base Product | Ultra Low Loss (ULL) Singlemode MPO8 (Non-Pinned) Push Pull to LC/UPC Uniboot Ruggedized fanout Cable, 288-Fiber, LSZH, 8 fiber PmP 2.0 mm /B2ca | CommScope® | Propel |  | Ruggedized fanout
ULGQWLUTH |  | Base Product | Ultra Low Loss (ULL) Singlemode MPO8 (Non-Pinned) Push Pull to LC/UPC Uniboot Ruggedized fanout Cable, 48-Fiber, Plenum, 8 fiber PmP 2.0 mm | CommScope® | Propel |  | Ruggedized fanout
ULGQWLUTK |  | Base Product | Ultra Low Loss (ULL) Singlemode MPO8 (Non-Pinned) Push Pull to LC/UPC Uniboot Ruggedized fanout Cable, 72-Fiber, Plenum, 8 fiber PmP 2.0 mm | CommScope® | Propel |  | Ruggedized fanout
ULGQWLUTN |  | Base Product | Ultra Low Loss (ULL) Singlemode MPO8 (Non-Pinned) Push Pull to LC/UPC Uniboot Ruggedized fanout Cable, 192-Fiber, Plenum, 8 fiber PmP 2.0 mm | CommScope® | Propel |  | Ruggedized fanout
ULGQWLUTR |  | Base Product | Ultra Low Loss (ULL) Singlemode MPO8 (Non-Pinned) Push Pull to LC/UPC Uniboot Ruggedized fanout Cable, 16-Fiber, Plenum, 8 fiber PmP 2.0 mm | CommScope® | Propel |  | Ruggedized fanout
ULGQWLUTS |  | Base Product | Ultra Low Loss (ULL) Singlemode MPO8 (Non-Pinned) Push Pull to LC/UPC Uniboot Ruggedized fanout Cable, 32-Fiber, Plenum, 8 fiber PmP 2.0 mm | CommScope® | Propel |  | Ruggedized fanout
ULGQWLUT8 |  | Base Product | Ultra Low Loss (ULL) Singlemode MPO8 (Non-Pinned) Push Pull to LC/UPC Uniboot Ruggedized fanout Cable, 8-Fiber, Plenum, 8 fiber PmP 2.0 mm | CommScope® | Propel |  | Ruggedized fanout
UNGQWLUTF |  | Base Product | Ultra Low Loss (ULL) Singlemode MPO8 (Non-Pinned) Push Pull to LC/UPC Uniboot Ruggedized fanout Cable, 24-Fiber, Dual Rated (OFNR/LSZH), 8 fiber PmP 2.0 mm | CommScope® | Propel |  | Ruggedized fanout
UNGQWLUTH |  | Base Product | Ultra Low Loss (ULL) Singlemode MPO8 (Non-Pinned) Push Pull to LC/UPC Uniboot Ruggedized fanout Cable, 48-Fiber, Dual Rated (OFNR/LSZH), 8 fiber PmP 2.0 mm | CommScope® | Propel |  | Ruggedized fanout
UNGQWLUTK |  | Base Product | Ultra Low Loss (ULL) Singlemode MPO8 (Non-Pinned) Push Pull to LC/UPC Uniboot Ruggedized fanout Cable, 72-Fiber, Dual Rated (OFNR/LSZH), 8 fiber PmP 2.0 mm | CommScope® | Propel |  | Ruggedized fanout
UNGQWLUTL |  | Base Product | Ultra Low Loss (ULL) Singlemode MPO8 (Non-Pinned) Push Pull to LC/UPC Uniboot Ruggedized fanout Cable, 96-Fiber, Dual Rated (OFNR/LSZH), 8 fiber PmP 2.0 mm | CommScope® | Propel |  | Ruggedized fanout
UNGQWLUTR |  | Base Product | Ultra Low Loss (ULL) Singlemode MPO8 (Non-Pinned) Push Pull to LC/UPC Uniboot Ruggedized fanout Cable, 16-Fiber, Dual Rated (OFNR/LSZH), 8 fiber PmP 2.0 mm | CommScope® | Propel |  | Ruggedized fanout
UNGQWLUTS |  | Base Product | Ultra Low Loss (ULL) Singlemode MPO8 (Non-Pinned) Push Pull to LC/UPC Uniboot Ruggedized fanout Cable, 32-Fiber, Dual Rated (OFNR/LSZH), 8 fiber PmP 2.0 mm | CommScope® | Propel |  | Ruggedized fanout
UNGQWLUTU |  | Base Product | Ultra Low Loss (ULL) Singlemode MPO8 (Non-Pinned) Push Pull to LC/UPC Uniboot Ruggedized fanout Cable, 64-Fiber, Dual Rated (OFNR/LSZH), 8 fiber PmP 2.0 mm | CommScope® | Propel |  | Ruggedized fanout
UNGQWLUTN |  | Base Product | Ultra Low Loss (ULL) Singlemode MPO8 (Non-Pinned) Push Pull to LC/UPC Uniboot Ruggedized fanout Cable, 196-Fiber, Dual Rated (OFNR/LSZH), 8 fiber PmP 2.0 mm | CommScope® | Propel |  | Ruggedized fanout
URXQVQPF8 |  | Base Product | Ultra Low Loss (ULL) OM4 MPO8 APC (Non-Pinned) to MPO8 UPC (Non-Pinned), Fiber Trunk Cable Assembly, 8-Fiber, Dual Rated (OFNR/LSZH) | CommScope® | Propel |  | Fiber array cable assembly
U3GMWMWCF |  | Base Product | Ultra Low Loss (ULL) Singlemode MPO12 (Non-Pinned) Push Pull to MPO12 (Non-Pinned) Push Pull, Fiber Trunk Cable Assembly, 24-Fiber, LZSH B2ca | CommScope® | Propel |  | Fiber trunk cable assembly
U3GMWMWCG |  | Base Product | Ultra Low Loss (ULL) Singlemode MPO12 (Non-Pinned) Push Pull to MPO12 (Non-Pinned) Push Pull, Fiber Trunk Cable Assembly, 36-Fiber, LZSH B2ca | CommScope® | Propel |  | Fiber trunk cable assembly
U3GMWMWCH |  | Base Product | Ultra Low Loss (ULL) Singlemode MPO12 (Non-Pinned) Push Pull to MPO12 (Non-Pinned) Push Pull, Fiber Trunk Cable Assembly, 48-Fiber, LZSH B2ca | CommScope® | Propel |  | Fiber trunk cable assembly
U3GMWMWCN |  | Base Product | Ultra Low Loss (ULL) Singlemode MPO12 (Non-Pinned) Push Pull to MPO12 (Non-Pinned) Push Pull, Fiber Trunk Cable Assembly, 192-Fiber, LZSH B2ca | CommScope® | Propel |  | Fiber trunk cable assembly
U3GMWMWCP |  | Base Product | Ultra Low Loss (ULL) Singlemode MPO12 (Non-Pinned) Push Pull to MPO12 (Non-Pinned) Push Pull, Fiber Trunk Cable Assembly, 288-Fiber, LZSH B2ca | CommScope® | Propel |  | Fiber trunk cable assembly
U3GMYMYCD |  | Base Product | Ultra Low Loss (ULL) Singlemode MPO12 (Pinned) Push Pull to MPO12 (Pinned) Push Pull, Fiber Trunk Cable Assembly, 12-Fiber, LZSH B2ca | CommScope® | Propel |  | Fiber trunk cable assembly
U3GMYMYCF |  | Base Product | Ultra Low Loss (ULL) Singlemode MPO12 (Pinned) Push Pull to MPO12 (Pinned) Push Pull, Fiber Trunk Cable Assembly, 24-Fiber, LZSH B2ca | CommScope® | Propel |  | Fiber trunk cable assembly
U3GMYMYCH |  | Base Product | Ultra Low Loss (ULL) Singlemode MPO12 (Pinned) Push Pull to MPO12 (Pinned) Push Pull, Fiber Trunk Cable Assembly, 48-Fiber, LZSH B2ca | CommScope® | Propel |  | Fiber trunk cable assembly
U3GMYMYCL |  | Base Product | Ultra Low Loss (ULL) Singlemode MPO12 (Pinned) Push Pull to MPO12 (Pinned) Push Pull, Fiber Trunk Cable Assembly, 96-Fiber, LZSH B2ca | CommScope® | Propel |  | Fiber trunk cable assembly
U3GMYMYCP |  | Base Product | Ultra Low Loss (ULL) Singlemode MPO12 (Pinned) Push Pull to MPO12 (Pinned) Push Pull, Fiber Trunk Cable Assembly, 288-Fiber, LZSH B2ca | CommScope® | Propel |  | Fiber trunk cable assembly
UGGMWMWCL |  | Base Product | Ultra Low Loss (ULL) Singlemode MPO12 (Non-Pinned) Push Pull to MPO12 (Non-Pinned) Push Pull, Fiber Trunk Cable Assembly, 96-Fiber, Plenum | CommScope® | Propel |  | Fiber trunk cable assembly
UGGMWMWCF |  | Base Product | Ultra Low Loss (ULL) Singlemode MPO12 (Non-Pinned) Push Pull to MPO12 (Non-Pinned) Push Pull, Fiber Trunk Cable Assembly, 24-Fiber, Plenum | CommScope® | Propel |  | Fiber trunk cable assembly
UGGMWMWCK |  | Base Product | Ultra Low Loss (ULL) Singlemode MPO12 (Non-Pinned) Push Pull to MPO12 (Non-Pinned) Push Pull, Fiber Trunk Cable Assembly, 72-Fiber, Plenum | CommScope® | Propel |  | Fiber trunk cable assembly
UGGMWMWCP |  | Base Product | Ultra Low Loss (ULL) Singlemode MPO12 (Non-Pinned) Push Pull to MPO12 (Non-Pinned) Push Pull, Fiber Trunk Cable Assembly, 288-Fiber, Plenum | CommScope® | Propel |  | Fiber trunk cable assembly
UGGMYMYCD |  | Base Product | Ultra Low Loss (ULL) Singlemode MPO12 (Pinned) Push Pull to MPO12 (Pinned) Push Pull, Fiber Trunk Cable Assembly, 12-Fiber, Plenum | CommScope® | Propel |  | Fiber trunk cable assembly
UGGMYMYCG |  | Base Product | Ultra Low Loss (ULL) Singlemode MPO12 (Pinned) Push Pull to MPO12 (Pinned) Push Pull, Fiber Trunk Cable Assembly, 36-Fiber, Plenum | CommScope® | Propel |  | Fiber trunk cable assembly
UGGMYMYCH |  | Base Product | Ultra Low Loss (ULL) Singlemode MPO12 (Pinned) Push Pull to MPO12 (Pinned) Push Pull, Fiber Trunk Cable Assembly, 48-Fiber, Plenum | CommScope® | Propel |  | Fiber trunk cable assembly
UJGMWMWCD |  | Base Product | Ultra Low Loss (ULL) Singlemode MPO12 (Non-Pinned) Push Pull to MPO12 (Non-Pinned) Push Pull, Fiber Trunk Cable Assembly, 12-Fiber, Dual Rated (OFNR/LSZH) | CommScope® | Propel |  | Fiber trunk cable assembly
UJGMWMWCH |  | Base Product | Ultra Low Loss (ULL) Singlemode MPO12 (Non-Pinned) Push Pull to MPO12 (Non-Pinned) Push Pull, Fiber Trunk Cable Assembly, 48-Fiber, Dual Rated (OFNR/LSZH) | CommScope® | Propel |  | Fiber trunk cable assembly
UJGMWMWCK |  | Base Product | Ultra Low Loss (ULL) Singlemode MPO12 (Non-Pinned) Push Pull to MPO12 (Non-Pinned) Push Pull, Fiber Trunk Cable Assembly, 72-Fiber, Dual Rated (OFNR/LSZH) | CommScope® | Propel |  | Fiber trunk cable assembly
UJGMWMWCM |  | Base Product | Ultra Low Loss (ULL) Singlemode MPO12 (Non-Pinned) Push Pull to MPO12 (Non-Pinned) Push Pull, Fiber Trunk Cable Assembly, 144-Fiber, Dual Rated (OFNR/LSZH) | CommScope® | Propel |  | Fiber trunk cable assembly
UJGMYMYCM |  | Base Product | Ultra Low Loss (ULL) Singlemode MPO12 (Pinned) Push Pull to MPO12 (Pinned) Push Pull, Fiber Trunk Cable Assembly, 144-Fiber, Dual Rated (OFNR/LSZH) | CommScope® | Propel |  | Fiber trunk cable assembly
UJGMYMYCD |  | Base Product | Ultra Low Loss (ULL) Singlemode MPO12 (Pinned) Push Pull to MPO12 (Pinned) Push Pull, Fiber Trunk Cable Assembly, 12-Fiber, Dual Rated (OFNR/LSZH) | CommScope® | Propel |  | Fiber trunk cable assembly
UJGMYMYCF |  | Base Product | Ultra Low Loss (ULL) Singlemode MPO12 (Pinned) Push Pull to MPO12 (Pinned) Push Pull, Fiber Trunk Cable Assembly, 24-Fiber, Dual Rated (OFNR/LSZH) | CommScope® | Propel |  | Fiber trunk cable assembly
UJGMYMYCG |  | Base Product | Ultra Low Loss (ULL) Singlemode MPO12 (Pinned) Push Pull to MPO12 (Pinned) Push Pull, Fiber Trunk Cable Assembly, 36-Fiber, Dual Rated (OFNR/LSZH) | CommScope® | Propel |  | Fiber trunk cable assembly
UJGMYMYCL |  | Base Product | Ultra Low Loss (ULL) Singlemode MPO12 (Pinned) Push Pull to MPO12 (Pinned) Push Pull, Fiber Trunk Cable Assembly, 96-Fiber, Dual Rated (OFNR/LSZH) | CommScope® | Propel |  | Fiber trunk cable assembly
URGMWLUUD |  | Base Product | Ultra Low Loss (ULL) Singlemode MPO12 (Non-Pinned) Push Pull to LC/UPC Uniboot, Fiber Array Cable Assembly, 12-Fiber, Dual Rated (OFNR/LSZH) | CommScope® | Propel |  | Fiber array cable assembly
U4GMWLUCF |  | Base Product | Ultra Low Loss (ULL) Singlemode MPO12 (Non-Pinned) Push Pull to LC/UPC Uniboot Ruggedized fanout Cable, 24-Fiber, LSZH, 12 fiber PmP 2.0 mm /B2ca | CommScope® | Propel |  | Ruggedized fanout
U4GMWLUCG |  | Base Product | Ultra Low Loss (ULL) Singlemode MPO12 (Non-Pinned) Push Pull to LC/UPC Uniboot Ruggedized fanout Cable, 36-Fiber, LSZH, 12 fiber PmP 2.0 mm /B2ca | CommScope® | Propel |  | Ruggedized fanout
U4GMWLUCH |  | Base Product | Ultra Low Loss (ULL) Singlemode MPO12 (Non-Pinned) Push Pull to LC/UPC Uniboot Ruggedized fanout Cable, 48-Fiber, LSZH, 12 fiber PmP 2.0 mm /B2ca | CommScope® | Propel |  | Ruggedized fanout
U4GMWLUCK |  | Base Product | Ultra Low Loss (ULL) Singlemode MPO12 (Non-Pinned) Push Pull to LC/UPC Uniboot Ruggedized fanout Cable, 72-Fiber, LSZH, 12 fiber PmP 2.0 mm /B2ca | CommScope® | Propel |  | Ruggedized fanout
U4GMWLUCM |  | Base Product | Ultra Low Loss (ULL) Singlemode MPO12 (Non-Pinned) Push Pull to LC/UPC Uniboot Ruggedized fanout Cable, 144-Fiber, LSZH, 12 fiber PmP 2.0 mm /B2ca | CommScope® | Propel |  | Ruggedized fanout
U4GMWLUCD |  | Base Product | Ultra Low Loss (ULL) Singlemode MPO12 (Non-Pinned) Push Pull to LC/UPC Uniboot Ruggedized fanout Cable, 12-Fiber, LSZH, 12 fiber PmP 2.0 mm /B2ca | CommScope® | Propel |  | Ruggedized fanout
ULGMWLUCD |  | Base Product | Ultra Low Loss (ULL) Singlemode MPO12 (Non-Pinned) Push Pull to LC/UPC Uniboot Ruggedized fanout Cable, 12-Fiber, Plenum, 12 fiber PmP 2.0 mm | CommScope® | Propel |  | Ruggedized fanout
ULGMWLUCG |  | Base Product | Ultra Low Loss (ULL) Singlemode MPO12 (Non-Pinned) Push Pull to LC/UPC Uniboot Ruggedized fanout Cable, 36-Fiber, Plenum, 12 fiber PmP 2.0 mm | CommScope® | Propel |  | Ruggedized fanout
ULGMWLUCH |  | Base Product | Ultra Low Loss (ULL) Singlemode MPO12 (Non-Pinned) Push Pull to LC/UPC Uniboot Ruggedized fanout Cable, 48-Fiber, Plenum, 12 fiber PmP 2.0 mm | CommScope® | Propel |  | Ruggedized fanout
ULGMWLUCK |  | Base Product | Ultra Low Loss (ULL) Singlemode MPO12 (Non-Pinned) Push Pull to LC/UPC Uniboot Ruggedized fanout Cable, 72-Fiber, Plenum, 12 fiber PmP 2.0 mm | CommScope® | Propel |  | Ruggedized fanout
ULGMWLUCP |  | Base Product | Ultra Low Loss (ULL) Singlemode MPO12 (Non-Pinned) Push Pull to LC/UPC Uniboot Ruggedized fanout Cable, 288-Fiber, Plenum, 12 fiber PmP 2.0 mm | CommScope® | Propel |  | Ruggedized fanout
ULGMWLUCN |  | Base Product | Ultra Low Loss (ULL) Singlemode MPO12 (Non-Pinned) Push Pull to LC/UPC Uniboot Ruggedized fanout Cable, 192-Fiber, Plenum, 12 fiber PmP 2.0 mm | CommScope® | Propel |  | Ruggedized fanout
UNGMWLUCD |  | Base Product | Ultra Low Loss (ULL) Singlemode MPO12 (Non-Pinned) Push Pull to LC/UPC Uniboot Ruggedized fanout Cable, 12-Fiber, Dual Rated (OFNR/LSZH), 12 fiber PmP 2.0 mm | CommScope® | Propel |  | Ruggedized fanout
UNGMWLUCF |  | Base Product | Ultra Low Loss (ULL) Singlemode MPO12 (Non-Pinned) Push Pull to LC/UPC Uniboot Ruggedized fanout Cable, 24-Fiber, Dual Rated (OFNR/LSZH), 12 fiber PmP 2.0 mm | CommScope® | Propel |  | Ruggedized fanout
UNGMWLUCG |  | Base Product | Ultra Low Loss (ULL) Singlemode MPO12 (Non-Pinned) Push Pull to LC/UPC Uniboot Ruggedized fanout Cable, 36-Fiber, Dual Rated (OFNR/LSZH), 12 fiber PmP 2.0 mm | CommScope® | Propel |  | Ruggedized fanout
UNGMWLUCN |  | Base Product | Ultra Low Loss (ULL) Singlemode MPO12 (Non-Pinned) Push Pull to LC/UPC Uniboot Ruggedized fanout Cable, 192-Fiber, Dual Rated (OFNR/LSZH), 12 fiber PmP 2.0 mm | CommScope® | Propel |  | Ruggedized fanout
URGMWQWHF |  | Base Product | Ultra Low Loss (ULL) Singlemode, 2X3, MPO12 (Non-Pinned) Push Pull to MPO8 (Non-Pinned) Push Pull, 24-Fiber, Conversion Array, Dual Rated (OFNR/LSZH) | CommScope® | Propel |  | Fiber array cable assembly
U3GRWRW3U |  | Base Product | Ultra Low Loss (ULL) Singlemode G.657.A2 MPO16 (Non-Pinned) Push Pull to MPO16 (Non-Pinned) Push Pull, Fiber Trunk Cable Assembly, 64-Fiber, LSZH B2ca | CommScope® | Propel |  | Fiber trunk cable assembly
U3GRWRW3L |  | Base Product | Ultra Low Loss (ULL) Singlemode G.657.A2 MPO16 (Non-Pinned) Push Pull to MPO16 (Non-Pinned) Push Pull, Fiber Trunk Cable Assembly, 96-Fiber, LSZH B2ca | CommScope® | Propel |  | Fiber trunk cable assembly
U3GRWRW3Q |  | Base Product | Ultra Low Loss (ULL) Singlemode G.657.A2 MPO16 (Non-Pinned) Push Pull to MPO16 (Non-Pinned) Push Pull, Fiber Trunk Cable Assembly, 128-Fiber, LSZH B2ca | CommScope® | Propel |  | Fiber trunk cable assembly
U3GRYRY3H |  | Base Product | Ultra Low Loss (ULL) Singlemode G.657.A2 MPO16 (Pinned) Push Pull to MPO16 (Pinned) Push Pull, Fiber Trunk Cable Assembly, 48-Fiber, LSZH B2ca | CommScope® | Propel |  | Fiber trunk cable assembly
U3GRYRY3Q |  | Base Product | Ultra Low Loss (ULL) Singlemode G.657.A2 MPO16 (Pinned) Push Pull to MPO16 (Pinned) Push Pull, Fiber Trunk Cable Assembly, 128-Fiber, LSZH B2ca | CommScope® | Propel |  | Fiber trunk cable assembly
U3GRYRY3M |  | Base Product | Ultra Low Loss (ULL) Singlemode G.657.A2 MPO16 (Pinned) Push Pull to MPO16 (Pinned) Push Pull, Fiber Trunk Cable Assembly, 144-Fiber, LSZH B2ca | CommScope® | Propel |  | Fiber trunk cable assembly
U3GRYRY3P |  | Base Product | Ultra Low Loss (ULL) Singlemode G.657.A2 MPO16 (Pinned) Push Pull to MPO16 (Pinned) Push Pull, Fiber Trunk Cable Assembly, 288-Fiber, LSZH B2ca | CommScope® | Propel |  | Fiber trunk cable assembly
U3GRWRY3R |  | Base Product | Ultra Low Loss (ULL) Singlemode G.657.A2 MPO16 (Non-Pinned) Push Pull to MPO16 (Pinned) Push Pull, Fiber Trunk Cable Assembly, 16-Fiber, LSZH B2ca | CommScope® | Propel |  | Fiber trunk cable assembly
U3GRWRY3S |  | Base Product | Ultra Low Loss (ULL) Singlemode G.657.A2 MPO16 (Non-Pinned) Push Pull to MPO16 (Pinned) Push Pull, Fiber Trunk Cable Assembly, 32-Fiber, LSZH B2ca | CommScope® | Propel |  | Fiber trunk cable assembly
U3GRWRY3H |  | Base Product | Ultra Low Loss (ULL) Singlemode G.657.A2 MPO16 (Non-Pinned) Push Pull to MPO16 (Pinned) Push Pull, Fiber Trunk Cable Assembly, 48-Fiber, LSZH B2ca | CommScope® | Propel |  | Fiber trunk cable assembly
U3GRWRY3N |  | Base Product | Ultra Low Loss (ULL) Singlemode G.657.A2 MPO16 (Non-Pinned) Push Pull to MPO16 (Pinned) Push Pull, Fiber Trunk Cable Assembly, 192-Fiber, LSZH B2ca | CommScope® | Propel |  | Fiber trunk cable assembly
U3GRWRY3P |  | Base Product | Ultra Low Loss (ULL) Singlemode G.657.A2 MPO16 (Non-Pinned) Push Pull to MPO16 (Pinned) Push Pull, Fiber Trunk Cable Assembly, 288-Fiber, LSZH B2ca | CommScope® | Propel |  | Fiber trunk cable assembly
U3GRWUC3R |  | Base Product | Ultra Low Loss (ULL) Singlemode G.657.A2 MPO16 (Non-Pinned) Push Pull to Unconnectorized, Fiber Trunk Cable Assembly, 16-Fiber, LSZH B2ca | CommScope® | Propel |  | Fiber trunk cable assembly
U3GRWUC3H |  | Base Product | Ultra Low Loss (ULL) Singlemode G.657.A2 MPO16 (Non-Pinned) Push Pull to Unconnectorized, Fiber Trunk Cable Assembly, 48-Fiber, LSZH B2ca | CommScope® | Propel |  | Fiber trunk cable assembly
UNXQZLUTR |  | Base Product | Ultra Low Loss ULL OM4 MPO8 APC pinned to LC/UPC Uniboot Ruggedized fanout Cable, 16-Fiber, Dual Rated (OFNR/LSZH), 8 fiber PmP 2.0 mm | CommScope® | Propel ¦ SYSTIMAX ULL |  | Ruggedized fanout
ULGQPLUTF |  | Base Product | Singlemode MPO8 APC non-pinned to LC/UPC Uniboot Ruggedized fanout Cable, 24-Fiber, Plenum, 8 fiber PmP 2.0 mm | CommScope® | Propel ¦ SYSTIMAX ULL |  | Ruggedized fanout
UNXQXLUTS |  | Base Product | Ultra Low Loss ULL OM4 MPO8 UPC pinned to LC/UPC Uniboot Ruggedized fanout Cable, 32-Fiber, Dual Rated (OFNR/LSZH), 8 fiber PmP 2.0 mm | CommScope® | Propel ¦ SYSTIMAX ULL |  | Ruggedized fanout
ULVQXLUTR |  | Base Product | Ultra Low Loss ULL OM5 MPO8 UPC pinned to LC/UPC Uniboot Ruggedized fanout Cable, 16-Fiber, Plenum, 8 fiber PmP 2.0 mm | CommScope® | Propel ¦ SYSTIMAX ULL |  | Ruggedized fanout
UNXQZLUTH |  | Base Product | Ultra Low Loss ULL OM4 MPO8 APC pinned to LC/UPC Uniboot Ruggedized fanout Cable, 48-Fiber, Dual Rated (OFNR/LSZH), 8 fiber PmP 2.0 mm | CommScope® | Propel ¦ SYSTIMAX ULL |  | Ruggedized fanout
ARG2P2PHF |  | Base Product | Singlemode MPO24 (Unpinned) to MPO24 (Unpinned), Fiber Trunk Cable Assembly, 24-Fiber, Method A, Low Smoke Zero Halogen | CommScope® |  |  | Fiber array cable assembly
ULGMXLCAK |  | Base Product | Ultra Low Loss ULL TeraSPEED® MPO(Pinned) to LC/UPC Ruggedized fanout Cable, 72-Fiber, Plenum, 12 fiber | CommScope® | SYSTIMAX ULL |  | Ruggedized fanout
FRWMPMPHF |  | Base Product | Singlemode, MPO/12(Unpinned) to MPO/12(Unpinned), InstaPATCH® 360 Array Cord, 24-Fiber, LSZH & OFNR | CommScope® | SYSTIMAX ULL |  | Fiber array cable assembly
CJXMPMPAD |  | Base Product | Ultra Low Loss (ULL) Method C, OM4 MPO12 (Unpinned) to MPO12 (Unpinned), Fiber Trunk Cable Assembly, 12-Fiber, Low Smoke Zero Halogen (LSZH) | CommScope® | SYSTIMAX ULL |  | Fiber trunk cable assembly
6536880 |  | Base Product | Fiber Optic Pigtail, Singlemode, LC/UPC to Stub, 0.9 mm Semi-Tight, white | CommScope® |  |  | Fiber pigtail ¦ unjacketed
UHVMPMPAH |  | Base Product | Ultra Low Loss (ULL) LazrSPEED® 550 OM5 MPO12(Unpinned) to MPO12(Unpinned), Armored Pre-terminated Trunk Cable, 48-Fiber, Plenum | CommScope® | SYSTIMAX ULL |  | Fiber trunk cable assembly |  | Discontinued
UHVMPMPAL |  | Base Product | Ultra Low Loss (ULL) LazrSPEED® 550 OM5 MPO12(Unpinned) to MPO12(Unpinned), Armored Pre-terminated Trunk Cable, 96-Fiber, Plenum | CommScope® | SYSTIMAX ULL |  | Fiber trunk cable assembly |  | Discontinued
UNXQXQXBF |  | Base Product | Ultra Low Loss (ULL) OM4 MPO8 (Pinned) to MPO8 (Pinned), Ruggedized fanout Cable, 24-Fiber, Low Smoke Zero Halogen (LSZH) | CommScope® | SYSTIMAX ULL |  | Ruggedized fanout
ULGQXQXBF |  | Base Product | Ultra Low Loss (ULL) Singlemode MPO8 (Pinned) to MPO8 (Pinned), Ruggedized fanout Cable, 24-Fiber, Plenum | CommScope® | SYSTIMAX ULL |  | Ruggedized fanout
UGGQXQXBP |  | Base Product | Ultra Low Loss (ULL) Singlemode MPO8 QSFP (Pinned) to MPO8 QSFP (Pinned), Fiber Trunk Cable Assembly, 288-Fiber, Plenum | CommScope® | SYSTIMAX ULL |  | Fiber trunk cable assembly
CYCCG | IP6ASD-24RUTP-O2H-O2H | Base Product | InstaPATCH® Cu GigaSPEED X10D® U/UTP SD Riser Preterminated Copper Cable, dual row high density outlet to dual row standard density outlet, 24 links | CommScope® | GigaSPEED X10D® ¦ InstaPATCH® Cu |  | Copper trunk cable assembly
UJG2XMERX |  | Base Product | Ultra Low Loss (ULL) Singlemode MPO24 (pinned) to MPO12 (Unpinned) Pre-terminated Trunk Cable, 864-Fiber, 12-Fiber Rollable Ribbon Central Tube, Low Smoke Zero Halogen (LSZH)/Riser | CommScope® | SYSTIMAX ULL |  | Fiber trunk cable assembly
UJG2XMERY |  | Base Product | Ultra Low Loss (ULL) Singlemode MPO24 (pinned) to MPO12 (Unpinned) Pre-terminated Trunk Cable, 1728-Fiber, 12-Fiber Rollable Ribbon Central Tube, Low Smoke Zero Halogen (LSZH)/Riser | CommScope® | SYSTIMAX ULL |  | Fiber trunk cable assembly
UJG2XMESY |  | Base Product | Ultra Low Loss (ULL) Singlemode MPO24 (pinned) to MPO12 (Unpinned) Pre-terminated Trunk Cable, 1728-Fiber, 12-Fiber Rollable Ribbon Indoor/Outdoor Central Tube, Low Smoke Zero Halogen (LSZH)/Riser | CommScope® | SYSTIMAX ULL |  | Fiber trunk cable assembly
URGQPBPF8 |  | Base Product | Ultra Low Loss (ULL) Singlemode, 1X2, MPO8 (Non-Pinned) to MPO4 (Non-Pinned), 4-Fiber, Conversion Array, Dual Rated (OFNR/LSZH) | CommScope® | Propel ¦ SYSTIMAX ULL |  | Fiber conversion array cable assembly
ULGMPLUCP |  | Base Product | Ultra Low Loss ULL TeraSPEED® MPO(Unpinned) to LC/UPC Uniboot Ruggedized fanout Cable, 288-Fiber, Plenum, 12 fiber PmP 2.0 mm Dca | CommScope® | SYSTIMAX ULL |  | Ruggedized fanout
UNGMXLUCP |  | Base Product | Ultra Low Loss ULL TeraSPEED® MPO(Pinned) to LC/UPC Uniboot Ruggedized fanout Cable, 288-Fiber, LSZH, 12 fiber PmP 2.0 mm Dca | CommScope® | SYSTIMAX ULL |  | Ruggedized fanout
UGGMXMXCP |  | Base Product | Ultra Low Loss (ULL) Singlemode MPO12 (Pinned) to MPO12 (Pinned) Pre-terminated Trunk Cable, Plenum, 288-Fiber | CommScope® | SYSTIMAX ULL |  | Fiber trunk cable assembly
UGGQXQXTP |  | Base Product | Ultra Low Loss (ULL) Singlemode MPO8 (Pinned) to MPO8 (Pinned) Pre-terminated Trunk Cable, Plenum, 288-Fiber | CommScope® | SYSTIMAX ULL |  | Fiber trunk cable assembly
ALGLCLCCL |  | Base Product | Ultra Low Loss ULL TeraSPEED® LC/UPC to LC/UPC Ruggedized fanout Cable, 96-Fiber, Plenum, Method A | CommScope® | SYSTIMAX ULL |  | Ruggedized fanout
ALGLCLCCM |  | Base Product | Ultra Low Loss ULL TeraSPEED® LC/UPC to LC/UPC Ruggedized fanout Cable, 144-Fiber, Plenum, 12 fiber PmP 2.0 mm Dca, Method A | CommScope® | SYSTIMAX ULL |  | Ruggedized fanout
NPC06UVDA |  | Base Product | NETCONNECT® Cat 6 U/UTP RJ45 A-wired Patch Cord, Non-Plenum | NETCONNECT® |  | NPC | Twisted pair patch cord
UJGQPQPTM |  | Base Product | Ultra Low Loss (ULL) Singlemode MPO8 (Non-Pinned) to MPO8 (Non-Pinned), Fiber Trunk Cable Assembly, 144-Fiber, Dual Rated (OFNR/LSZH) | CommScope® | Propel ¦ SYSTIMAX ULL |  | Fiber trunk cable assembly
UJGQPQPTN |  | Base Product | Ultra Low Loss (ULL) Singlemode MPO8 (Un-pinned) to MPO8 (Non-pinned), Fiber Trunk Cable Assembly, 192-Fiber, Dual Rated (OFNR/LSZH) | CommScope® | Propel ¦ SYSTIMAX ULL |  | Fiber trunk cable assembly
ULGLUUCRF |  | Base Product | Ultra Low Loss (ULL) Singlemode LC/UPC Uniboot to Unconnectorized Ruggedized fanout Cable, 24-Fiber, Rollable Ribbon, Plenum | CommScope® | SYSTIMAX ULL |  | Ruggedized fanout
UGGMXMXCN |  | Base Product | Ultra Low Loss ULL TeraSPEED® MPO(Pinned) to MPO(Pinned) Pre-terminated Trunk Cable, MPO12, 12-Fiber, Plenum, 192 fiber PmP 2.0 mm Dca | CommScope® | SYSTIMAX ULL |  | Fiber trunk cable assembly
UHXMPMPCF |  | Base Product | Ultra Low Loss (ULL), OM4 MPO (Unpinned) to MPO (Unpinned), InstaPATCH® 360 Armored Pre-terminated Trunk Cable, 24-Fiber, Plenum | CommScope® | SYSTIMAX InstaPATCH® 360 |  | Fiber trunk cable assembly
UHXMPMPCH |  | Base Product | Ultra Low Loss (ULL), OM4 MPO (Unpinned) to MPO (Unpinned), InstaPATCH® 360 Armored Pre-terminated Trunk Cable, 48-Fiber, Plenum | CommScope® | SYSTIMAX InstaPATCH® 360 |  | Fiber trunk cable assembly
UHXMPMPCL |  | Base Product | Ultra Low Loss (ULL), OM4 MPO (Unpinned) to MPO (Unpinned), InstaPATCH® 360 Armored Pre-terminated Trunk Cable, 96-Fiber, Plenum | CommScope® | SYSTIMAX InstaPATCH® 360 |  | Fiber trunk cable assembly
UHGMPMPCM |  | Base Product | Ultra Low Loss, Singlemode MPO12 APC (unpinned) to MPO12 APC (unpinned) Fiber Trunk Cable Assembly, 144-Fiber, Armored Indoor Plenum | CommScope® | SYSTIMAX ULL |  | Fiber trunk cable assembly
UHVMPMPCH |  | Base Product | Ultra Low Loss (ULL) LazrSPEED® 550 OM5 MPO12(Unpinned) to MPO12(Unpinned), Armored Pre-terminated Trunk Cable, 48-Fiber, Plenum | CommScope® | SYSTIMAX ULL |  | Fiber trunk cable assembly
UKGMPMPCH |  | Base Product | Ultra Low Loss, Singlemode MPO12 APC (unpinned) to MPO12 APC (unpinned) Fiber Trunk Cable Assembly, 48-Fiber, Armored Indoor Dual Rated (OFNR/LSZH) | CommScope® | SYSTIMAX ULL |  | Fiber trunk cable assembly
UKGMPMPCM |  | Base Product | Ultra Low Loss, Singlemode MPO12 APC (unpinned) to MPO12 APC (unpinned) Fiber Trunk Cable Assembly, 144-Fiber, Armored Indoor Dual Rated (OFNR/LSZH) | CommScope® | SYSTIMAX ULL |  | Fiber trunk cable assembly
UKGMPMXCD |  | Base Product | Ultra Low Loss (ULL) Singlemode MPO12 (Unpinned) to MPO12 (Pinned), Armored Pre-terminated Trunk Cable, 12-Fiber, Low Smoke Zero Halogen (LSZH) | CommScope® | SYSTIMAX ULL |  | Fiber trunk cable assembly
UKGMPMXCK |  | Base Product | Ultra Low Loss (ULL) Singlemode MPO12 (Unpinned) to MPO12 (Pinned), Armored Pre-terminated Trunk Cable, 72-Fiber, Low Smoke Zero Halogen (LSZH) | CommScope® | SYSTIMAX ULL |  | Fiber trunk cable assembly
UKXMPMPCD |  | Base Product | Ultra Low Loss (ULL) OM4 MPO12 UPC (unpinned) to MPO12 UPC (unpinned) Fiber Trunk Cable Assembly, 12-Fiber, Armored Indoor Low Smoke Zero Halogen (LSZH) | CommScope® | SYSTIMAX ULL |  | Fiber trunk cable assembly
UKXMPMPCF |  | Base Product | Ultra Low Loss (ULL) OM4 MPO12 UPC (unpinned) to MPO12 UPC (unpinned) Fiber Trunk Cable Assembly, 24-Fiber, Armored Indoor Low Smoke Zero Halogen (LSZH) | CommScope® | SYSTIMAX ULL |  | Fiber trunk cable assembly
UKXMPMPCL |  | Base Product | Ultra Low Loss (ULL) OM4 MPO12 UPC (unpinned) to MPO12 UPC (unpinned) Fiber Trunk Cable Assembly, 96-Fiber, Armored Indoor Low Smoke Zero Halogen (LSZH) | CommScope® | SYSTIMAX ULL |  | Fiber trunk cable assembly
UKXMPMXCD |  | Base Product | Ultra Low Loss (ULL) Multimode OM4 MPO12 (Unpinned) to MPO12 (Pinned), Armored Pre-terminated Trunk Cable, 12-Fiber, Low Smoke Zero Halogen (LSZH) | CommScope® | SYSTIMAX ULL |  | Fiber trunk cable assembly
UKXMPMXCG |  | Base Product | Ultra Low Loss (ULL) Multimode OM4 MPO12 (Unpinned) to MPO12 (Pinned), Armored Pre-terminated Trunk Cable, 36-Fiber, Low Smoke Zero Halogen (LSZH) | CommScope® | SYSTIMAX ULL |  | Fiber trunk cable assembly
UKXMPMXCK |  | Base Product | Ultra Low Loss (ULL) Multimode OM4 MPO12 (Unpinned) to MPO12 (Pinned), Armored Pre-terminated Trunk Cable, 72-Fiber, Low Smoke Zero Halogen (LSZH) | CommScope® | SYSTIMAX ULL |  | Fiber trunk cable assembly
UHXMPMPCK |  | Base Product | Ultra Low Loss (ULL), OM4 MPO (Unpinned) to MPO (Unpinned), InstaPATCH® 360 Armored Pre-terminated Trunk Cable, 72-Fiber, Plenum | CommScope® | SYSTIMAX InstaPATCH® 360 |  | Fiber trunk cable assembly
UHXMPMXCD |  | Base Product | Ultra Low Loss (ULL), OM4 MPO (Unpinned) to MPO (Pinned), InstaPATCH® 360 Armored Pre-terminated Trunk Cable, 12-Fiber, Plenum | CommScope® | SYSTIMAX InstaPATCH® 360 |  | Fiber trunk cable assembly
UHXMPMXCG |  | Base Product | Ultra Low Loss (ULL), OM4 MPO (Unpinned) to MPO (Pinned), InstaPATCH® 360 Armored Pre-terminated Trunk Cable, 36-Fiber, Plenum | CommScope® | SYSTIMAX InstaPATCH® 360 |  | Fiber trunk cable assembly
UHXMPMXCH |  | Base Product | Ultra Low Loss (ULL), OM4 MPO (Unpinned) to MPO (Pinned), InstaPATCH® 360 Armored Pre-terminated Trunk Cable, 48-Fiber, Plenum | CommScope® | SYSTIMAX InstaPATCH® 360 |  | Fiber trunk cable assembly
UHXMPMXCL |  | Base Product | Ultra Low Loss (ULL), OM4 MPO (Unpinned) to MPO (Pinned), InstaPATCH® 360 Armored Pre-terminated Trunk Cable, 96-Fiber, Plenum | CommScope® | SYSTIMAX InstaPATCH® 360 |  | Fiber trunk cable assembly
UQGQXQPF8 |  | Base Product | Ultra Low Loss (ULL) Singlemode MPO8 (Pinned) to MPO8 (Non-Pinned), Fiber Array Cable Assembly, 8-Fiber, Plenum | CommScope® | Propel ¦ SYSTIMAX ULL |  | Fiber array cable assembly
MA |  | Base Product | Fiber Optic Patch Cord, Multi-fiber, Singlemode |  |  |  | Fiber distribution cable assembly
2160046 |  | Base Product | Fiber Optic Patch Cord, OM4, LC/UPC duplex to LC/UPC duplex, 1.8 mm, LSZH & OFNR, Aqua | CommScope® |  | 216 | Fiber patch cord ¦ duplex
2160544 |  | Base Product | Fiber Optic Patch Cord, Duplex, Multimode, LC/UPC to LC/UPC, LSZH, aqua | CommScope® |  | 216 | Fiber patch cord ¦ duplex
UJVQXQXQS |  | Base Product | Ultra Low Loss (ULL) OM5 MPO QSFP (Pinned) to MPO QSFP (Pinned), Pre-terminated Trunk Cable, MPO8, 32-Fiber, Low Smoke Zero Halogen (LSZH) | CommScope® | SYSTIMAX ULL |  | Fiber trunk cable assembly
UJVQPQXQL |  | Base Product | Ultra Low Loss (ULL) OM5, MPO8 QSFP Unpinned to MPO8 QSFP Pinned, Fiber Trunk Cable Assembly, 96-Fiber, Low Smoke Zero Halogen | CommScope® | SYSTIMAX ULL |  | Fiber trunk cable assembly
UJVQXQXQU |  | Base Product | Ultra Low Loss (ULL) OM5, MPO8 QSFP Pinned to MPO8 QSFP Pinned, Fiber Trunk Cable Assembly, 64-Fiber, Low Smoke Zero Halogen | CommScope® | SYSTIMAX ULL |  | Fiber trunk cable assembly
UJVMXMXCF |  | Base Product | Ultra Low Loss ULL LazrSPEED® 550 OM5 MPO(Pinned) to MPO(Pinned) Pre-terminated Trunk Cable, MPO12, 24-Fiber, LSZH, 12 fiber PmP 2.0 mm Dca | CommScope® | SYSTIMAX ULL |  | Fiber trunk cable assembly
UJXMPMXAF |  | Base Product | Ultra Low Loss (ULL) OM4 MPO12 (Unpinned) to MPO12 (Pinned), Fiber Trunk Cable Assembly, 24-Fiber, Low Smoke Zero Halogen (LSZH) | CommScope® | SYSTIMAX ULL |  | Fiber trunk cable assembly
UJVMPMXAK |  | Base Product | Ultra Low Loss (ULL) OM5 MPO12 (Unpinned) to MPO12 (Pinned), Fiber Trunk Cable Assembly, 72-Fiber, Low Smoke Zero Halogen (LSZH) | CommScope® | SYSTIMAX ULL |  | Fiber trunk cable assembly
UJXMPMPCD |  | Base Product | Ultra Low Loss ULL LazrSPEED® 550 MPO(Unpinned) to MPO(Unpinned) Pre-terminated Trunk Cable, MPO12, 12-Fiber, LSZH, 12 fiber PmP 2.0 mm Dca | CommScope® | SYSTIMAX ULL |  | Fiber trunk cable assembly
UJVMXMXCG |  | Base Product | Ultra Low Loss ULL LazrSPEED® 550 OM5 MPO(Pinned) to MPO(Pinned) Pre-terminated Trunk Cable, MPO12, 36-Fiber, LSZH, 12 fiber PmP 2.0 mm Dca | CommScope® | SYSTIMAX ULL |  | Fiber trunk cable assembly
UJVQPQXQS |  | Base Product | Ultra Low Loss (ULL) OM5 MPO QSFP (Unpinned) to MPO QSFP (Pinned), Pre-terminated Trunk Cable, MPO8, 32-Fiber, Low Smoke Zero Halogen (LSZH) | CommScope® | SYSTIMAX ULL |  | Fiber trunk cable assembly
UJXMPMXAH |  | Base Product | Ultra Low Loss (ULL) OM4 MPO12 (Unpinned) to MPO12 (Pinned), Fiber Trunk Cable Assembly, 48-Fiber, Low Smoke Zero Halogen (LSZH) | CommScope® | SYSTIMAX ULL |  | Fiber trunk cable assembly
UJVQPQXQU |  | Base Product | Ultra Low Loss (ULL) OM5, MPO8 QSFP Unpinned to MPO8 QSFP Pinned, Fiber Trunk Cable Assembly, 64-Fiber, Low Smoke Zero Halogen | CommScope® | SYSTIMAX ULL |  | Fiber trunk cable assembly
UJVMXUCCL |  | Base Product | Ultra Low Loss ULL LazrSPEED® 550 OM5 MPO(Pinned) to Unconnectorized Pre-terminated Trunk Cable, MPO12, 96-Fiber, LSZH, 12 fiber PmP 2.0 mm Dca | CommScope® | SYSTIMAX ULL |  | Fiber trunk cable assembly
UJXMPMPCG |  | Base Product | Ultra Low Loss ULL LazrSPEED® 550 MPO(Unpinned) to MPO(Unpinned) Pre-terminated Trunk Cable, MPO12, 36-Fiber, LSZH, 12 fiber PmP 2.0 mm Dca | CommScope® | SYSTIMAX ULL |  | Fiber trunk cable assembly
UJXMPMXAK |  | Base Product | Ultra Low Loss (ULL) OM4 MPO12 (Unpinned) to MPO12 (Pinned), Fiber Trunk Cable Assembly, 72-Fiber, Low Smoke Zero Halogen (LSZH) | CommScope® | SYSTIMAX ULL |  | Fiber trunk cable assembly
UJVMXMXAH |  | Base Product | Ultra Low Loss (ULL) OM5 MPO12 (Pinned) to MPO12 (Pinned), Fiber Trunk Cable Assembly, 48-Fiber, Low Smoke Zero Halogen (LSZH) | CommScope® | SYSTIMAX ULL |  | Fiber trunk cable assembly
UJX2P2XBL |  | Base Product | Ultra Low Loss (ULL) OM4 MPO24 (Unpinned) to MPO24 (Pinned), Fiber Trunk Cable Assembly, 96-Fiber, Low Smoke Zero Halogen (LSZH) | CommScope® | SYSTIMAX ULL |  | Fiber trunk cable assembly
UJVMXMXCL |  | Base Product | Ultra Low Loss ULL LazrSPEED® 550 OM5 MPO(Pinned) to MPO(Pinned) Pre-terminated Trunk Cable, MPO12, 96-Fiber, LSZH, 12 fiber PmP 2.0 mm Dca | CommScope® | SYSTIMAX ULL |  | Fiber trunk cable assembly
UJXMPMPCH |  | Base Product | Ultra Low Loss ULL LazrSPEED® 550 MPO(Unpinned) to MPO(Unpinned) Pre-terminated Trunk Cable, MPO12, 48-Fiber, LSZH, 12 fiber PmP 2.0 mm Dca | CommScope® | SYSTIMAX ULL |  | Fiber trunk cable assembly
UJXMPMXAL |  | Base Product | Ultra Low Loss (ULL) OM4 MPO12 (Unpinned) to MPO12 (Pinned), Fiber Trunk Cable Assembly, 96-Fiber, Low Smoke Zero Halogen (LSZH) | CommScope® | SYSTIMAX ULL |  | Fiber trunk cable assembly
UJX2P2XBM |  | Base Product | Ultra Low Loss (ULL) OM4 MPO (Unpinned) to MPO (Pinned), Fiber Trunk Cable Assembly, 144-Fiber, Low Smoke Zero Halogen (LSZH) | CommScope® | SYSTIMAX ULL |  | Fiber trunk cable assembly
UJXMXMXAM |  | Base Product | Ultra Low Loss (ULL) OM4 MPO12 (Pinned) to MPO12 (Pinned), Fiber Trunk Cable Assembly, 144-Fiber, Low Smoke Zero Halogen (LSZH) | CommScope® | SYSTIMAX ULL |  | Fiber trunk cable assembly
UJVMXMXCM |  | Base Product | Ultra Low Loss ULL LazrSPEED® 550 OM5 MPO(Pinned) to MPO(Pinned) Pre-terminated Trunk Cable, MPO12, 144-Fiber, Dual Rated LSZH/Riser, 12 fiber PmP 2.0 mm Dca | CommScope® | SYSTIMAX ULL |  | Fiber trunk cable assembly
UJX2X2XBF |  | Base Product | Ultra Low Loss (ULL) OM4 MPO24 (Pinned) to MP/24 (Pinned), Fiber Trunk Cable Assembly, 24-Fiber, Low Smoke Zero Halogen (LSZH) | CommScope® | SYSTIMAX ULL |  | Fiber trunk cable assembly
UJXMPMXAM |  | Base Product | Ultra Low Loss (ULL) OM4 MPO12 (Unpinned) to MPO12 (Pinned), Fiber Trunk Cable Assembly, 144-Fiber, Low Smoke Zero Halogen (LSZH) | CommScope® | SYSTIMAX ULL |  | Fiber trunk cable assembly
UJXMXMXCD |  | Base Product | Ultra Low Loss ULL LazrSPEED® 550 MPO(Pinned) to MPO(Pinned) Pre-terminated Trunk Cable, MPO12, 12-Fiber, LSZH, 12 fiber PmP 2.0 mm Dca | CommScope® | SYSTIMAX ULL |  | Fiber trunk cable assembly
UJX2X2XBH |  | Base Product | Ultra Low Loss (ULL) OM4 MPO24 (Pinned) to MP/24 (Pinned), Fiber Trunk Cable Assembly, 48-Fiber, Low Smoke Zero Halogen (LSZH) | CommScope® | SYSTIMAX ULL |  | Fiber trunk cable assembly
UJVQPQXQ8 |  | Base Product | Ultra Low Loss (ULL) OM5 MPO8 QSFP (Unpinned) to MPO8 QSFP (Pinned), Fiber Trunk Cable Assembly, 8-Fiber, Low Smoke Zero Halogen | CommScope® | SYSTIMAX ULL |  | Fiber trunk cable assembly
UJXMXMXCF |  | Base Product | Ultra Low Loss ULL LazrSPEED® 550 MPO(Pinned) to MPO(Pinned) Pre-terminated Trunk Cable, MPO12, 24-Fiber, LSZH, 12 fiber PmP 2.0 mm Dca | CommScope® | SYSTIMAX ULL |  | Fiber trunk cable assembly
UJVQXQXQH |  | Base Product | Ultra Low Loss (ULL) OM5 MPO QSFP (Pinned) to MPO QSFP (Pinned), Pre-terminated Cable, MPO8, 48-Fiber, Low Smoke Zero Halogen (LSZH) | CommScope® | SYSTIMAX ULL |  | Fiber trunk cable assembly
UJXMPMXCD |  | Base Product | Ultra Low Loss ULL LazrSPEED® 550 MPO(Unpinned) to MPO(Pinned) Pre-terminated Trunk Cable, MPO12, 12-Fiber, LSZH, 12 fiber PmP 2.0 mm Dca | CommScope® | SYSTIMAX ULL |  | Fiber trunk cable assembly
UJXMPMXCM |  | Base Product | Ultra Low Loss ULL LazrSPEED® 550 MPO(Unpinned) to MPO(Pinned) Pre-terminated Trunk Cable, MPO12, 144-Fiber, LSZH, 12 fiber PmP 2.0 mm Dca | CommScope® | SYSTIMAX ULL |  | Fiber trunk cable assembly
UJVQPQXQF |  | Base Product | Ultra Low Loss (ULL) OM5 MPO8 QSFP (Unpinned) to MPO8 QSFP (Pinned), Fiber Trunk Cable Assembly, 24-Fiber, Low Smoke Zero Halogen (LSZH) | CommScope® | SYSTIMAX ULL |  | Fiber trunk cable assembly
UJXQPQXQS |  | Base Product | Ultra Low Loss (ULL) OM4 MPO8 QSFP (Unpinned) to MPO8 QSFP (Pinned), Fiber Trunk Cable Assembly, 32-Fiber, Low Smoke Zero Halogen (LSZH) | CommScope® | SYSTIMAX ULL |  | Fiber trunk cable assembly
UJXMXUCCK |  | Base Product | Ultra Low Loss ULL LazrSPEED® 550 MPO(Pinned) to Unconnectorized Pre-terminated Trunk Cable, MPO12, 72-Fiber, LSZH, 12 fiber PmP 2.0 mm Dca | CommScope® | SYSTIMAX ULL |  | Fiber trunk cable assembly
UJXQXQXQU |  | Base Product | Ultra Low Loss (ULL) OM4 MPO8 QSFP (Pinned) to MPO8 QSFP (Pinned), Fiber Trunk Cable Assembly, 64-Fiber, Low Smoke Zero Halogen (LSZH) | CommScope® | SYSTIMAX ULL |  | Fiber trunk cable assembly
UKGMPMPSX |  | Base Product | Ultra Low Loss Singlemode MPO12 Unpinned to MPO12 Unpinned 864-Fiber Pre-terminated Trunk Cable, Rollable Ribbon Indoor/Outdoor Armored Central Tube, Low Smoke Zero Halogen/Riser | CommScope® | SYSTIMAX ULL |  | Fiber trunk cable assembly
UJXMXMXAD |  | Base Product | Ultra Low Loss (ULL) OM4 MPO12 (Pinned) to MPO12 (Pinned), Fiber Trunk Cable Assembly, 12-Fiber, Low Smoke Zero Halogen (LSZH) | CommScope® | SYSTIMAX ULL |  | Fiber trunk cable assembly
UJXQPQXQU |  | Base Product | Ultra Low Loss (ULL) OM4 MPO8 QSFP (Unpinned) to MPO8 QSFP (Pinned), Fiber Trunk Cable Assembly, 64-Fiber, Low Smoke Zero Halogen (LSZH) | CommScope® | SYSTIMAX ULL |  | Fiber trunk cable assembly
UJXMXMXCH |  | Base Product | Ultra Low Loss ULL LazrSPEED® 550 MPO(Pinned) to MPO(Pinned) Pre-terminated Trunk Cable, MPO12, 48-Fiber, LSZH, 12 fiber PmP 2.0 mm Dca | CommScope® | SYSTIMAX ULL |  | Fiber trunk cable assembly
UJXMXUCCL |  | Base Product | Ultra Low Loss ULL LazrSPEED® 550 MPO(Pinned) to Unconnectorized Pre-terminated Trunk Cable, MPO12, 96-Fiber, LSZH, 12 fiber PmP 2.0 mm Dca | CommScope® | SYSTIMAX ULL |  | Fiber trunk cable assembly
UJXMXMXAF |  | Base Product | Ultra Low Loss (ULL) OM4 MPO12 (Pinned) to MPO12 (Pinned), Fiber Trunk Cable Assembly, 24-Fiber, OFNR Riser ¦ Low Smoke Zero Halogen (LSZH) | CommScope® | SYSTIMAX ULL |  | Fiber trunk cable assembly
UKGMPMXSX |  | Base Product | Ultra Low Loss Singlemode MPO12 Unpinned to MPO12 Pinned 864-Fiber Pre-terminated Trunk Cable, Rollable Ribbon Indoor/Outdoor Armored Central Tube, Low Smoke Zero Halogen/Riser | CommScope® | SYSTIMAX ULL |  | Fiber trunk cable assembly
UJXMXUCCM |  | Base Product | Ultra Low Loss ULL LazrSPEED® 550 MPO(Pinned) to Unconnectorized Pre-terminated Trunk Cable, MPO12, 144-Fiber, LSZH, 12 fiber PmP 2.0 mm Dca | CommScope® | SYSTIMAX ULL |  | Fiber trunk cable assembly
UJXMXMXCK |  | Base Product | Ultra Low Loss ULL LazrSPEED® 550 MPO(Pinned) to MPO(Pinned) Pre-terminated Trunk Cable, MPO12, 72-Fiber, LSZH, 12 fiber PmP 2.0 mm Dca | CommScope® | SYSTIMAX ULL |  | Fiber trunk cable assembly
UJXMXMXAG |  | Base Product | Ultra Low Loss (ULL) OM4 MPO12 (Pinned) to MPO12 (Pinned), Fiber Trunk Cable Assembly, 36-Fiber, Low Smoke Zero Halogen (LSZH) | CommScope® | SYSTIMAX ULL |  | Fiber trunk cable assembly
UKGMPUCDD |  | Base Product | Ultra Low Loss (ULL) Singlemode, MPO12 Unpinned to Unconnectorized, Fiber Trunk Cable Assembly, 12-Fiber, Indoor/Outdoor Armored, Low Smoke Zero Halogen/Riser | CommScope® | SYSTIMAX ULL |  | Fiber trunk cable assembly
UJXMXMXCL |  | Base Product | Ultra Low Loss ULL LazrSPEED® 550 MPO(Pinned) to MPO(Pinned) Pre-terminated Trunk Cable, MPO12, 96-Fiber, LSZH, 12 fiber PmP 2.0 mm Dca | CommScope® | SYSTIMAX ULL |  | Fiber trunk cable assembly
UJXQXQXQ8 |  | Base Product | Ultra Low Loss (ULL) OM4 MPO8 QSFP (Pinned) to MPO8 QSFP (Pinned), Fiber Trunk Cable Assembly, 8-Fiber, Low Smoke Zero Halogen (LSZH) | CommScope® | SYSTIMAX ULL |  | Fiber trunk cable assembly
UKGMPMXDH |  | Base Product | Ultra Low Loss (ULL) Singlemode, MPO12 Unpinned to MPO12 Pinned, Fiber Trunk Cable Assembly, 48-Fiber, Indoor/Outdoor Armored, Low Smoke Zero Halogen/Riser | CommScope® | SYSTIMAX ULL |  | Fiber trunk cable assembly
UJXMXMXCM |  | Base Product | Ultra Low Loss ULL LazrSPEED® 550 MPO(Pinned) to MPO(Pinned) Pre-terminated Trunk Cable, MPO12, 144-Fiber, LSZH, 12 fiber PmP 2.0 mm Dca | CommScope® | SYSTIMAX ULL |  | Fiber trunk cable assembly
UKGMPMPDL |  | Base Product | Ultra Low Loss (ULL) Singlemode MPO (Unpinned) to MPO (Unpinned), Fiber Trunk Cable Assembly, 96-Fiber, Indoor/Outdoor Armored, Low Smoke Zero Halogen/Riser | CommScope® | SYSTIMAX ULL |  | Fiber trunk cable assembly
UKGMXMXDD |  | Base Product | Ultra Low Loss (ULL) Singlemode, MPO12 Pinned to MPO12 Pinned, Fiber Trunk Cable Assembly, 12-Fiber, Low Smoke Zero Halogen/Riser | CommScope® | SYSTIMAX ULL |  | Fiber trunk cable assembly
UJXQPQXQF |  | Base Product | Ultra Low Loss (ULL) OM4 MPO8 QSFP (Unpinned) to MPO8 QSFP (Pinned), Fiber Trunk Cable Assembly, 24-Fiber, Low Smoke Zero Halogen (LSZH) | CommScope® | SYSTIMAX ULL |  | Fiber trunk cable assembly
UKGMPUCDK |  | Base Product | Ultra Low Loss Singlemode MPO12 Unpinned to Unconnectorized 72-Fiber Pre-terminated Trunk Cable, Indoor/Outdoor Armored, Low Smoke Zero Halogen/Riser | CommScope® | SYSTIMAX ULL |  | Fiber trunk cable assembly
UJXQXQXQL |  | Base Product | Ultra Low Loss (ULL) OM4, MPO8 QSFP Pinned to MPO8 QSFP Pinned, Fiber Trunk Cable Assembly, 96-Fiber, Low Smoke Zero Halogen | CommScope® | SYSTIMAX ULL |  | Fiber trunk cable assembly
UJXQPQXQH |  | Base Product | Ultra Low Loss (ULL) OM4 MPO8 QSFP (Unpinned) to MPO8 QSFP (Pinned), Fiber Trunk Cable Assembly, 48-Fiber, Low Smoke Zero Halogen (LSZH) LSZH | CommScope® | SYSTIMAX ULL |  | Fiber trunk cable assembly
UKGMPMXSM |  | Base Product | Ultra Low Loss (ULL) Singlemode, MPO12 Unpinned to MPO12 Pinned, Fiber Trunk Cable Assembly, 144-Fiber, Rollable Ribbon Indoor/Outdoor Armored Central Tube, Low Smoke Zero Halogen/Riser | CommScope® | SYSTIMAX ULL |  | Fiber trunk cable assembly
UKGMPUCDL |  | Base Product | Ultra Low Loss Singlemode MPO12 Unpinned to Unconnectorized 96-Fiber Pre-terminated Trunk Cable, Indoor/Outdoor Armored, Low Smoke Zero Halogen/Riser | CommScope® | SYSTIMAX ULL |  | Fiber trunk cable assembly
UJXQXQXQR |  | Base Product | Ultra Low Loss (ULL) OM4 MPO8 QSFP (Pinned) to MPO8 QSFP (Pinned), Fiber Trunk Cable Assembly, 16-Fiber, Low Smoke Zero Halogen (LSZH) | CommScope® | SYSTIMAX ULL |  | Fiber trunk cable assembly
UKGMPMPSP |  | Base Product | Ultra Low Loss Singlemode MPO12 Unpinned to MPO12 Unpinned 288-Fiber Pre-terminated Trunk Cable, Rollable Ribbon Indoor/Outdoor Armored Central Tube, Low Smoke Zero Halogen/Riser | CommScope® | SYSTIMAX ULL |  | Fiber trunk cable assembly
UKGMXMXSX |  | Base Product | Ultra Low Loss Singlemode MPO12 Pinned to MPO12 Pinned 864-Fiber Pre-terminated Trunk Cable, Rollable Ribbon Indoor/Outdoor Armored Central Tube, Low Smoke Zero Halogen/Riser | CommScope® | SYSTIMAX ULL |  | Fiber trunk cable assembly
UJXQPQXQL |  | Base Product | Ultra Low Loss (ULL) OM4, MPO8 QSFP Unpinned to MPO8 QSFP Pinned, Fiber Trunk Cable Assembly, 96-Fiber, Low Smoke Zero Halogen | CommScope® | SYSTIMAX ULL |  | Fiber trunk cable assembly
UKGMPMXSP |  | Base Product | Ultra Low Loss Singlemode MPO12 Unpinned to MPO12 Pinned 288-Fiber Pre-terminated Trunk Cable, Rollable Ribbon Indoor/Outdoor Armored Central Tube, Low Smoke Zero Halogen/Riser | CommScope® | SYSTIMAX ULL |  | Fiber trunk cable assembly
UKGMXUCSW |  | Base Product | Ultra Low Loss Singlemode MPO12 Pinned to Unconnectorized 576-Fiber Pre-terminated Trunk Cable, Rollable Ribbon Indoor/Outdoor Armored Central Tube, Low Smoke Zero Halogen/Riser | CommScope® | SYSTIMAX ULL |  | Fiber trunk cable assembly
UJXQXQXQS |  | Base Product | Ultra Low Loss (ULL) OM4 MPO8 QSFP (Pinned) to MPO8 QSFP (Pinned), Fiber Trunk Cable Assembly, 32-Fiber, Low Smoke Zero Halogen (LSZH) | CommScope® | SYSTIMAX ULL |  | Fiber trunk cable assembly
UKGMPUCSM |  | Base Product | Ultra Low Loss Singlemode MPO12 Unpinned to Unconnectorized 144-Fiber Pre-terminated Trunk Cable, Rollable Ribbon Indoor/Outdoor Armored Central Tube, Low Smoke Zero Halogen/Riser | CommScope® | SYSTIMAX ULL |  | Fiber trunk cable assembly
UKGMXUCSX |  | Base Product | Ultra Low Loss Singlemode MPO12 Pinned to Unconnectorized 864-Fiber Pre-terminated Trunk Cable, Rollable Ribbon Indoor/Outdoor Armored Central Tube, Low Smoke Zero Halogen/Riser | CommScope® | SYSTIMAX ULL |  | Fiber trunk cable assembly
ULGLALACD |  | Base Product | Ultra Low Loss ULL TeraSPEED® LC/APC to LC/APC Ruggedized fanout Cable, 12-Fiber, Plenum, 12 fiber PmP 2.0 mm Dca | CommScope® | SYSTIMAX ULL |  | Ruggedized fanout
ULGLCLCCH |  | Base Product | Ultra Low Loss ULL TeraSPEED® LC/UPC to LC/UPC Ruggedized fanout Cable, 48-Fiber, Plenum, 12 fiber PmP 2.0 mm Dca | CommScope® | SYSTIMAX ULL |  | Ruggedized fanout
UKGMPMPSW |  | Base Product | Ultra Low Loss Singlemode MPO12 Unpinned to MPO12 Unpinned 576-Fiber Pre-terminated Trunk Cable, Rollable Ribbon Indoor/Outdoor Armored Central Tube, Low Smoke Zero Halogen/Riser | CommScope® | SYSTIMAX ULL |  | Fiber trunk cable assembly
UKGMXUCDF |  | Base Product | Ultra Low Loss Singlemode MPO12 Pinned to Unconnectorized 24-Fiber Pre-terminated Trunk Cable, Indoor/Outdoor Armored, Low Smoke Zero Halogen/Riser | CommScope® | SYSTIMAX ULL |  | Fiber trunk cable assembly
UKGMPMXSW |  | Base Product | Ultra Low Loss Singlemode MPO12 Unpinned to MPO12 Pinned 576-Fiber Pre-terminated Trunk Cable, Rollable Ribbon Indoor/Outdoor Armored Central Tube, Low Smoke Zero Halogen/Riser | CommScope® | SYSTIMAX ULL |  | Fiber trunk cable assembly
UKGMXMXDL |  | Base Product | Ultra Low Loss (ULL) Singlemode, MPO12 Pinned to MPO12 Pinned, Fiber Trunk Cable Assembly, 96-Fiber, Indoor/Outdoor Armored, Low Smoke Zero Halogen/Riser | CommScope® | SYSTIMAX ULL |  | Fiber trunk cable assembly
UKGMPUCSV |  | Base Product | Ultra Low Loss Singlemode MPO12 Unpinned to Unconnectorized 432-Fiber Pre-terminated Trunk Cable, Rollable Ribbon Indoor/Outdoor Armored Central Tube, Low Smoke Zero Halogen/Riser | CommScope® | SYSTIMAX ULL |  | Fiber trunk cable assembly
ULGLFLFCM |  | Base Product | Ultra Low Loss ULL TeraSPEED® LC/UPC G B to LC/UPC G B Ruggedized fanout Cable, 144-Fiber, Plenum, 12 fiber PmP 2.0 mm Dca | CommScope® | SYSTIMAX ULL |  | Ruggedized fanout
ULGLCLCCL |  | Base Product | Ultra Low Loss ULL TeraSPEED® LC/UPC to LC/UPC Ruggedized fanout Cable, 96-Fiber, Plenum | CommScope® | SYSTIMAX ULL |  | Ruggedized fanout
UKGMXUCDH |  | Base Product | Ultra Low Loss Singlemode MPO12 Pinned to Unconnectorized 48-Fiber Pre-terminated Trunk Cable, Indoor/Outdoor Armored, Low Smoke Zero Halogen/Riser | CommScope® | SYSTIMAX ULL |  | Fiber trunk cable assembly
ULGLGLGCD |  | Base Product | Ultra Low Loss ULL TeraSPEED® LC/APC G B to LC/APC G B Ruggedized fanout Cable, 12-Fiber, Plenum, 12 fiber PmP 2.0 mm Dca | CommScope® | SYSTIMAX ULL |  | Ruggedized fanout
UKGMPUCSW |  | Base Product | Ultra Low Loss Singlemode MPO12 Unpinned to Unconnectorized 576-Fiber Pre-terminated Trunk Cable, Rollable Ribbon Indoor/Outdoor Armored Central Tube, Low Smoke Zero Halogen/Riser | CommScope® | SYSTIMAX ULL |  | Fiber trunk cable assembly
ULGLALACH |  | Base Product | Ultra Low Loss ULL TeraSPEED® LC/APC to LC/APC Ruggedized fanout Cable, 48-Fiber, Plenum, 12 fiber PmP 2.0 mm Dca | CommScope® | SYSTIMAX ULL |  | Ruggedized fanout
UKGMXUCDK |  | Base Product | Ultra Low Loss Singlemode MPO12 Pinned to Unconnectorized 72-Fiber Pre-terminated Trunk Cable, Indoor/Outdoor Armored, Low Smoke Zero Halogen/Riser | CommScope® | SYSTIMAX ULL |  | Fiber trunk cable assembly
ULGLULUCH |  | Base Product | Ultra Low Loss ULL TeraSPEED® LC/UPC Uniboot to LC/UPC Uniboot Ruggedized fanout Cable, 48-Fiber, Plenum, 12 fiber PmP 2.0 mm Dca | CommScope® | SYSTIMAX ULL |  | Ruggedized fanout
ULGLGLGCG |  | Base Product | Ultra Low Loss ULL TeraSPEED® LC/APC G B to LC/APC G B Ruggedized fanout Cable, 36-Fiber, Plenum, 12 fiber PmP 2.0 mm Dca | CommScope® | SYSTIMAX ULL |  | Ruggedized fanout
UKGMXUCSM |  | Base Product | Ultra Low Loss Singlemode MPO12 Pinned to Unconnectorized 144-Fiber Pre-terminated Trunk Cable, Rollable Ribbon Indoor/Outdoor Armored Central Tube, Low Smoke Zero Halogen/Riser | CommScope® | SYSTIMAX ULL |  | Fiber trunk cable assembly
ULGLGLGCH |  | Base Product | Ultra Low Loss ULL TeraSPEED® LC/APC G B to LC/APC G B Ruggedized fanout Cable, 48-Fiber, Plenum, 12 fiber PmP 2.0 mm Dca | CommScope® | SYSTIMAX ULL |  | Ruggedized fanout
ULGLALACM |  | Base Product | Ultra Low Loss ULL TeraSPEED® LC/APC to LC/APC Ruggedized fanout Cable, 144-Fiber, Plenum, 12 fiber PmP 2.0 mm Dca | CommScope® | SYSTIMAX ULL |  | Ruggedized fanout
ULGMPLCCF |  | Base Product | Ultra Low Loss ULL TeraSPEED® MPO(Unpinned) to LC/UPC Ruggedized fanout Cable, 24-Fiber, Plenum, 12 fiber PmP 2.0 mm Dca | CommScope® | SYSTIMAX ULL |  | Ruggedized fanout
ULGLGLGCK |  | Base Product | Ultra Low Loss ULL TeraSPEED® LC/APC G B to LC/APC G B Ruggedized fanout Cable, 72-Fiber, Plenum, 12 fiber PmP 2.0 mm Dca | CommScope® | SYSTIMAX ULL |  | Ruggedized fanout
ULGMPLCAD |  | Base Product | Ultra Low Loss (ULL) Singlemode MPO (Unpinned) to LC/UPC, Ruggedized Fanout Cable, 12-Fiber, Plenum | CommScope® | SYSTIMAX ULL |  | Ruggedized fanout
ULGLFLFCK |  | Base Product | Ultra Low Loss ULL TeraSPEED® LC/UPC G B to LC/UPC G B Ruggedized fanout Cable, 72-Fiber, Plenum, 12 fiber PmP 2.0 mm Dca | CommScope® | SYSTIMAX ULL |  | Ruggedized fanout
ULGLGLGCL |  | Base Product | Ultra Low Loss ULL TeraSPEED® LC/APC G B to LC/APC G B Ruggedized fanout Cable, 96-Fiber, Plenum, 12 fiber PmP 2.0 mm Dca | CommScope® | SYSTIMAX ULL |  | Ruggedized fanout
ULGLULUCM |  | Base Product | Ultra Low Loss ULL TeraSPEED® LC/UPC Uniboot to LC/UPC Uniboot Ruggedized fanout Cable, 144-Fiber, Plenum, 12 fiber PmP 2.0 mm Dca | CommScope® | SYSTIMAX ULL |  | Ruggedized fanout
ULGMPLCCG |  | Base Product | Ultra Low Loss ULL TeraSPEED® MPO(Unpinned) to LC/UPC Ruggedized fanout Cable, 36-Fiber, Plenum, 12 fiber PmP 2.0 mm Dca | CommScope® | SYSTIMAX ULL |  | Ruggedized fanout
ULGMPLGCM |  | Base Product | Ultra Low Loss ULL TeraSPEED® MPO(Unpinned) to LC/APC G B Ruggedized fanout Cable, 144-Fiber, Plenum, 12 fiber PmP 2.0 mm Dca | CommScope® | SYSTIMAX ULL |  | Ruggedized fanout
ULGMPLACD |  | Base Product | Ultra Low Loss ULL TeraSPEED® MPO(Unpinned) to LC/APC Ruggedized fanout Cable, 12-Fiber, Plenum, 12 fiber PmP 2.0 mm Dca | CommScope® | SYSTIMAX ULL |  | Ruggedized fanout
ULGMPLCAG |  | Base Product | Ultra Low Loss Singlemode MPO12 Unpinned to LC/UPC 36-Fiber InstaPATCH® 360 Ruggedized Fanout Cable, Plenum | CommScope® | SYSTIMAX InstaPATCH® 360 |  | Ruggedized fanout
ULGMPLCAH |  | Base Product | Ultra Low Loss Singlemode MPO12 Unpinned to LC/UPC 48-Fiber InstaPATCH® 360 Ruggedized Fanout Cable, Plenum | CommScope® | SYSTIMAX InstaPATCH® 360 |  | Ruggedized fanout
ULGMPLACF |  | Base Product | Ultra Low Loss ULL TeraSPEED® MPO(Unpinned) to LC/APC Ruggedized fanout Cable, 24-Fiber, Plenum, 12 fiber PmP 2.0 mm Dca | CommScope® | SYSTIMAX ULL |  | Ruggedized fanout
ULGMPLFCL |  | Base Product | Ultra Low Loss ULL TeraSPEED® MPO(Unpinned) to LC/UPC G B Ruggedized fanout Cable, 96-Fiber, Plenum, 12 fiber PmP 2.0 mm Dca | CommScope® | SYSTIMAX ULL |  | Ruggedized fanout
ULGMPLUCD |  | Base Product | Ultra Low Loss ULL TeraSPEED® MPO(Unpinned) to LC/UPC Uniboot Ruggedized fanout Cable, 12-Fiber, Plenum, 12 fiber PmP 2.0 mm Dca | CommScope® | SYSTIMAX ULL |  | Ruggedized fanout
ULGMPSCCK |  | Base Product | Ultra Low Loss ULL TeraSPEED® MPO(Unpinned) to SC/UPC Ruggedized fanout Cable, 72-Fiber, Plenum, 12 fiber PmP 2.0 mm Dca | CommScope® | SYSTIMAX ULL |  | Ruggedized fanout
ULGLULUCD |  | Base Product | Ultra Low Loss ULL TeraSPEED® LC/UPC Uniboot to LC/UPC Uniboot Ruggedized fanout Cable, 12-Fiber, Plenum, 12 fiber PmP 2.0 mm Dca | CommScope® | SYSTIMAX ULL |  | Ruggedized fanout
ULGMPLFCM |  | Base Product | Ultra Low Loss ULL TeraSPEED® MPO(Unpinned) to LC/UPC G B Ruggedized fanout Cable, 144-Fiber, Plenum, 12 fiber PmP 2.0 mm Dca | CommScope® | SYSTIMAX ULL |  | Ruggedized fanout
ULGMPSCCL |  | Base Product | Ultra Low Loss ULL TeraSPEED® MPO(Unpinned) to SC/UPC Ruggedized fanout Cable, 96-Fiber, Plenum, 12 fiber PmP 2.0 mm Dca | CommScope® | SYSTIMAX ULL |  | Ruggedized fanout
ULGMPLUCF |  | Base Product | Ultra Low Loss ULL TeraSPEED® MPO(Unpinned) to LC/UPC Uniboot Ruggedized fanout Cable, 24-Fiber, Plenum, 12 fiber PmP 2.0 mm Dca | CommScope® | SYSTIMAX ULL |  | Ruggedized fanout
ULGMPSACH |  | Base Product | Ultra Low Loss ULL TeraSPEED® MPO(Unpinned) to SC/APC Ruggedized fanout Cable, 48-Fiber, Plenum, 12 fiber PmP 2.0 mm Dca | CommScope® | SYSTIMAX ULL |  | Ruggedized fanout
ULGMXLCAD |  | Base Product | Ultra Low Loss (ULL) Singlemode MPO12 (Pinned) to LC/UPC, Ruggedized Fanout MPO Cable Assembly ,12-Fiber, Plenum | CommScope® | SYSTIMAX InstaPATCH® 360 ¦ SYSTIMAX ULL |  | Ruggedized fanout
ULGMPLCCL |  | Base Product | Ultra Low Loss ULL TeraSPEED® MPO(Unpinned) to LC/UPC Ruggedized fanout Cable, 96-Fiber, Plenum, 12 fiber PmP 2.0 mm Dca | CommScope® | SYSTIMAX ULL |  | Ruggedized fanout
ULGMPLGCD |  | Base Product | Ultra Low Loss ULL TeraSPEED® MPO(Unpinned) to LC/APC G B Ruggedized fanout Cable, 12-Fiber, Plenum, 12 fiber PmP 2.0 mm Dca | CommScope® | SYSTIMAX ULL |  | Ruggedized fanout
ULGMPLCAL |  | Base Product | Ultra Low Loss Singlemode MPO12 Unpinned to LC/UPC 96-Fiber InstaPATCH® 360 Ruggedized Fanout Cable, Plenum | CommScope® | SYSTIMAX InstaPATCH® 360 |  | Ruggedized fanout
ULGMPSCCM |  | Base Product | Ultra Low Loss ULL TeraSPEED® MPO(Unpinned) to SC/UPC Ruggedized fanout Cable, 144-Fiber, Plenum, 12 fiber PmP 2.0 mm Dca | CommScope® | SYSTIMAX ULL |  | Ruggedized fanout
ULGMPSACK |  | Base Product | Ultra Low Loss ULL TeraSPEED® MPO(Unpinned) to SC/APC Ruggedized fanout Cable, 72-Fiber, Plenum, 12 fiber PmP 2.0 mm Dca | CommScope® | SYSTIMAX ULL |  | Ruggedized fanout
FQWMPMXGD |  | Base Product | Singlemode MPO (Unpinned) to MPO (Pinned), InstaPATCH® 360 Array Cord, 12-Fiber, Plenum | CommScope® | SYSTIMAX InstaPATCH® 360 |  | Fiber array cable assembly
FQWMPSCGD |  | Base Product | Singlemode MPO (Unpinned) to SC/UPC, InstaPATCH® 360 Array Cord, 12-Fiber, Plenum | CommScope® | SYSTIMAX InstaPATCH® 360 |  | Fiber array cable assembly
FQXMPMXHF |  | Base Product | LazrSPEED® 550 OM4, MPO/12(Unpinned) to MPO/12(Pinned), 24-Fiber, Plenum array cord | CommScope® | SYSTIMAX InstaPATCH® 360 |  | Fiber array cable assembly
FQWMXMXGD |  | Base Product | Singlemode MPO (Pinned) to MPO (Pinned), InstaPATCH® 360 Array Cord, 12-Fiber, Plenum | CommScope® | SYSTIMAX InstaPATCH® 360 |  | Fiber array cable assembly
FQXMPLCGD |  | Base Product | OM4 MPO (Unpinned) to LC/UPC, InstaPATCH® 360 Array Cord, 12-Fiber, Plenum | CommScope® | SYSTIMAX InstaPATCH® 360 |  | Fiber array cable assembly
FQWMQMPGD |  | Base Product | Singlemode MPO (Equipment) to MPO (Unpinned), InstaPATCH® 360 Array Cord, 12-Fiber, Plenum | CommScope® | SYSTIMAX InstaPATCH® 360 |  | Fiber array cable assembly
FQWMXSCGD |  | Base Product | Singlemode MPO (Pinned) to SC/UPC, InstaPATCH® 360 Array Cord, 12-Fiber, Plenum | CommScope® | SYSTIMAX InstaPATCH® 360 |  | Fiber array cable assembly
FQXMXMXHF |  | Base Product | LazrSPEED® 550 OM4, MPO/12(Pinned) to MPO/12(Pinned), 24-Fiber, Plenum array cord | CommScope® | SYSTIMAX InstaPATCH® 360 |  | Fiber array cable assembly
FQXMXSCGD |  | Base Product | OM4 MPO (Pinned) to SC/UPC, InstaPATCH® 360 Array Cord, 12-Fiber, Plenum | CommScope® | SYSTIMAX InstaPATCH® 360 |  | Fiber array cable assembly
FQWMQMXGD |  | Base Product | Singlemode MPO (Equipment) to MPO (Pinned), InstaPATCH® 360 Array Cord, 12-Fiber, Plenum | CommScope® | SYSTIMAX InstaPATCH® 360 |  | Fiber array cable assembly
FQXMXMXGD |  | Base Product | OM4 MPO (Pinned) to MPO (Pinned), InstaPATCH® 360 Array Cord, 12-Fiber, Plenum | CommScope® | SYSTIMAX InstaPATCH® 360 |  | Fiber array cable assembly
FQXMPMPHF |  | Base Product | LazrSPEED® 550 OM4, MPO/12(Unpinned) to MPO/12(Unpinned), 24-Fiber, Plenum array cord | CommScope® | SYSTIMAX InstaPATCH® 360 |  | Fiber array cable assembly
FRWMPSCGD |  | Base Product | Singlemode MPO (Unpinned) to SC/UPC, InstaPATCH® 360 Array Cord, 12-Fiber, Low Smoke Zero Halogen | CommScope® | SYSTIMAX InstaPATCH® 360 |  | Fiber array cable assembly
FRVMPMPGD |  | Base Product | OM5 MPO (Unpinned) to MPO (Unpinned), InstaPATCH® 360 Array Cord, 12-Fiber, Low Smoke Zero Halogen | CommScope® | SYSTIMAX InstaPATCH® 360 |  | Fiber array cable assembly
FRVMPMXGD |  | Base Product | OM5 MPO (Unpinned) to MPO (Pinned), InstaPATCH® 360 Array Cord, 12-Fiber, Low Smoke Zero Halogen | CommScope® | SYSTIMAX InstaPATCH® 360 |  | Fiber array cable assembly
FRWMPLCGD |  | Base Product | Singlemode MPO (Unpinned) to LC/UPC, InstaPATCH® 360 Array Cord, 12-Fiber, Low Smoke Zero Halogen | CommScope® | SYSTIMAX InstaPATCH® 360 |  | Fiber array cable assembly
FRXMXMXGD |  | Base Product | OM4 MPO (Pinned) to MPO (Pinned), InstaPATCH® 360 Array Cord, 12-Fiber, Low Smoke Zero Halogen | CommScope® | SYSTIMAX InstaPATCH® 360 |  | Fiber array cable assembly
FRWMPMPGD |  | Base Product | Singlemode MPO (Unpinned) to MPO (Unpinned), InstaPATCH® 360 Array Cord, 12-Fiber, Low Smoke Zero Halogen | CommScope® | SYSTIMAX InstaPATCH® 360 |  | Fiber array cable assembly
FRXMPSCGD |  | Base Product | OM4 MPO (Unpinned) to SC/UPC, InstaPATCH® 360 Array Cord, 12-Fiber, Low Smoke Zero Halogen | CommScope® | SYSTIMAX InstaPATCH® 360 |  | Fiber array cable assembly
FRXMXMXHF |  | Base Product | LazrSPEED® 550 OM4, MPO/12(Pinned) to MPO/12(Pinned), 24-Fiber, LSZH array cord | CommScope® | SYSTIMAX InstaPATCH® 360 |  | Fiber array cable assembly
FRWMPMXGD |  | Base Product | Singlemode MPO (Unpinned) to MPO (Pinned), InstaPATCH® 360 Array Cord, 12-Fiber, Low Smoke Zero Halogen | CommScope® | SYSTIMAX InstaPATCH® 360 |  | Fiber array cable assembly
FRXMXSCGD |  | Base Product | OM4 MPO (Pinned) to SC/UPC, InstaPATCH® 360 Array Cord, 12-Fiber, Low Smoke Zero Halogen | CommScope® | SYSTIMAX InstaPATCH® 360 |  | Fiber array cable assembly
FRXMPLCGD |  | Base Product | OM4 MPO (Unpinned) to LC/UPC, InstaPATCH® 360 Array Cord, 12-Fiber, Low Smoke Zero Halogen | CommScope® | SYSTIMAX InstaPATCH® 360 |  | Fiber array cable assembly
FSWLCLCWD |  | Base Product | TeraSPEED® LC/UPC to LC/UPC, Distribution Cable, 12-Fiber, Plenum | CommScope® | SYSTIMAX InstaPATCH® 360 |  | Fiber distribution cable assembly
FSWLCLCWF |  | Base Product | TeraSPEED® LC/UPC to LC/UPC, Distribution Cable, 24-Fiber, Plenum | CommScope® | SYSTIMAX InstaPATCH® 360 |  | Fiber distribution cable assembly
FSXLCLCWF |  | Base Product | LazrSPEED® 550 LC/UPC to LC/UPC, Distribution Cable, 24-Fiber, Plenum | CommScope® | SYSTIMAX InstaPATCH® 360 |  | Fiber distribution cable assembly
FSWLCLCWM |  | Base Product | TeraSPEED® LC/UPC to LC/UPC, Distribution Cable, 144-Fiber, Plenum | CommScope® | SYSTIMAX InstaPATCH® 360 |  | Fiber distribution cable assembly
FSZL2L2WH |  | Base Product | LazrSPEED® 300 LC/UPC Keyed Yellow to LC/UPC Keyed Yellow, Distribution Cable, 48-Fiber, Plenum | CommScope® | SYSTIMAX InstaPATCH® 360 |  | Fiber distribution cable assembly
U3GMPMXAF |  | Base Product | Ultra Low Loss (ULL) Singlemode MPO12 (Unpinned) to MPO12 (Pinned), Fiber Trunk Cable Assembly, 24-Fiber, Low Smoke Zero Halogen | CommScope® | SYSTIMAX ULL |  | Fiber trunk cable assembly |  | Discontinued
U3GMPMXAG |  | Base Product | Ultra Low Loss (ULL) Singlemode MPO12 (Unpinned) to MPO12 (Pinned), Fiber Trunk Cable Assembly, 36-Fiber, Low Smoke Zero Halogen (LSZH) | CommScope® | SYSTIMAX ULL |  | Fiber trunk cable assembly |  | Discontinued
U3GMPMXCH |  | Base Product | Ultra Low Loss ULL TeraSPEED® MPO(Unpinned) to MPO(Pinned) Pre-terminated Trunk Cable, MPO12, 48-Fiber, LSZH, 12 fiber PmP 2.0 mm /B2ca | CommScope® | SYSTIMAX ULL |  | Fiber trunk cable assembly
U3GMPMPCG |  | Base Product | Ultra Low Loss ULL TeraSPEED® MPO(Unpinned) to MPO(Unpinned) Pre-terminated Trunk Cable, MPO12, 36-Fiber, LSZH, 12 fiber PmP 2.0 mm /B2ca | CommScope® | SYSTIMAX ULL |  | Fiber trunk cable assembly
U3GMPMXAH |  | Base Product | Ultra Low Loss (ULL) Singlemode MPO12 (Unpinned) to MPO12 (Pinned), Fiber Trunk Cable Assembly, 48-Fiber, Low Smoke Zero Halogen (LSZH) | CommScope® | SYSTIMAX ULL |  | Fiber trunk cable assembly |  | Discontinued
U3GMPMPCH |  | Base Product | Ultra Low Loss ULL TeraSPEED® MPO(Unpinned) to MPO(Unpinned) Pre-terminated Trunk Cable, MPO12, 48-Fiber, LSZH, 12 fiber PmP 2.0 mm /B2ca | CommScope® | SYSTIMAX ULL |  | Fiber trunk cable assembly
U3GMPMPCK |  | Base Product | Ultra Low Loss ULL TeraSPEED® MPO(Unpinned) to MPO(Unpinned) Pre-terminated Trunk Cable, MPO12, 72-Fiber, LSZH, 12 fiber PmP 2.0 mm /B2ca | CommScope® | SYSTIMAX ULL |  | Fiber trunk cable assembly
U3GMPMXCL |  | Base Product | Ultra Low Loss ULL TeraSPEED® MPO(Unpinned) to MPO(Pinned) Pre-terminated Trunk Cable, MPO12, 96-Fiber, LSZH, 12 fiber PmP 2.0 mm /B2ca | CommScope® | SYSTIMAX ULL |  | Fiber trunk cable assembly
U3GMPMXAM |  | Base Product | Ultra Low Loss (ULL) Singlemode MPO12 (Unpinned) to MPO12 (Pinned), Fiber Trunk Cable Assembly, 144-Fiber, Low Smoke Zero Halogen (LSZH) | CommScope® | SYSTIMAX ULL |  | Fiber trunk cable assembly |  | Discontinued
U3GMPMPAD |  | Base Product | Ultra Low Loss (ULL) Singlemode MPO (Unpinned) to MPO (Unpinned) Fiber Trunk Cable Assembly, 12-Fiber, CPR Class B2ca, Low Smoke Zero Halogen/Riser | CommScope® | SYSTIMAX ULL |  | Fiber trunk cable assembly |  | Discontinued
U3GMXMXCD |  | Base Product | Ultra Low Loss ULL TeraSPEED® MPO(Pinned) to MPO(Pinned) Pre-terminated Trunk Cable, MPO12, 12-Fiber, LSZH, 12 fiber PmP 2.0 mm /B2ca | CommScope® | SYSTIMAX ULL |  | Fiber trunk cable assembly
U3GMPMXCM |  | Base Product | Ultra Low Loss ULL TeraSPEED® MPO(Unpinned) to MPO(Pinned) Pre-terminated Trunk Cable, MPO12, 144-Fiber, LSZH, 12 fiber PmP 2.0 mm /B2ca | CommScope® | SYSTIMAX ULL |  | Fiber trunk cable assembly
U3GMPMPCM |  | Base Product | Ultra Low Loss ULL TeraSPEED® MPO(Unpinned) to MPO(Unpinned) Pre-terminated Trunk Cable, MPO12, 144-Fiber, LSZH, 12 fiber PmP 2.0 mm /B2ca | CommScope® | SYSTIMAX ULL |  | Fiber trunk cable assembly
U3GMPMPAF |  | Base Product | Ultra Low Loss (ULL) Singlemode MPO12 (Unpinned) to MPO12 (Unpinned), Fiber Trunk Cable Assembly, 24-Fiber, CPR Class B2ca, Low Smoke Zero Halogen/Riser | CommScope® | SYSTIMAX ULL |  | Fiber trunk cable assembly |  | Discontinued
U3GMXMXCF |  | Base Product | Ultra Low Loss ULL TeraSPEED® MPO(Pinned) to MPO(Pinned) Pre-terminated Trunk Cable, MPO12, 24-Fiber, LSZH, 12 fiber PmP 2.0 mm /B2ca. | CommScope® | SYSTIMAX ULL |  | Fiber trunk cable assembly
U3GMPMXCF |  | Base Product | Ultra Low Loss ULL TeraSPEED® MPO(Unpinned) to MPO(Pinned) Pre-terminated Trunk Cable, MPO12, 24-Fiber, LSZH, 12 fiber PmP 2.0 mm /B2ca | CommScope® | SYSTIMAX ULL |  | Fiber trunk cable assembly
U3GMXUCAH |  | Base Product | Ultra Low Loss (ULL) Singlemode MPO (Pinned) to Unconnectorized, Fiber Trunk Cable Assembly, 48-Fiber, CPR Class B2ca, Low Smoke Zero Halogen/Riser | CommScope® | SYSTIMAX ULL |  | Fiber trunk cable assembly |  | Discontinued
U3GMXMXAD |  | Base Product | Ultra Low Loss (ULL) Singlemode MPO12 (Pinned) to MPO12 (Pinned), Fiber Trunk Cable Assembly, 12-Fiber, Low Smoke Zero Halogen | CommScope® | SYSTIMAX ULL |  | Fiber trunk cable assembly |  | Discontinued
U3GMPMPAH |  | Base Product | Ultra Low Loss (ULL) Singlemode MPO12 (Unpinned) to MPO12 (Unpinned), Fiber Trunk Cable Assembly, 48-Fiber, CPR Class B2ca, Low Smoke Zero Halogen (LSZH)/Riser | CommScope® | SYSTIMAX ULL |  | Fiber trunk cable assembly |  | Discontinued
U3GMPMXCG |  | Base Product | Ultra Low Loss ULL TeraSPEED® MPO(Unpinned) to MPO(Pinned) Pre-terminated Trunk Cable, MPO12, 36-Fiber, LSZH, 12 fiber PmP 2.0 mm /B2ca | CommScope® | SYSTIMAX ULL |  | Fiber trunk cable assembly
U3GMXMXCH |  | Base Product | Ultra Low Loss ULL TeraSPEED® MPO(Pinned) to MPO(Pinned) Pre-terminated Trunk Cable, MPO12, 48-Fiber, LSZH, 12 fiber PmP 2.0 mm /B2ca | CommScope® | SYSTIMAX ULL |  | Fiber trunk cable assembly
U3GMXUCAL |  | Base Product | Ultra Low Loss (ULL) Singlemode MPO12 (Pinned) to Unconnectorized, Fiber Trunk Cable Assembly, 96-Fiber, CPR Class B2ca, Low Smoke Zero Halogen/Riser | CommScope® | SYSTIMAX ULL |  | Fiber trunk cable assembly |  | Discontinued
U3GMPMPAK |  | Base Product | Ultra Low Loss (ULL) Singlemode MPO12 (Unpinned) to MPO12 (Unpinned), Fiber Trunk Cable Assembly, 72-Fiber, CPR Class B2ca, Low Smoke Zero Halogen/Riser | CommScope® | SYSTIMAX ULL |  | Fiber trunk cable assembly |  | Discontinued
U3GQXQXQ8 |  | Base Product | Ultra Low Loss (ULL) Singlemode MPO8 QSFP (Pinned) to MPO8 QSFP (Pinned), Fiber Trunk Cable Assembly, 8-Fiber, Low Smoke Zero Halogen | CommScope® | SYSTIMAX ULL |  | Fiber trunk cable assembly |  | Discontinued
U3GMXMXAG |  | Base Product | Ultra Low Loss (ULL) Singlemode MPO12 (Pinned) to MPO12 (Pinned), Fiber Trunk Cable Assembly, 36-Fiber, Low Smoke Zero Halogen (LSZH) | CommScope® | SYSTIMAX ULL |  | Fiber trunk cable assembly |  | Discontinued
U3GMPUCAF |  | Base Product | Ultra Low Loss (ULL) Singlemode MPO12 (Unpinned) to Unconnectorized, Fiber Trunk Cable Assembly, 24-Fiber, CPR Class B2ca, Low Smoke Zero Halogen/Riser | CommScope® | SYSTIMAX ULL |  | Fiber trunk cable assembly |  | Discontinued
U3GQXQXQF |  | Base Product | Ultra Low Loss (ULL) Singlemode, MPO8 QSFP Pinned to MPO8 QSFP Pinned, Fiber Trunk Cable Assembly, 24-Fiber, Low Smoke Zero Halogen | CommScope® | SYSTIMAX ULL |  | Fiber trunk cable assembly |  | Discontinued
U3GQXQXQH |  | Base Product | Ultra Low Loss (ULL) Singlemode MPO8 QSFP (Pinned) to MPO8 QSFP (Pinned), Fiber Trunk Cable Assembly, 48-Fiber, Low Smoke Zero Halogen | CommScope® | SYSTIMAX ULL |  | Fiber trunk cable assembly |  | Discontinued
U3GMXUCCG |  | Base Product | Ultra Low Loss ULL TeraSPEED® MPO(Pinned) to Unconnectorized Pre-terminated Trunk Cable, MPO12, 36-Fiber, LSZH, 12 fiber PmP 2.0 mm /B2ca | CommScope® | SYSTIMAX ULL |  | Fiber trunk cable assembly
U3V2X2XBF |  | Base Product | Ultra Low Loss (ULL) LazrSPEED® 550 OM5 MPO/24 (Pinned) to MPO/24 (Pinned), Pre-terminated Cable, MPO24, 24-Fiber, LSZH | CommScope® | SYSTIMAX ULL |  | Fiber trunk cable assembly
U3GQPQXQ8 |  | Base Product | Ultra Low Loss (ULL) Singlemode MPO8 QSFP (Unpinned) to MPO8 QSFP (Pinned), Fiber Trunk Cable Assembly, 8-Fiber, Low Smoke Zero Halogen | CommScope® | SYSTIMAX ULL |  | Fiber trunk cable assembly |  | Discontinued
U3GMXMXAL |  | Base Product | Ultra Low Loss (ULL) Singlemode MPO12 (Pinned) to MPO12 (Pinned), Fiber Trunk Cable Assembly, 96-Fiber, Low Smoke Zero Halogen (LSZH) | CommScope® | SYSTIMAX ULL |  | Fiber trunk cable assembly |  | Discontinued
U3GMXUCCH |  | Base Product | Ultra Low Loss ULL TeraSPEED® MPO(Pinned) to Unconnectorized Pre-terminated Trunk Cable, MPO12, 48-Fiber, LSZH, 12 fiber PmP 2.0 mm /B2ca | CommScope® | SYSTIMAX ULL |  | Fiber trunk cable assembly
U3GQXQXQR |  | Base Product | Ultra Low Loss (ULL) Singlemode MPO8 QSFP (Pinned) to MPO8 QSFP (Pinned), Fiber Trunk Cable Assembly, 16-Fiber, Low Smoke Zero Halogen | CommScope® | SYSTIMAX ULL |  | Fiber trunk cable assembly |  | Discontinued
U3VMPMPCM |  | Base Product | Ultra Low Loss ULL LazrSPEED® 550 OM5 MPO(Unpinned) to MPO(Unpinned) Pre-terminated Trunk Cable, MPO12, 144-Fiber, LSZH, 12 fiber PmP 2.0 mm /B2ca | CommScope® | SYSTIMAX ULL |  | Fiber trunk cable assembly
U3GMXUCAD |  | Base Product | Ultra Low Loss (ULL) Singlemode MPO12 (Pinned) to Unconnectorized, Fiber Trunk Cable Assembly, 12-Fiber, CPR Class B2ca, Low Smoke Zero Halogen/Riser | CommScope® | SYSTIMAX ULL |  | Fiber trunk cable assembly |  | Discontinued
U3GMXUCAF |  | Base Product | Ultra Low Loss (ULL) Singlemode MPO12 (Pinned) to Unconnectorized, Fiber Trunk Cable Assembly, 24-Fiber, CPR Class B2ca, Low Smoke Zero Halogen/Riser | CommScope® | SYSTIMAX ULL |  | Fiber trunk cable assembly |  | Discontinued
CFSSD | IP6A-12LFTP-1LK12-1LK12 | Base Product | InstaPATCH® Cu GigaSPEED X10D® F/UTP LSZH Copper Cable, dual row OneLink 2x6 to dual row OneLink 2x6, 12 links | CommScope® | GigaSPEED X10D® ¦ InstaPATCH® Cu |  | Copper trunk cable assembly
CFGXA | IP6A-04LFTP-PG1S-BLUNT | Base Product | InstaPATCH® Cu GigaSPEED X10D® F/UTP LSZH Preterminated Copper Cable, single row standard density RJ45 plug to unterminated, 4 links | CommScope® | GigaSPEED X10D® ¦ InstaPATCH® Cu |  | Copper trunk cable assembly
CEBBG | IP6A-24RFTP-O2S-O2S | Base Product | InstaPATCH® Cu GigaSPEED X10D® F/UTP Riser Copper Cable, dual row standard density outlet to dual row standard density outlet, 24 links | CommScope® | GigaSPEED X10D® ¦ InstaPATCH® Cu |  | Copper trunk cable assembly
CFGXB | IP6A-06LFTP-PG1S-BLUNT | Base Product | InstaPATCH® Cu GigaSPEED X10D® F/UTP LSZH Preterminated Copper Cable, single row standard density RJ45 plug to unterminated, 6 links | CommScope® | GigaSPEED X10D® ¦ InstaPATCH® Cu |  | Copper trunk cable assembly
CEBGG | IP6A-24RFTP-O2S-PG1S | Base Product | InstaPATCH® Cu GigaSPEED X10D® F/UTP Riser Preterminated Copper Cable, dual row standard density outlet to single row standard density RJ45 plug, 24 links | CommScope® | GigaSPEED X10D® ¦ InstaPATCH® Cu |  | Copper trunk cable assembly
CFSXD | IP6A-12LFTP-1LK12-BLUNT | Base Product | InstaPATCH® Cu GigaSPEED X10D® F/UTP LSZH Copper Cable, dual row OneLink 2x6 to unterminated, 12 links | CommScope® | GigaSPEED X10D® ¦ InstaPATCH® Cu |  | Copper trunk cable assembly
CFGXD | IP6A-12LFTP-PG1S-BLUNT | Base Product | InstaPATCH® Cu GigaSPEED X10D® F/UTP LSZH Preterminated Copper Cable, single row standard density RJ45 plug to unterminated, 12 links | CommScope® | GigaSPEED X10D® ¦ InstaPATCH® Cu |  | Copper trunk cable assembly
CEBXD | IP6A-12RFTP-O2S-BLUNT | Base Product | InstaPATCH® Cu GigaSPEED X10D® F/UTP Riser Copper Cable, dual row standard density outlet to unterminated, 12 links | CommScope® | GigaSPEED X10D® ¦ InstaPATCH® Cu |  | Copper trunk cable assembly
CFGGA | IP6A-04LFTP-PG1S-PG1S | Base Product | InstaPATCH® Cu GigaSPEED X10D® F/UTP LSZH Preterminated Copper Cable, single row standard density RJ45 plug to single row standard density RJ45 plug, 4 links | CommScope® | GigaSPEED X10D® ¦ InstaPATCH® Cu |  | Copper trunk cable assembly
CEBXG | IP6A-24RFTP-O2S-BLUNT | Base Product | InstaPATCH® Cu GigaSPEED X10D® F/UTP Riser Copper Cable, dual row standard density outlet to unterminated, 24 links | CommScope® | GigaSPEED X10D® ¦ InstaPATCH® Cu |  | Copper trunk cable assembly
CFGGB | IP6A-06LFTP-PG1S-PG1S | Base Product | InstaPATCH® Cu GigaSPEED X10D® F/UTP LSZH Preterminated Copper Cable, single row standard density RJ45 plug to single row standard density RJ45 plug, 6 links | CommScope® | GigaSPEED X10D® ¦ InstaPATCH® Cu |  | Copper trunk cable assembly
CECGG | IP6A-24RFTP-O2H-PG1S | Base Product | InstaPATCH® Cu GigaSPEED X10D® F/UTP Riser Preterminated Copper Cable, dual row high density outlet to single row standard density RJ45 plug, 24 links | CommScope® | GigaSPEED X10D® ¦ InstaPATCH® Cu |  | Copper trunk cable assembly
CEBHG | IP6A-24RFTP-O2S-PG2S | Base Product | InstaPATCH® Cu GigaSPEED X10D® F/UTP Riser Preterminated Copper Cable, dual row standard density outlet to dual row standard density RJ45 plug, 24 links | CommScope® | GigaSPEED X10D® ¦ InstaPATCH® Cu |  | Copper trunk cable assembly
CECHG | IP6A-24RFTP-O2H-PG2S | Base Product | InstaPATCH® Cu GigaSPEED X10D® F/UTP Riser Preterminated Copper Cable, dual row high density outlet to dual row standard densityRJ45 plug, 24 links | CommScope® | GigaSPEED X10D® ¦ InstaPATCH® Cu |  | Copper trunk cable assembly
CEBSD | IP6A-12RFTP-O2S-1LK12 | Base Product | InstaPATCH® Cu GigaSPEED X10D® F/UTP Riser Copper Cable, dual row standard density outlet to dual row OneLink 2x6, 12 links | CommScope® | GigaSPEED X10D® ¦ InstaPATCH® Cu |  | Copper trunk cable assembly
CFGXG | IP6A-24LFTP-PG1S-BLUNT | Base Product | InstaPATCH® Cu GigaSPEED X10D® F/UTP LSZH Preterminated Copper Cable, single row standard density RJ45 plug to unterminated, 24 links | CommScope® | GigaSPEED X10D® ¦ InstaPATCH® Cu |  | Copper trunk cable assembly
CFGSD | IP6A-12LFTP-PG1S-1LK12 | Base Product | InstaPATCH® Cu GigaSPEED X10D® F/UTP LSZH Preterminated Copper Cable, single row standard density RJ45 plug to dual row OneLink 2x6, 12 links | CommScope® | GigaSPEED X10D® ¦ InstaPATCH® Cu |  | Copper trunk cable assembly
CFHSD | IP6A-12LFTP-PG2S-1LK12 | Base Product | InstaPATCH® Cu GigaSPEED X10D® F/UTP LSZH Preterminated Copper Cable, dual row standard density RJ45 plug to dual row OneLink 2x6, 12 links | CommScope® | GigaSPEED X10D® ¦ InstaPATCH® Cu |  | Copper trunk cable assembly
CKASD | IP6A-12RFTP-O1S-1LK12 | Base Product | InstaPATCH® Cu GigaSPEED X10D® S/FTP Riser Copper Cable, single row standard density outlet to dual row OneLink 2x6, 12 links | CommScope® | GigaSPEED X10D® ¦ InstaPATCH® Cu |  | Copper trunk cable assembly
CKATC | IP6A-08RFTP-O1S-1LK08 | Base Product | InstaPATCH® Cu GigaSPEED X10D® S/FTP Riser Copper Cable, single row standard density outlet to dual row OneLink 2x4, 8 links | CommScope® | GigaSPEED X10D® ¦ InstaPATCH® Cu |  | Copper trunk cable assembly
CLSXD | IP6A-12SFTP-1LK12-BLUNT | Base Product | InstaPATCH® Cu GigaSPEED X10D® S/FTP LSZH Copper Cable, dual row OneLink 2x6 to unterminated, 12 links | CommScope® | GigaSPEED X10D® ¦ InstaPATCH® Cu |  | Copper trunk cable assembly
CLTXC | IP6A-08SFTP-1LK08-BLUNT | Base Product | InstaPATCH® Cu GigaSPEED X10D® S/FTP LSZH Copper Cable, dual row OneLink 2x4 to unterminated, 8 links | CommScope® | GigaSPEED X10D® ¦ InstaPATCH® Cu |  | Copper trunk cable assembly
CKSXD | IP6A-12RFTP-1LK12-BLUNT | Base Product | InstaPATCH® Cu GigaSPEED X10D® S/FTP Riser Copper Cable, dual row OneLink 2x6 to unterminated, 12 links | CommScope® | GigaSPEED X10D® ¦ InstaPATCH® Cu |  | Copper trunk cable assembly
CKTXC | IP6A-08RFTP-1LK08-BLUNT | Base Product | InstaPATCH® Cu GigaSPEED X10D® S/FTP Riser Copper Cable, dual row OneLink 2x4 to unterminated, 8 links | CommScope® | GigaSPEED X10D® ¦ InstaPATCH® Cu |  | Copper trunk cable assembly
CLASD | IP6A-12SFTP-O1S-1LK12 | Base Product | InstaPATCH® Cu GigaSPEED X10D® S/FTP LSZH Copper Cable, single row standard density outlet to dual row OneLink 2x6, 12 links | CommScope® | GigaSPEED X10D® ¦ InstaPATCH® Cu |  | Copper trunk cable assembly
CQAXC | IP6A-08LSFTP-O1S-BLUNT | Base Product | InstaPATCH® Cu 3297B Category 7 S/FTP LSZH Preterminated Copper Cable, single row standard density outlet to unterminated, 8 links | CommScope® | GigaSPEED X10D® ¦ InstaPATCH® Cu |  | Copper trunk cable assembly
CQAXD | IP6A-12LSFTP-O1S-BLUNT | Base Product | InstaPATCH® Cu 3297B Category 7 S/FTP LSZH Preterminated Copper Cable, single row standard density outlet to unterminated, 12 links | CommScope® | GigaSPEED X10D® ¦ InstaPATCH® Cu |  | Copper trunk cable assembly
CQAXE | IP6A-16LSFTP-O1S-BLUNT | Base Product | 3297B Category 7 S/FTP LSZH Preterminated Copper Cable, single row standard density outlet to unterminated, 16 links | CommScope® | GigaSPEED X10D® ¦ InstaPATCH® Cu |  | Copper trunk cable assembly
CQBXC | IP6A-08LSFTP-O2S-BLUNT | Base Product | InstaPATCH® Cu 3297B Category 7 S/FTP LSZH Preterminated Copper Cable, dual row standard density outlet to unterminated, 8 links | CommScope® | GigaSPEED X10D® ¦ InstaPATCH® Cu |  | Copper trunk cable assembly
CQAAD | IP6A-12LSFTP-O1S-O1S | Base Product | InstaPATCH® Cu 3297B Category 7 S/FTP LSZH Preterminated Copper Cable, single row standard density outlet to single row standard density outlet, 12 links | CommScope® | GigaSPEED X10D® ¦ InstaPATCH® Cu |  | Copper trunk cable assembly
CQAAE | IP6A-16LSFTP-O1S-O1S | Base Product | InstaPATCH® Cu 3297B Category 7 S/FTP LSZH Preterminated Copper Cable, single row standard density outlet to single row standard density outlet, 16 links | CommScope® | GigaSPEED X10D® ¦ InstaPATCH® Cu |  | Copper trunk cable assembly
CQBBD | IP6A-12LSFTP-O2S-O2S | Base Product | InstaPATCH® Cu 3297B Category 7 S/FTP LSZH Preterminated Copper Cable, dual row standard density outlet to dual row standard density outlet, 12 links | CommScope® | GigaSPEED X10D® ¦ InstaPATCH® Cu |  | Copper trunk cable assembly
CQAXB | IP6A-06LSFTP-O1S-BLUNT | Base Product | InstaPATCH® Cu 3297B Category 7 S/FTP LSZH Preterminated Copper Cable, single row standard density outlet to unterminated, 6 links | CommScope® | GigaSPEED X10D® ¦ InstaPATCH® Cu |  | Copper trunk cable assembly
CQGGB | IP6A-06SFTP-PG1S-PG1S | Base Product | 3297B Category 7 S/FTP LSZH Preterminated Copper Cable, single row standard density RJ45 plug to single row standard density RJ45 plug, 6 links | CommScope® | GigaSPEED X10D® ¦ InstaPATCH® Cu |  | Copper trunk cable assembly
CQBBG | IP6A-24LSFTP-O2S-O2S | Base Product | InstaPATCH® Cu 3297B Category 7 S/FTP LSZH Preterminated Copper Cable, dual row standard density outlet to dual row standard density outlet, 24 links | CommScope® | GigaSPEED X10D® ¦ InstaPATCH® Cu |  | Copper trunk cable assembly
CSAAB | IP6A-06BUTP-O1S-O1S | Base Product | InstaPATCH® Cu GigaSPEED X10D® U/UTP LSZH Class B2ca Preterminated Copper Cable, single row standard density outlet to single row standard density outlet, 6 links | CommScope® | GigaSPEED XL® ¦ InstaPATCH® Cu |  | Copper trunk cable assembly
CQGGD | IP6A-12SFTP-PG1S-PG1S | Base Product | 3297B Category 7 S/FTP LSZH Preterminated Copper Cable, single row standard density RJ45 plug to single row standard density RJ45 plug, 12 links | CommScope® | GigaSPEED X10D® ¦ InstaPATCH® Cu |  | Copper trunk cable assembly
CSAAG | IP6A-24BUTP-O1S-O1S | Base Product | InstaPATCH® Cu GigaSPEED X10D® U/UTP LSZH Class B2ca Preterminated Copper Cable, single row standard density outlet to single row standard density outlet, 24 links | CommScope® | GigaSPEED XL® ¦ InstaPATCH® Cu |  | Copper trunk cable assembly
CQGSD | IP6A-12SFTP-PG1S-1LK12 | Base Product | 3297B Category 7 S/FTP LSZH Preterminated Copper Cable, single row standard density RJ45 plug to dual row OneLink 2x6, 12 links | CommScope® | GigaSPEED X10D® ¦ InstaPATCH® Cu |  | Copper trunk cable assembly
CSHRG | IP6A-24BUTP-PG2S-1100E | Base Product | InstaPATCH® Cu GigaSPEED X10D® U/UTP LSZH Class B2ca Preterminated Copper Cable, dual row standard density RJ45 plug to 360 1100 Evolve module, 24 links | CommScope® | GigaSPEED XL® ¦ InstaPATCH® Cu |  | Copper trunk cable assembly
CSRRB | IP6A-06BUTP-1100E-1100E | Base Product | InstaPATCH® Cu GigaSPEED X10D® U/UTP LSZH Class B2ca Preterminated Copper Cable, 360 1100 Evolve module to 360 1100 Evolve module, 6 links | CommScope® | GigaSPEED X10D® ¦ InstaPATCH® Cu |  | Copper trunk cable assembly
F3VMPMPAD |  | Base Product | OM5 MPO (Unpinned) to MPO (Unpinned), InstaPATCH® 360 Pre-terminated Trunk Cable, 12-Fiber, Low Smoke Zero Halogen B2ca | CommScope® | SYSTIMAX InstaPATCH® 360 |  | Fiber trunk cable assembly |  | Discontinued
F3WMPMPAL |  | Base Product | Singlemode MPO (Unpinned) to MPO (Unpinned), InstaPATCH® 360 Pre-terminated Trunk Cable, 96-Fiber, Low Smoke Zero Halogen B2ca | CommScope® | SYSTIMAX InstaPATCH® 360 |  | Fiber trunk cable assembly
F3XMPMPAG |  | Base Product | OM4 MPO (Unpinned) to MPO (Unpinned), InstaPATCH® 360 Pre-terminated Trunk Cable, 36-Fiber, Low Smoke Zero Halogen B2ca | CommScope® | SYSTIMAX InstaPATCH® 360 |  | Fiber trunk cable assembly |  | Discontinued
F3VMPMPAK |  | Base Product | OM5 MPO (Unpinned) to MPO (Unpinned), InstaPATCH® 360 Pre-terminated Trunk Cable, 72-Fiber, Low Smoke Zero Halogen B2ca | CommScope® | SYSTIMAX InstaPATCH® 360 |  | Fiber trunk cable assembly |  | Discontinued
F3VMPMPAL |  | Base Product | OM5 MPO (Unpinned) to MPO (Unpinned), InstaPATCH® 360 Pre-terminated Trunk Cable, 96-Fiber, Low Smoke Zero Halogen B2ca | CommScope® | SYSTIMAX InstaPATCH® 360 |  | Fiber trunk cable assembly
F3XMPMPAL |  | Base Product | OM4 MPO (Unpinned) to MPO (Unpinned), InstaPATCH® 360 Pre-terminated Trunk Cable, 96-Fiber, Low Smoke Zero Halogen B2ca | CommScope® | SYSTIMAX InstaPATCH® 360 |  | Fiber trunk cable assembly
F3VMPMPAM |  | Base Product | OM5 MPO (Unpinned) to MPO (Unpinned), InstaPATCH® 360 Pre-terminated Trunk Cable, 144-Fiber, Low Smoke Zero Halogen B2ca | CommScope® | SYSTIMAX InstaPATCH® 360 |  | Fiber trunk cable assembly |  | Discontinued
F3XMPMXAL |  | Base Product | OM4 MPO (Unpinned) to MPO (Pinned), InstaPATCH® 360 Pre-terminated Trunk Cable, 96-Fiber, Low Smoke Zero Halogen B2ca | CommScope® | SYSTIMAX InstaPATCH® 360 |  | Fiber trunk cable assembly |  | Discontinued
F3WMPMPAG |  | Base Product | Singlemode MPO (Unpinned) to MPO (Unpinned), InstaPATCH® 360 Pre-terminated Trunk Cable, 36-Fiber, Low Smoke Zero Halogen B2ca | CommScope® | SYSTIMAX InstaPATCH® 360 |  | Fiber trunk cable assembly |  | Discontinued
F3XMPMXAM |  | Base Product | OM4 MPO (Unpinned) to MPO (Pinned), InstaPATCH® 360 Pre-terminated Trunk Cable, 144-Fiber, Low Smoke Zero Halogen B2ca | CommScope® | SYSTIMAX InstaPATCH® 360 |  | Fiber trunk cable assembly |  | Discontinued
F3XMPMPAM |  | Base Product | OM4 MPO (Unpinned) to MPO (Unpinned), InstaPATCH® 360 Pre-terminated Trunk Cable, 144-Fiber, Low Smoke Zero Halogen B2ca | CommScope® | SYSTIMAX InstaPATCH® 360 |  | Fiber trunk cable assembly |  | Discontinued
F3WMPMXAL |  | Base Product | Singlemode MPO (Unpinned) to MPO (Pinned), InstaPATCH® 360 Pre-terminated Trunk Cable, 96-Fiber, Low Smoke Zero Halogen B2ca | CommScope® | SYSTIMAX InstaPATCH® 360 |  | Fiber trunk cable assembly |  | Discontinued
F3WMPMPAH |  | Base Product | Singlemode MPO (Unpinned) to MPO (Unpinned), InstaPATCH® 360 Pre-terminated Trunk Cable, 48-Fiber, Low Smoke Zero Halogen B2ca | CommScope® | SYSTIMAX InstaPATCH® 360 |  | Fiber trunk cable assembly
F3WMPMPAK |  | Base Product | Singlemode MPO (Unpinned) to MPO (Unpinned), InstaPATCH® 360 Pre-terminated Trunk Cable, 72-Fiber, Low Smoke Zero Halogen B2ca | CommScope® | SYSTIMAX InstaPATCH® 360 |  | Fiber trunk cable assembly |  | Discontinued
F3XMPMPAD |  | Base Product | OM4 MPO (Unpinned) to MPO (Unpinned), InstaPATCH® 360 Pre-terminated Trunk Cable, 12-Fiber, Low Smoke Zero Halogen B2ca | CommScope® | SYSTIMAX InstaPATCH® 360 |  | Fiber trunk cable assembly
F3XMPMXAF |  | Base Product | OM4 MPO (Unpinned) to MPO (Pinned), InstaPATCH® 360 Pre-terminated Trunk Cable, 24-Fiber, Low Smoke Zero Halogen B2ca | CommScope® | SYSTIMAX InstaPATCH® 360 |  | Fiber trunk cable assembly
F3XMPMXAH |  | Base Product | OM4 MPO (Unpinned) to MPO (Pinned), InstaPATCH® 360 Pre-terminated Trunk Cable, 48-Fiber, Low Smoke Zero Halogen B2ca | CommScope® | SYSTIMAX InstaPATCH® 360 |  | Fiber trunk cable assembly |  | Discontinued
F4WSCSCAD |  | Base Product | Singlemode SC/UPC to SC/UPC 12-Fiber InstaPATCH® 360 Ruggedized Fanout Cable, Low Smoke Zero Halogen | CommScope® | SYSTIMAX InstaPATCH® 360 |  | Ruggedized fanout |  | Discontinued
F4WSCSCAF |  | Base Product | Singlemode SC/UPC to SC/UPC 24-Fiber InstaPATCH® 360 Ruggedized Fanout Cable, Low Smoke Zero Halogen | CommScope® | SYSTIMAX InstaPATCH® 360 |  | Ruggedized fanout |  | Discontinued
F4WMPLCAG |  | Base Product | Singlemode MPO (Unpinned) to LC/UPC, InstaPATCH® 360 Ruggedized Fanout Cable, 36-Fiber, Low Smoke Zero Halogen B2ca | CommScope® | SYSTIMAX InstaPATCH® 360 |  | Ruggedized fanout |  | Discontinued
F4WMXLCAG |  | Base Product | Singlemode MPO (Pinned) to LC/UPC, InstaPATCH® 360 Ruggedized Fanout Cable, 36-Fiber, Low Smoke Zero Halogen B2ca | CommScope® | SYSTIMAX InstaPATCH® 360 |  | Ruggedized fanout |  | Discontinued
F4WMPLCAH |  | Base Product | Singlemode MPO (Unpinned) to LC/UPC, InstaPATCH® 360 Ruggedized Fanout Cable, 48-Fiber, Low Smoke Zero Halogen B2ca | CommScope® | SYSTIMAX InstaPATCH® 360 |  | Ruggedized fanout |  | Discontinued
F4XMPLCAF |  | Base Product | OM4 MPO (Unpinned) to LC/UPC, InstaPATCH® 360 Ruggedized Fanout Cable, 24-Fiber, Low Smoke Zero Halogen B2ca | CommScope® | SYSTIMAX InstaPATCH® 360 |  | Ruggedized fanout
F4WSCSCAK |  | Base Product | Singlemode SC/UPC to SC/UPC 72-Fiber InstaPATCH® 360 Ruggedized Fanout Cable, Low Smoke Zero Halogen | CommScope® | SYSTIMAX InstaPATCH® 360 |  | Ruggedized fanout |  | Discontinued
F4XMPLCAG |  | Base Product | OM4 MPO (Unpinned) to LC/UPC, InstaPATCH® 360 Ruggedized Fanout Cable, 36-Fiber, Low Smoke Zero Halogen B2ca | CommScope® | SYSTIMAX InstaPATCH® 360 |  | Ruggedized fanout |  | Discontinued
F4WLCLCAD |  | Base Product | SingleMode LC/UPC to LC/UPC, InstaPATCH® 360 Ruggedized Fiber Fanout Cable Assembly, 12-Fiber, Low Smoke Zero Halogen (LSZH) | CommScope® | SYSTIMAX InstaPATCH® 360 |  | Ruggedized fanout
F4XLCLCAD |  | Base Product | OM4 LC/UPC to LC/UPC 12-Fiber InstaPATCH® 360 Ruggedized Fanout Cable, Low Smoke Zero Halogen | CommScope® | SYSTIMAX InstaPATCH® 360 |  | Ruggedized fanout
F4XMPSCAK |  | Base Product | OM4 MPO (Unpinned) to SC/UPC, InstaPATCH® 360 Ruggedized Fanout Cable, 72-Fiber, Low Smoke Zero Halogen B2ca | CommScope® | SYSTIMAX InstaPATCH® 360 |  | Ruggedized fanout |  | Discontinued
F4XMPLCAH |  | Base Product | OM4 MPO (Unpinned) to LC/UPC, InstaPATCH® 360 Ruggedized Fanout Cable, 48-Fiber, Low Smoke Zero Halogen B2ca | CommScope® | SYSTIMAX InstaPATCH® 360 |  | Ruggedized fanout |  | Discontinued
F4XLCLCAF |  | Base Product | OM4 LC/UPC to LC/UPC 24-Fiber InstaPATCH® 360 Ruggedized Fanout Cable, Low Smoke Zero Halogen | CommScope® | SYSTIMAX InstaPATCH® 360 |  | Ruggedized fanout
F4WMPSCAG |  | Base Product | Singlemode MPO (Unpinned) to SC/UPC, InstaPATCH® 360 Ruggedized Fanout Cable, 36-Fiber, Low Smoke Zero Halogen B2ca | CommScope® | SYSTIMAX InstaPATCH® 360 |  | Ruggedized fanout |  | Discontinued
F4XLCLCAG |  | Base Product | OM4 LC/UPC to LC/UPC 36-Fiber InstaPATCH® 360 Ruggedized Fanout Cable, Low Smoke Zero Halogen | CommScope® | SYSTIMAX InstaPATCH® 360 |  | Ruggedized fanout
F4WMXSCAG |  | Base Product | Singlemode MPO (Pinned) to SC/UPC, InstaPATCH® 360 Ruggedized Fanout Cable, 36-Fiber, Low Smoke Zero Halogen B2ca | CommScope® | SYSTIMAX InstaPATCH® 360 |  | Ruggedized fanout |  | Discontinued
F4ZLCLCAK |  | Base Product | OM3 LC/UPC to LC/UPC 72-Fiber InstaPATCH® 360 Ruggedized Fanout Cable, Low Smoke Zero Halogen | CommScope® | SYSTIMAX InstaPATCH® 360 |  | Ruggedized fanout
F4XMXLCAG |  | Base Product | OM4 MPO (Pinned) to LC/UPC, InstaPATCH® 360 Ruggedized Fanout Cable, 36-Fiber, Low Smoke Zero Halogen B2ca | CommScope® | SYSTIMAX InstaPATCH® 360 |  | Ruggedized fanout |  | Discontinued
F4XMPSCAD |  | Base Product | OM4 MPO (Unpinned) to SC/UPC, InstaPATCH® 360 Ruggedized Fanout Cable, 12-Fiber, Low Smoke Zero Halogen B2ca | CommScope® | SYSTIMAX InstaPATCH® 360 |  | Ruggedized fanout
F4XSCSCAD |  | Base Product | OM4 SC/UPC to SC/UPC 12-Fiber InstaPATCH® 360 Ruggedized Fanout Cable, Low Smoke Zero Halogen | CommScope® | SYSTIMAX InstaPATCH® 360 |  | Ruggedized fanout |  | Discontinued
F4XLCLCAK |  | Base Product | OM4 LC/UPC to LC/UPC 72-Fiber InstaPATCH® 360 Ruggedized Fanout Cable, Low Smoke Zero Halogen | CommScope® | SYSTIMAX InstaPATCH® 360 |  | Ruggedized fanout |  | Discontinued
F4XMPSCAF |  | Base Product | OM4 MPO (Unpinned) to SC/UPC, InstaPATCH® 360 Ruggedized Fanout Cable, 24-Fiber, Low Smoke Zero Halogen B2ca | CommScope® | SYSTIMAX InstaPATCH® 360 |  | Ruggedized fanout |  | Discontinued
F4WLCLCAK |  | Base Product | Singlemode LC/UPC to LC/UPC, InstaPATCH® 360 Ruggedized Fiber Fanout Cable Assembly, 72-Fiber, Low Smoke Zero Halogen (LSZH) | CommScope® | SYSTIMAX InstaPATCH® 360 |  | Ruggedized fanout |  | Discontinued
F4XSCSCAF |  | Base Product | OM4 SC/UPC to SC/UPC 24-Fiber InstaPATCH® 360 Ruggedized Fanout Cable, Low Smoke Zero Halogen | CommScope® | SYSTIMAX InstaPATCH® 360 |  | Ruggedized fanout |  | Discontinued
F4XMXSCAF |  | Base Product | OM4 MPO (Pinned) to SC/UPC, InstaPATCH® 360 Ruggedized Fanout Cable, 24-Fiber, Low Smoke Zero Halogen B2ca | CommScope® | SYSTIMAX InstaPATCH® 360 |  | Ruggedized fanout |  | Discontinued
F4XMXSCAG |  | Base Product | OM4 MPO (Pinned) to SC/UPC, InstaPATCH® 360 Ruggedized Fanout Cable, 36-Fiber, Low Smoke Zero Halogen B2ca | CommScope® | SYSTIMAX InstaPATCH® 360 |  | Ruggedized fanout |  | Discontinued
F4XMXSCAH |  | Base Product | OM4 MPO (Pinned) to SC/UPC, InstaPATCH® 360 Ruggedized Fanout Cable, 48-Fiber, Low Smoke Zero Halogen B2ca | CommScope® | SYSTIMAX InstaPATCH® 360 |  | Ruggedized fanout |  | Discontinued
F4ZSCSCAH |  | Base Product | OM3 SC/UPC to SC/UPC 48-Fiber InstaPATCH® 360 Ruggedized Fanout Cable, Low Smoke Zero Halogen | CommScope® | SYSTIMAX InstaPATCH® 360 |  | Ruggedized fanout |  | Discontinued
F4XSCSCAK |  | Base Product | OM4 SC/UPC to SC/UPC 72-Fiber InstaPATCH® 360 Ruggedized Fanout Cable, Low Smoke Zero Halogen | CommScope® | SYSTIMAX InstaPATCH® 360 |  | Ruggedized fanout |  | Discontinued
F4ZSCSCAK |  | Base Product | OM3 SC/UPC to SC/UPC 72-Fiber InstaPATCH® 360 Ruggedized Fanout Cable, Low Smoke Zero Halogen | CommScope® | SYSTIMAX InstaPATCH® 360 |  | Ruggedized fanout |  | Discontinued
F4ZLCLCAF |  | Base Product | OM3 LC/UPC to LC/UPC 24-Fiber InstaPATCH® 360 Ruggedized Fanout Cable, Low Smoke Zero Halogen | CommScope® | SYSTIMAX InstaPATCH® 360 |  | Ruggedized fanout
F4ZLCLCAG |  | Base Product | OM3 LC/UPC to LC/UPC 36-Fiber InstaPATCH® 360 Ruggedized Fanout Cable, Low Smoke Zero Halogen | CommScope® | SYSTIMAX InstaPATCH® 360 |  | Ruggedized fanout
FAWSCUC0A |  | Base Product | Singlemode SC/UPC to Unconnectorized, Fiber Pigtail, 0.9 mm Tight Buffer, 6-Fiber Kit Blue - White (1-6) | CommScope® | SYSTIMAX InstaPATCH® 360 | FAW | Fiber pigtail ¦ unjacketed
FAWLCUC0C |  | Base Product | Singlemode LC/UPC to Unconnectorized, Fiber Pigtail, 0.9 mm Tight Buffer, 12-Fiber Kit Blue - Aqua (1-12) | CommScope® | SYSTIMAX InstaPATCH® 360 | FAW | Fiber pigtail ¦ unjacketed
FAWL3UC0C |  | Base Product | Singlemode LC/UPC Keyed Blue to Unconnectorized, Fiber Pigtail, 0.9 mm Tight Buffer, 12-Fiber Kit Blue - Aqua (1-12) | CommScope® | SYSTIMAX InstaPATCH® 360 | FAW | Fiber pigtail ¦ unjacketed
FAXL1UC0C |  | Base Product | OM4 LC/UPC Keyed Red to Unconnectorized, Fiber Pigtail, 0.9 mm Tight Buffer, 12-Fiber Kit Blue - Aqua (1-12) | CommScope® | SYSTIMAX InstaPATCH® 360 | FAX | Fiber pigtail ¦ unjacketed
FAWL9UC0C |  | Base Product | Singlemode LC/UPC Keyed Rose to Unconnectorized, Fiber Pigtail, 0.9 mm Tight Buffer, 12-Fiber Kit Blue - Aqua (1-12) | CommScope® | SYSTIMAX InstaPATCH® 360 | FAW | Fiber pigtail ¦ unjacketed
FAXLCUC0B |  | Base Product | OM4 LC/UPC to Unconnectorized, Fiber Pigtail, 0.9 mm Tight Buffer, 6-Fiber Kit Red - Aqua (7-12) | CommScope® | SYSTIMAX InstaPATCH® 360 | FAX | Fiber pigtail ¦ unjacketed
FAWL5UC0C |  | Base Product | Singlemode LC/UPC Keyed Orange to Unconnectorized, Fiber Pigtail, 0.9 mm Tight Buffer, 12-Fiber Kit Blue - Aqua (1-12) | CommScope® | SYSTIMAX InstaPATCH® 360 | FAW | Fiber pigtail ¦ unjacketed
FAWSAUC0B |  | Base Product | Singlemode SC APC to Unconnectorized, Fiber Pigtail, 0.9 mm Tight Buffer, 6-Fiber Kit Red - Aqua (7-12) | CommScope® | SYSTIMAX InstaPATCH® 360 | FAW | Fiber pigtail ¦ unjacketed
FAWLCUC01 |  | Base Product | TeraSPEED® LC/UPC to Unconnectorized, Fiber Pigtail, 0.9 mm Tight Buffer | CommScope® | SYSTIMAX InstaPATCH® 360 | FAW | Fiber pigtail ¦ unjacketed
FAXSCUC01 |  | Base Product | LazrSPEED® 550 SC/UPC to Unconnectorized, Fiber Pigtail, 0.9 mm Tight Buffer | CommScope® | SYSTIMAX InstaPATCH® 360 | FAX | Fiber pigtail ¦ unjacketed
FAXL8UC0C |  | Base Product | OM4 LC/UPC Keyed Aqua to Unconnectorized, Fiber Pigtail, 0.9 mm Tight Buffer, 12-Fiber Kit Blue - Aqua (1-12) | CommScope® | SYSTIMAX InstaPATCH® 360 | FAX | Fiber pigtail ¦ unjacketed
FBWSCUC11 |  | Base Product | TeraSPEED® SC/UPC to Unconnectorized, Fiber Pigtail, 0.9 mm SBJ | CommScope® | SYSTIMAX InstaPATCH® 360 | FBW | Fiber pigtail ¦ unjacketed
FAXL5UC0C |  | Base Product | OM4 LC/UPC Keyed Orange to Unconnectorized, Fiber Pigtail, 0.9 mm Tight Buffer, 12-Fiber Kit Blue - Aqua (1-12) | CommScope® | SYSTIMAX InstaPATCH® 360 | FAX | Fiber pigtail ¦ unjacketed
FAXSCUC0B |  | Base Product | OM4 SC/UPC to Unconnectorized, Fiber Pigtail, 0.9 mm Tight Buffer, 6-Fiber Kit Red - Aqua (7-12) | CommScope® | SYSTIMAX InstaPATCH® 360 | FAX | Fiber pigtail ¦ unjacketed
FAXL9UC0C |  | Base Product | OM4 LC/UPC Keyed Rose to Unconnectorized, Fiber Pigtail, 0.9 mm Tight Buffer, 12-Fiber Kit Blue - Aqua (1-12) | CommScope® | SYSTIMAX InstaPATCH® 360 | FAX | Fiber pigtail ¦ unjacketed
FBXL9UC11 |  | Base Product | OM4 LC/UPC Keyed Rose to Unconnectorized, Fiber Pigtail Simplex, 0.9 mm SBJ | CommScope® | SYSTIMAX InstaPATCH® 360 | FBX | Fiber pigtail ¦ unjacketed
CFAXG | IP6A-24LFTP-O1S-BLUNT | Base Product | InstaPATCH® Cu GigaSPEED X10D® F/UTP LSZH Copper Cable, single row standard density outlet to unterminated, 24 links | CommScope® | GigaSPEED X10D® ¦ InstaPATCH® Cu |  | Copper trunk cable assembly
CFAHG | IP6A-24LFTP-O1S-PG2S | Base Product | InstaPATCH® Cu GigaSPEED X10D® F/UTP LSZH Preterminated Copper Cable, single row standard density outlet to dual row standard density RJ45 plug, 24 links | CommScope® | GigaSPEED X10D® ¦ InstaPATCH® Cu |  | Copper trunk cable assembly
CFAAB | IP6A-06LFTP-O1S-O1S | Base Product | InstaPATCH® Cu GigaSPEED X10D® F/UTP LSZH Copper Cable, single row standard density outlet to single row standard density outlet, 6 links | CommScope® | GigaSPEED X10D® ¦ InstaPATCH® Cu |  | Copper trunk cable assembly
CFAJG | IP6A-24LFTP-O1S-PG2H | Base Product | InstaPATCH® Cu GigaSPEED X10D® F/UTP LSZH Preterminated Copper Cable, single row standard density outlet to dual row high density RJ45 plug, 24 links | CommScope® | GigaSPEED X10D® ¦ InstaPATCH® Cu |  | Copper trunk cable assembly
CFAAD | IP6A-12LFTP-O1S-O1S | Base Product | InstaPATCH® Cu GigaSPEED X10D® F/UTP LSZH Copper Cable, single row standard density outlet to single row standard density outlet, 12 links | CommScope® | GigaSPEED X10D® ¦ InstaPATCH® Cu |  | Copper trunk cable assembly
CFAAG | IP6A-24LFTP-O1S-O1S | Base Product | InstaPATCH® Cu GigaSPEED X10D® F/UTP LSZH Copper Cable, single row standard density outlet to single row standard density outlet, 24 links | CommScope® | GigaSPEED X10D® ¦ InstaPATCH® Cu |  | Copper trunk cable assembly
CFABB | IP6A-06LFTP-O1S-O2S | Base Product | InstaPATCH® Cu GigaSPEED X10D® F/UTP LSZH Copper Cable, single row standard density outlet to dual row standard density outlet, 6 links | CommScope® | GigaSPEED X10D® ¦ InstaPATCH® Cu |  | Copper trunk cable assembly
CFATE | IP6A-16LFTP-O1S-1LK08 | Base Product | InstaPATCH® Cu GigaSPEED X10D® F/UTP LSZH Copper Cable, single row standard density outlet to dual row OneLink 2x4, 16 links | CommScope® | GigaSPEED X10D® ¦ InstaPATCH® Cu |  | Copper trunk cable assembly
CFBHG | IP6A-24LFTP-O2S-PG2S | Base Product | InstaPATCH® Cu GigaSPEED X10D® F/UTP LSZH Preterminated Copper Cable, dual row standard density outlet to dual row standard density RJ45 plug, 24 links | CommScope® | GigaSPEED X10D® ¦ InstaPATCH® Cu |  | Copper trunk cable assembly
CFBJG | IP6A-24LFTP-O2S-PG2H | Base Product | InstaPATCH® Cu GigaSPEED X10D® F/UTP LSZH Preterminated Copper Cable, dual row standard density outlet to dual row high density RJ45 plug, 24 links | CommScope® | GigaSPEED X10D® ¦ InstaPATCH® Cu |  | Copper trunk cable assembly
CFABD | IP6A-12LFTP-O1S-O2S | Base Product | InstaPATCH® Cu GigaSPEED X10D® F/UTP LSZH Copper Cable, single row standard density outlet to dual row standard density outlet, 12 links | CommScope® | GigaSPEED X10D® ¦ InstaPATCH® Cu |  | Copper trunk cable assembly
CFAXB | IP6A-06LFTP-O1S-BLUNT | Base Product | InstaPATCH® Cu GigaSPEED X10D® F/UTP LSZH Copper Cable, single row standard density outlet to unterminated, 6 links | CommScope® | GigaSPEED X10D® ¦ InstaPATCH® Cu |  | Copper trunk cable assembly
CFBSD | IP6A-12LFTP-O2S-1LK12 | Base Product | InstaPATCH® Cu GigaSPEED X10D® F/UTP LSZH Copper Cable, dual row standard density outlet to dual row OneLink 2x6, 12 links | CommScope® | GigaSPEED X10D® ¦ InstaPATCH® Cu |  | Copper trunk cable assembly
CFBXD | IP6A-12LFTP-O2S-BLUNT | Base Product | InstaPATCH® Cu GigaSPEED X10D® F/UTP LSZH Copper Cable, dual row standard density outlet to unterminated, 12 links | CommScope® | GigaSPEED X10D® ¦ InstaPATCH® Cu |  | Copper trunk cable assembly
CFBXG | IP6A-24LFTP-O2S-BLUNT | Base Product | InstaPATCH® Cu GigaSPEED X10D® F/UTP LSZH Copper Cable, dual row standard density outlet to unterminated, 24 links | CommScope® | GigaSPEED X10D® ¦ InstaPATCH® Cu |  | Copper trunk cable assembly
CFBTC | IP6A-08LFTP-O2S-1LK08 | Base Product | InstaPATCH® Cu GigaSPEED X10D® F/UTP LSZH Copper Cable, dual row standard density outlet to dual row OneLink 2x4, 8 links | CommScope® | GigaSPEED X10D® ¦ InstaPATCH® Cu |  | Copper trunk cable assembly
CFCGG | IP6A-24LFTP-O2H-PG1S | Base Product | InstaPATCH® Cu GigaSPEED X10D® F/UTP LSZH Preterminated Copper Cable, dual row high density outlet to single row standard density RJ45 plug, 24 links | CommScope® | GigaSPEED X10D® ¦ InstaPATCH® Cu |  | Copper trunk cable assembly
CFBXB | IP6A-06LFTP-O2S-BLUNT | Base Product | InstaPATCH® Cu GigaSPEED X10D® F/UTP LSZH Copper Cable, dual row standard density outlet to unterminated, 6 links | CommScope® | GigaSPEED X10D® ¦ InstaPATCH® Cu |  | Copper trunk cable assembly
CETTC | IP6A-08RFTP-1LK08-1LK08 | Base Product | InstaPATCH® Cu GigaSPEED X10D® F/UTP Riser Copper Cable, dual row OneLink 2x4 to dual row OneLink 2x4, 8 links | CommScope® | GigaSPEED X10D® ¦ InstaPATCH® Cu |  | Copper trunk cable assembly
CFBAB | IP6A-06LFTP-O2S-O1S | Base Product | InstaPATCH® Cu GigaSPEED X10D® F/UTP LSZH Copper Cable, dual row standard density outlet to single row standard density outlet, 6 links | CommScope® | GigaSPEED X10D® ¦ InstaPATCH® Cu |  | Copper trunk cable assembly
1859916-6 |  | Variant of 1859916 | RJ45 Patch Cord, category 6A, white, 6 m | NETCONNECT® |  |  | Twisted pair patch cord
1859916-2 |  | Variant of 1859916 | RJ45 Patch Cord, category 6A, white, 2 m | NETCONNECT® |  |  | Twisted pair patch cord
1859916-4 |  | Variant of 1859916 | RJ45 Patch Cord, category 6A, white, 4 m | NETCONNECT® |  |  | Twisted pair patch cord
1859916-5 |  | Variant of 1859916 | RJ45 Patch Cord, category 6A, white, 5 m | NETCONNECT® |  |  | Twisted pair patch cord
1859916-7 |  | Variant of 1859916 | RJ45 Patch Cord, category 6A, white, 7 m | NETCONNECT® |  |  | Twisted pair patch cord
1859916-8 |  | Variant of 1859916 | RJ45 Patch Cord, category 6A, white, 8 m | NETCONNECT® |  |  | Twisted pair patch cord
320000102842 | FPM-07/K-AN133M-60/39 | Variant | Fiber Optic Patch Cord, OS2, SC/UPC-LC/UPC, 4-fiber RBR, 2.0 mm subunits, 133 m, yellow, 60"/39" breakouts |  |  | FPM | Fiber distribution cable assembly
320000101507 | FPM-07/7-AT058M-39/25 | Variant | Fiber Optic Patch Cord, OS2, SC/UPC-SC/UPC, 24F RBR, 2.0 mm subunits, 58 m, yellow, 39"/25" breakouts |  |  | FPM | Fiber distribution cable assembly
320000108201 | FPM-07/7-AC060M-25/39 | Variant | Fiber Optic Patch Cord, Multi-fiber, Singlemode, 2 fibers, SC/UPC to SC/UPC, yellow, 60 m |  |  | FPM | Fiber distribution cable assembly
320000109236 | FPM-07/7-AN070M-25/39 | Variant | Fiber Optic Patch Cord, Multi-fiber, Singlemode, 4 fibers, SC/UPC to SC/UPC, 70 m |  |  | FPM | Fiber distribution cable assembly
320000109037 | FPM-0K/K-AC093M-39/39 | Variant | Fiber Optic Patch Cord, Multi-fiber, Singlemode, 2 fibers, LC/UPC to LC/UPC, 93 m |  |  | FPM | Fiber distribution cable assembly
320000112954 | MIFC-P/PAJ022F-4DLG | Variant | Fiber Optic Intra Facility Cable, Multimode, LC/UPC to LC/UPC, 22 ft |  |  | IFC | Fiber distribution cable assembly |  | Discontinued
320000114781 | FPM-07/7-AC045M-25/25 | Variant | Fiber Optic Patch Cord, Multi-fiber, Singlemode, 2 fibers, SC/UPC to SC/UPC, 45 m |  |  | FPM | Fiber distribution cable assembly
320000114932 | FPM-07/7-AC092M-25/25 | Variant | Fiber Optic Patch Cord, Multi-fiber, Singlemode, 2 fibers, SC/UPC to SC/UPC, 92 m |  |  | FPM | Fiber distribution cable assembly
320000116723 | FPM-07/7-AC043M-25/60 | Variant | Fiber Optic Patch Cord, Multi-fiber, Singlemode, 2 fibers, SC/UPC to SC/UPC, 43 m |  |  | FPM | Fiber distribution cable assembly
320000116424 | FPM-0E/E-AN030M-39/60 | Variant | Fiber Optic Patch Cord, Multi-fiber, Singlemode, 4 fibers, SC/APC to SC/APC, yellow, 30 m |  |  | FPM | Fiber distribution cable assembly
320000117871 | FPM-07/7-AN034M-39/60 | Variant | Fiber Optic Patch Cord, Multi-fiber, Singlemode, 4 fibers, SC/UPC to SC/UPC, yellow, 34 m |  |  | FPM | Fiber distribution cable assembly
320000118273 | FPM-07/7-AF026M-25/25 | Variant | Fiber Optic Patch Cord, Multi-fiber, Singlemode, 12 fibers, SC/UPC to SC/UPC, yellow, 26 m |  |  | FPM | Fiber distribution cable assembly
320000118706 | FPM-0E/E-AR008M-39/60 | Variant | Fiber Optic Patch Cord, Multi-fiber, Singlemode, 6 fibers, SC/APC to SC/APC, yellow, 8 m |  |  | FPM | Fiber distribution cable assembly
320000116692 | FPM-07/K-AF020M-25/39 | Variant | Fiber Optic Patch Cord, Multi-fiber, Singlemode, 12 fibers, SC/UPC to LC/UPC, yellow, 20 m |  |  | FPM | Fiber distribution cable assembly
4-1920743-0 |  | Variant of 1920743 | Fiber Optic Patch Cord, Duplex, Multimode, LC/UPC to LC/UPC, aqua, 40 m | CommScope® |  | 192 | Fiber patch cord ¦ duplex
4-1989797-0 |  | Variant of 1989797 | RJ45 Patch Cord, category 6, red, 40 ft | NETCONNECT® |  |  | Twisted pair patch cord
4-1989800-0 |  | Variant of 1989800 | RJ45 Patch Cord, category 6, yellow, 40 ft | NETCONNECT® |  |  | Twisted pair patch cord
4-2105027-5 |  | Variant of 2105027 | Fiber Optic Patch Cord, OM3, LC/LC duplex, 1.8 mm LSZH & OFNR, 45 m, aqua | CommScope® |  | 210 | Fiber patch cord ¦ duplex
4-2105027-8 |  | Variant of 2105027 | Fiber Optic Patch Cord, OM3, LC/LC duplex, 1.8 mm LSZH & OFNR, 48 m, aqua | CommScope® |  | 210 | Fiber patch cord ¦ duplex
4-2105028-0 |  | Variant of 2105028 | Fiber Optic Patch Cord, OS2, LC/LC duplex, 1.8 mm LSZH & OFNR, 40 m | CommScope® |  | 210 | Fiber patch cord ¦ duplex
4-2105028-5 |  | Variant of 2105028 | Fiber Optic Patch Cord, OS2, LC/LC duplex, 1.8 mm LSZH & OFNR, 45 m | CommScope® |  | 210 | Fiber patch cord ¦ duplex
4-2105027-2 |  | Variant of 2105027 | Fiber Optic Patch Cord, OM3, LC/LC duplex, 1.8 mm LSZH & OFNR, 42 m, aqua | CommScope® |  | 210 | Fiber patch cord ¦ duplex
4-2160046-5 |  | Variant of 2160046 | Fiber Optic Patch Cord, Duplex, Multimode, LC/UPC to LC/UPC, aqua, 45 m | CommScope® |  | 216 | Fiber patch cord ¦ duplex
FPCA-EEYZ |  | Variant of FPCA | Fiber Optic Patch Cord, singlemode, 1.2 mm LSZH jacket, SC/APC-SC/APC, yellow |  |  | FPCA | Fiber patch cord ¦ simplex
FPCA-KKYZ |  | Variant of FPCA | Fiber Optic Patch Cord, singlemode, 1.2 mm LSZH jacket, LC/UPC-LC/UPC, yellow |  |  | FPCA | Fiber patch cord ¦ simplex
FPCA-MMYZ |  | Variant of FPCA | Fiber Optic Patch Cord, singlemode, 1.2 mm LSZH jacket, LC/APC-LC/APC, yellow |  |  | FPCA | Fiber patch cord ¦ simplex
FPCE-33YZ |  | Variant of FPCE | Fiber Optic Patch Cord, singlemode, 1.2 mm LSZH jacket, LC/APC-LC/APC, yellow. tuned |  |  | FPCE | Fiber patch cord ¦ simplex
FHD-HJ1R-0040F |  | Variant of FHD-TEST-CORD | Fiber Optic Drop Cable, hardened full-size to SC/APC, 3mm Test Cord , 40 ft |  |  | FHD | Test patch cord ¦ single fiber
FHD-HJ1R-0050F |  | Variant of FHD-TEST-CORD | Fiber Optic Drop Cable, hardened full-size to SC/APC, 3mm Test Cord , 50 ft |  |  | FHD | Test patch cord ¦ single fiber
FHD-HN1R-0010F |  | Variant of FHD-TEST-CORD | Fiber Optic Drop Cable, hardened full-size to SC/UPC, 3mm Test Cord , 10 ft |  |  | FHD | Test patch cord ¦ single fiber
FHD-XN1R-0010F |  | Variant of FHD-TEST-CORD | Fiber Optic Drop Cable, Hardened mini-size DLX to SC/UPC, 3mm Test Cord , 10 ft |  |  | FHD | Test patch cord ¦ single fiber |  | Discontinued
MHD-ACC-F12J |  | Variant of MHD-TEST-CORD | Fiber Test Cable Assembly, HMFOC Jack/Non-pinned/Female to 12 SC/APCs, 3 Feet |  |  | MHD | Test patch cord ¦ multi-fiber
DLX-SCA-CONV-25 |  | Variant of DLX-CONV | DLX to SC/APC Converter |  | DLX® | FHD | Fiber converter |  | Discontinued
FPCE-44YZ |  | Variant of FPCE | Fiber Optic Patch Cord, singlemode, 1.2 mm LSZH jacket, LC/UPC-LC/UPC, yellow, tuned |  |  | FPCE | Fiber patch cord ¦ simplex
FPCE-55YZ |  | Variant of FPCE | Fiber Optic Patch Cord, singlemode, 1.2 mm LSZH jacket, SC/APC-SC/APC, yellow. tuned |  |  | FPCE | Fiber patch cord ¦ simplex
FPCE-66YZ |  | Variant of FPCE | Fiber Optic Patch Cord, singlemode, 1.2 mm LSZH jacket, SC/UPC-SC/UPC, yellow. tuned |  |  | FPCE | Fiber patch cord ¦ simplex
760244297 | FD-N012A-0200F | Variant of FD | Fiber Optic Cable Assembly, 12 SC/UPC to Stub, 12-fiber, 200 Feet |  |  | FD | Fiber drop cable assembly
760244300 | FD-N012A-0300F | Variant of FD | Fiber Optic Cable Assembly, 12 SC/UPC to Stub, 12-fiber, 300 Feet |  |  | FD | Fiber drop cable assembly
760244304 | FD-N012A-0400F | Variant of FD | Fiber Optic Cable Assembly, 12 SC/UPC to Stub, 12-fiber, 400 Feet |  |  | FD | Fiber drop cable assembly
760244306 | FD-N012A-0550F | Variant of FD | Fiber Optic Cable Assembly, 12 SC/UPC to Stub, 12-fiber, 550 Feet |  |  | FD | Fiber drop cable assembly
760244307 | FD-N012A-0600F | Variant of FD | Fiber Optic Cable Assembly, 12 SC/UPC to Stub, 12-fiber, 600 Feet |  |  | FD | Fiber drop cable assembly
760244309 | FD-N012A-0700F | Variant of FD | Fiber Optic Cable Assembly, 12 SC/UPC to Stub, 12-fiber, 700 Feet |  |  | FD | Fiber drop cable assembly
760244310 | FD-N012A-0750F | Variant of FD | Fiber Optic Cable Assembly, 12 SC/UPC to Stub, 12-fiber, 750 Feet |  |  | FD | Fiber drop cable assembly
760244313 | FD-N012A-1250F | Variant of FD | Fiber Optic Cable Assembly, 12 SC/UPC to Stub, 12-fiber, 1250 Feet |  |  | FD | Fiber drop cable assembly
760244314 | FD-N012A-1500F | Variant of FD | Fiber Optic Cable Assembly, 12 SC/UPC to Stub, 12-fiber, 1500 Feet |  |  | FD | Fiber drop cable assembly
760244316 | FD-N012A-1700F | Variant of FD | Fiber Optic Cable Assembly, 12 SC/UPC to Stub, 12-fiber, 1700 Feet |  |  | FD | Fiber drop cable assembly
760244317 | FD-N012A-2000F | Variant of FD | Fiber Optic Cable Assembly, 12 SC/UPC to Stub, 12-fiber, 2000 Feet |  |  | FD | Fiber drop cable assembly
8-2105028-8 |  | Variant of 2105028 | Fiber Optic Patch Cord, OS2, LC/LC duplex, 1.8 mm LSZH & OFNR, 88 m | CommScope® |  | 210 | Fiber patch cord ¦ duplex
8-2160046-7 |  | Variant of 2160046 | Fiber Optic Patch Cord, Duplex, Multimode, LC/UPC to LC/UPC, aqua, 100 m | CommScope® |  | 216 | Fiber patch cord ¦ duplex
2160938-1 | OCP-LG-02MASEN-XX-(12COL) | Variant of OCP | Fiber Optic Pigtail, Simplex, Singlemode, LC/APC to Stub, 0.9 mm diameter, multicolor, 2 m |  |  | OCP | Fiber pigtail ¦ jacketed
FPCC-77YP |  | Variant of FPCC | Fiber Optic Patch Cord, duplex, singlemode, 1.2 mm OFNP jacket, SC/UPC-SC/UPC, yellow |  |  | FPCC | Fiber patch cord ¦ duplex
FPCC-EEYP |  | Variant of FPCC | Fiber Optic Patch Cord, duplex, singlemode, 1.2 mm OFNP jacket, SC/APC-SC/APC, yellow |  |  | FPCC | Fiber patch cord ¦ duplex
FPCC-KKYP |  | Variant of FPCC | Fiber Optic Patch Cord, duplex, singlemode, 1.2 mm OFNP jacket, LC/UPC-LC/UPC, yellow |  |  | FPCC | Fiber patch cord ¦ duplex
FPCC-MMYP |  | Variant of FPCC | Fiber Optic Patch Cord, duplex, singlemode, 1.2 mm OFNP jacket, LC/APC-LC/APC, yellow |  |  | FPCC | Fiber patch cord ¦ duplex
FPCC-KMYP |  | Variant of FPCC | Fiber Optic Patch Cord, duplex, singlemode, 1.2 mm OFNP jacket, LC/UPC-LC/APC, yellow |  |  | FPCC | Fiber patch cord ¦ duplex
760244097 | FT-ASC-BL-50 | Variant of FT-ASC | Field Term Anti-Snag Clip, Blue (50 ea/pkg) | CommScope® |  |  | Modular plug boot clip |  | Discontinued
760206516 |  | Variant | Low Tolerance length Singlemode MPO (Female) to MPO (Female) trunk, 24-Fiber, Low Smoke Zero Halogen, 325MT | CommScope® |  |  | Fiber trunk cable assembly
760235102 |  | Variant | Low Tolerance length Singlemode MPO (Female) to MPO (Female) trunk, 24-Fiber, Low Smoke Zero Halogen, 225MT | CommScope® |  |  | Fiber trunk cable assembly
760249633 |  | Variant | Low Tolerance length Singlemode MPO (Male) to MPO (Male) trunk, 24-Fiber, Low Smoke Zero Halogen B2ca, 290MT | CommScope® |  |  | Fiber trunk cable assembly
FPCA-7MYP |  | Variant of FPCA | Fiber Optic Patch Cord, singlemode, 1.2 mm OFNP jacket, SC/UPC-LC/APC, yellow |  |  | FPCA | Fiber patch cord ¦ simplex
FPCA-7KYP |  | Variant of FPCA | Fiber Optic Patch Cord, singlemode, 1.2 mm OFNP jacket, SC/UPC-LC/UPC, yellow |  |  | FPCA | Fiber patch cord ¦ simplex
FPCA-EMYP |  | Variant of FPCA | Fiber Optic Patch Cord, singlemode, 1.2 mm OFNP jacket, SC/APC-LC/APC, yellow |  |  | FPCA | Fiber patch cord ¦ simplex
FPCA-MMYP |  | Variant of FPCA | Fiber Optic Patch Cord, singlemode, 1.2 mm OFNP jacket, LC/APC-LC/APC, yellow |  |  | FPCA | Fiber patch cord ¦ simplex
9-2160046-0 |  | Variant of 2160046 | Fiber Optic Patch Cord, Duplex, Multimode, LC/UPC to LC/UPC, aqua, 0.5 m | CommScope® |  | 216 | Fiber patch cord ¦ duplex
9-2105028-0 |  | Variant of 2105028 | Fiber Optic Patch Cord, OS2, LC/LC duplex, 1.8 mm LSZH & OFNR, 90 m | CommScope® |  | 210 | Fiber patch cord ¦ duplex
9-2160046-3 |  | Variant of 2160046 | Fiber Optic Patch Cord, Duplex, Multimode, LC/UPC to LC/UPC, aqua, 3.5 m | CommScope® |  | 216 | Fiber patch cord ¦ duplex
9-2160046-7 |  | Variant of 2160046 | Fiber Optic Patch Cord, Duplex, Multimode, LC/UPC to LC/UPC, aqua, 7.5 m | CommScope® |  | 216 | Fiber patch cord ¦ duplex
EH0194-001 | OCP-S1-15DASEN-XX-(12)-AP | Variant of OCP | Fiber Optic Pigtail, 12 color kit, Singlemode, SC/UPC to Stub, 0.9 mm diameter, 1.5 m |  |  | OCP | Fiber pigtail ¦ jacketed
760244095 | FT-ASC-GY-50 | Variant of FT-ASC | Field Term Anti-Snag Clip, Gray (50ea/pkg) | CommScope® |  |  | Modular plug boot clip
760244098 | FT-ASC-RD-50 | Variant of FT-ASC | Field Term Anti-Snag Clip, Red (50 ea/pkg) | CommScope® |  |  | Modular plug boot clip |  | Discontinued
760244099 | FT-ASC-YL-50 | Variant of FT-ASC | Field Term Anti-Snag Clip, Yellow (50 ea/pkg) | CommScope® |  |  | Modular plug boot clip |  | Discontinued
760244100 | FT-ASC-GN-50 | Variant of FT-ASC | Field Term Anti-Snag Clip, Green (50 ea/pkg) | CommScope® |  |  | Modular plug boot clip |  | Discontinued
760244061 | CCA-BK | Variant of CCA-CONNECTORS | Unshielded Ceiling Connector Assembly (CCA) without cordage, Black | CommScope® |  |  | Connector kit
CO13JX2-88N018 | CCA-CAT6-WH-18IN | Variant of CCA-CORDS | CommScope® Category 6 U/UTP Cord, Plenum, RJ45 to Ceiling connector, 18 in, white | CommScope® |  |  | Twisted pair patch cord
CO13JX2-88F015 | CCA-CAT6-WH-15FT | Variant of CCA-CORDS | CommScope® Category 6 U/UTP Cord, Plenum, RJ45 to Ceiling connector, 15 ft, white | CommScope® |  |  | Twisted pair patch cord
CO13JX2-88F020 | CCA-CAT6-WH-20FT | Variant of CCA-CORDS | CommScope® Category 6 U/UTP Cord, Plenum, RJ45 to Ceiling connector, 20 ft, white | CommScope® |  |  | Twisted pair patch cord
CO13JX2-88F040 | CCA-CAT6-WH-40FT | Variant of CCA-CORDS | CommScope® Category 6 U/UTP Cord, Plenum, RJ45 to Ceiling connector, 40 ft, white | CommScope® |  |  | Twisted pair patch cord
CO13JX2-88F050 | CCA-CAT6-WH-50FT | Variant of CCA-CORDS | CommScope® Category 6 U/UTP Cord, Plenum, RJ45 to Ceiling connector, 50 ft, white | CommScope® |  |  | Twisted pair patch cord
CO1SJO2-88N018 | CCA-CAT6A-WH-18IN | Variant of CCA-CORDS | CommScope® Category 6A U/UTP Cord, Plenum, RJ45 to Ceiling connector, 18 in, white | CommScope® |  |  | Twisted pair patch cord
CO1SJO2-88F003 | CCA-CAT6A-WH-3FT | Variant of CCA-CORDS | CommScope® Category 6A U/UTP Cord, Plenum, RJ45 to Ceiling connector, 3 ft, white | CommScope® |  |  | Twisted pair patch cord
CO1SJO2-88F007 | CCA-CAT6A-WH-7FT | Variant of CCA-CORDS | CommScope® Category 6A U/UTP Cord, Plenum , RJ45 to Ceiling connector, 7 ft, white | CommScope® |  |  | Twisted pair patch cord
CO1SJO2-88F015 | CCA-CAT6A-WH-15FT | Variant of CCA-CORDS | CommScope® Category 6A U/UTP Cord, Plenum , RJ45 to Ceiling connector, 15 ft, white | CommScope® |  |  | Twisted pair patch cord
CO1SJO2-88F020 | CCA-CAT6A-WH-20FT | Variant of CCA-CORDS | CommScope® Category 6A U/UTP Cord, Plenum , RJ45 to Ceiling connector, 20 ft, white | CommScope® |  |  | Twisted pair patch cord
CO1SJO2-88F025 | CCA-CAT6A-WH-25FT | Variant of CCA-CORDS | CommScope® Category 6A U/UTP Cord, Plenum , RJ45 to Ceiling connector, 25 ft, white | CommScope® |  |  | Twisted pair patch cord
CO1SJO2-88F030 | CCA-CAT6A-WH-30FT | Variant of CCA-CORDS | CommScope® Category 6A U/UTP Cord, Plenum , RJ45 to Ceiling connector, 30 ft, white | CommScope® |  |  | Twisted pair patch cord
CO1SJO2-88F050 | CCA-CAT6A-WH-50FT | Variant of CCA-CORDS | CommScope® Category 6A U/UTP Cord, Plenum , RJ45 to Ceiling connector, 50 ft, white | CommScope® |  |  | Twisted pair patch cord
CO13JX2-11N018 | CCA-CAT6-BK-18IN | Variant of CCA-CORDS | CommScope® Category 6 U/UTP Cord, Plenum, RJ45 to Ceiling connector, 18 in, black | CommScope® |  |  | Twisted pair patch cord
CO13JX2-11F002 | CCA-CAT6-BK-2FT | Variant of CCA-CORDS | CommScope® Category 6 U/UTP Cord, Plenum, RJ45 to Ceiling connector, 2 ft, black | CommScope® |  |  | Twisted pair patch cord
CO13JX2-11F003 | CCA-CAT6-BK-3FT | Variant of CCA-CORDS | CommScope® Category 6 U/UTP Cord, Plenum, RJ45 to Ceiling connector, 3 ft, black | CommScope® |  |  | Twisted pair patch cord
CO13JX2-11F007 | CCA-CAT6-BK-7FT | Variant of CCA-CORDS | CommScope® Category 6 U/UTP Cord, Plenum, RJ45 to Ceiling connector, 7 ft, black | CommScope® |  |  | Twisted pair patch cord
CO13JX2-11F011 | CCA-CAT6-BK-11FT | Variant of CCA-CORDS | CommScope® Category 6 U/UTP Cord, Plenum, RJ45 to Ceiling connector, 11 ft, black | CommScope® |  |  | Twisted pair patch cord
CO13JX2-11F015 | CCA-CAT6-BK-15FT | Variant of CCA-CORDS | CommScope® Category 6 U/UTP Cord, Plenum, RJ45 to Ceiling connector, 15 ft, black | CommScope® |  |  | Twisted pair patch cord
CO13JX2-11F025 | CCA-CAT6-BK-25FT | Variant of CCA-CORDS | CommScope® Category 6 U/UTP Cord, Plenum, RJ45 to Ceiling connector, 25 ft, black | CommScope® |  |  | Twisted pair patch cord
CO13JX2-11F030 | CCA-CAT6-BK-30FT | Variant of CCA-CORDS | CommScope® Category 6 U/UTP Cord, Plenum, RJ45 to Ceiling connector, 30 ft, black | CommScope® |  |  | Twisted pair patch cord
CO13JX2-11F040 | CCA-CAT6-BK-40FT | Variant of CCA-CORDS | CommScope® Category 6 U/UTP Cord, Plenum, RJ45 to Ceiling connector, 40 ft, black | CommScope® |  |  | Twisted pair patch cord
CO13JX2-11F050 | CCA-CAT6-BK-50FT | Variant of CCA-CORDS | CommScope® Category 6 U/UTP Cord, Plenum, RJ45 to Ceiling connector, 50 ft, black | CommScope® |  |  | Twisted pair patch cord
CO1SJO2-11F011 | CCA-CAT6A-BK-11FT | Variant of CCA-CORDS | CommScope® Category 6A U/UTP Cord, Plenum, RJ45 to Ceiling connector, 11 ft, black | CommScope® |  |  | Twisted pair patch cord
CO1SJO2-11F020 | CCA-CAT6A-BK-20FT | Variant of CCA-CORDS | CommScope® Category 6A U/UTP Cord, Plenum, RJ45 to Ceiling connector, 20 ft, black | CommScope® |  |  | Twisted pair patch cord
CO1SJO2-11F030 | CCA-CAT6A-BK-30FT | Variant of CCA-CORDS | CommScope® Category 6A U/UTP Cord, Plenum, RJ45 to Ceiling connector, 30 ft, black | CommScope® |  |  | Twisted pair patch cord
CO1SJO2-11F050 | CCA-CAT6A-BK-50FT | Variant of CCA-CORDS | CommScope® Category 6A U/UTP Cord, Plenum, RJ45 to Ceiling connector, 50 ft, black | CommScope® |  |  | Twisted pair patch cord
MDC-J01G |  | Variant of MDC | RealFlex® 3 Fiber Optic Drop Cable Assembly, SC/APC to stub, RBR Plenum, Ivory |  | RealFlex® | MDC | Fiber drop cable assembly
MDC-J01H |  | Variant of MDC | RealFlex® 3 Fiber Optic Drop Cable Assembly, SC/APC to stub, RBR Riser, Ivory, Build America Buy America (BABA) |  | RealFlex® | MDC | Fiber drop cable assembly | Build America Buy America (BABA) compliant*
MDC-JJ1H |  | Variant of MDC | RealFlex® 3 Fiber Optic Drop Cable Assembly, SC/APC to SC/APC, Indoor/Outdoor Riser Cable, Ivory |  | RealFlex® | MDC | Fiber drop cable assembly | Build America Buy America (BABA) compliant*
MDC-JJ1G |  | Variant of MDC | RealFlex® 3 Fiber Optic Drop Cable Assembly, SC/APC to SC/APC, RBR Plenum, Ivory |  | RealFlex® | MDC | Fiber drop cable assembly
MDC-N01G |  | Variant of MDC | RealFlex® 3 Fiber Optic Drop Cable Assembly, SC/UPC to stub, Plenum, Ivory |  | RealFlex® | MDC | Fiber drop cable assembly
MDC-NN1G |  | Variant of MDC | RealFlex® 3 Fiber Optic Drop Cable Assembly, SC/UPC to SC/UPC, Plenum, Ivory |  | RealFlex® | MDC | Fiber drop cable assembly
MDC-JN1G |  | Variant of MDC | RealFlex® 3 Fiber Optic Drop Cable Assembly, SC/APC to SC/UPC, RBR Plenum, Ivory |  | RealFlex® | MDC | Fiber drop cable assembly
MDC-JN1H |  | Variant of MDC | RealFlex® 3 Fiber Optic Drop Cable Assembly, SC/APC to SC/UPC, RBR Riser, Ivory |  | RealFlex® | MDC | Fiber drop cable assembly | Build America Buy America (BABA) compliant*
MDC-N01H |  | Variant of MDC | RealFlex® 3 Fiber Optic Drop Cable Assembly, SC/UPC to stub, RBR Riser, Ivory, Build America Buy America (BABA) |  | RealFlex® | MDC | Fiber drop cable assembly | Build America Buy America (BABA) compliant*
FHD-H01D |  | Variant of FHD | Fiber Optic Drop Cable Assembly, hardened full-size to stub, universal flat locatable/tonable |  |  | FHD | Fiber drop cable assembly | Build America Buy America (BABA) compliant* | Discontinued
FHD-H01K |  | Variant of FHD | Fiber Optic Drop Cable Assembly, hardened full-size to stub, 5 mm diameter |  |  | FHD | Fiber drop cable assembly | Build America Buy America (BABA) compliant* | Discontinued
FHD-HH1A |  | Variant of FHD | Fiber Optic Drop Cable Assembly, hardened full-size to hardened full-size, dielectric flat |  |  | FHD | Fiber drop cable assembly | Build America Buy America (BABA) compliant* | Discontinued
FHD-HH1B |  | Variant of FHD | Fiber Optic Drop Cable Assembly, hardened full-size to hardened full-size, locatable flat |  |  | FHD | Fiber drop cable assembly | Build America Buy America (BABA) compliant* | Discontinued
FHD-HH1C |  | Variant of FHD | Fiber Optic Drop Cable Assembly, hardened full-size to hardened full-size, universal flat dielectric |  |  | FHD | Fiber drop cable assembly | Build America Buy America (BABA) compliant* | Discontinued
FHD-HJ1D |  | Variant of FHD | Fiber Optic Drop Cable Assembly, hardened full-size to SC/APC, universal flat locatable/Tonable |  |  | FHD | Fiber drop cable assembly | Build America Buy America (BABA) compliant* | Discontinued
FHD-HK1D |  | Variant of FHD | Fiber Optic Drop Cable Assembly, hardened full-size to LC/UPC, universal flat locatable/tonable |  |  | FHD | Fiber drop cable assembly | Build America Buy America (BABA) compliant* | Discontinued
FHD-HN1A |  | Variant of FHD | Fiber Optic Drop Cable Assembly, hardened full-size to SC/UPC, dielectric flat |  |  | FHD | Fiber drop cable assembly | Build America Buy America (BABA) compliant* | Discontinued
FHD-HN1B |  | Variant of FHD | Fiber Optic Drop Cable Assembly, hardened full-size to SC/UPC, locatable flat |  |  | FHD | Fiber drop cable assembly | Build America Buy America (BABA) compliant* | Discontinued
FHD-HN1D |  | Variant of FHD | Fiber Optic Drop Cable Assembly, hardened full-size to SC/UPC, universal flat locatable/tonable |  |  | FHD | Fiber drop cable assembly | Build America Buy America (BABA) compliant* | Discontinued
FHD-J01A |  | Variant of FHD | Fiber Optic Drop Cable Assembly, SC/APC to stub, dielectric flat |  |  | FHD | Fiber drop cable assembly | Build America Buy America (BABA) compliant* | Discontinued
FHD-J01D |  | Variant of FHD | Fiber Optic Drop Cable Assembly, SC/APC to stub, universal flat locatable/tonable |  |  | FHD | Fiber drop cable assembly | Build America Buy America (BABA) compliant* | Discontinued
FHD-JJ1A |  | Variant of FHD | Fiber Optic Drop Cable Assembly, SC/APC to SC/APC, dielectric flat |  |  | FHD | Fiber drop cable assembly | Build America Buy America (BABA) compliant* | Discontinued
FHD-JN1A |  | Variant of FHD | Fiber Optic Drop Cable Assembly, SC/APC to SC/UPC, dielectric flat |  |  | FHD | Fiber drop cable assembly | Build America Buy America (BABA) compliant* | Discontinued
FHD-JN1B |  | Variant of FHD | Fiber Optic Drop Cable Assembly, SC/APC to SC/UPC, locatable flat |  |  | FHD | Fiber drop cable assembly | Build America Buy America (BABA) compliant* | Discontinued
FHD-JN1C |  | Variant of FHD | Fiber Optic Drop Cable Assembly, SC/APC to SC/UPC, universal flat dielectric |  |  | FHD | Fiber drop cable assembly | Build America Buy America (BABA) compliant* | Discontinued
FHD-JN1D |  | Variant of FHD | Fiber Optic Drop Cable Assembly, SC/APC to SC/UPC, universal flat locatable/tonable |  |  | FHD | Fiber drop cable assembly | Build America Buy America (BABA) compliant* | Discontinued
FHD-X01A |  | Variant of FHD | DLX® Fiber Optic Hardened Drop Cable Assembly, DLX-stub, dielectric flat |  | DLX® | FHD | Fiber drop cable assembly |  | Discontinued
FHD-X01C |  | Variant of FHD | DLX® Fiber Optic Hardened Drop Cable Assembly, DLX-stub, universal flat dielectric |  | DLX® | FHD | Fiber drop cable assembly |  | Discontinued
FHD-XJ1A |  | Variant of FHD | DLX® Fiber Optic Hardened Drop Cable Assembly, DLX-SC/APC, dielectric flat |  | DLX® | FHD | Fiber drop cable assembly |  | Discontinued
FHD-XJ1B |  | Variant of FHD | DLX® Fiber Optic Hardened Drop Cable Assembly, DLX-SC/APC, locatable flat |  | DLX® | FHD | Fiber drop cable assembly |  | Discontinued
FHD-XJ1C |  | Variant of FHD | DLX® Fiber Optic Hardened Drop Cable Assembly, DLX-SC/APC, universal flat dielectric |  | DLX® | FHD | Fiber drop cable assembly |  | Discontinued
FHD-XJ1D |  | Variant of FHD | DLX® Fiber Optic Hardened Drop Cable Assembly, DLX-SC/APC, universal flat locatable/tonable |  | DLX® | FHD | Fiber drop cable assembly |  | Discontinued
FHD-XX1B |  | Variant of FHD | DLX® Fiber Optic Hardened Drop Cable Assembly, DLX-DLX, locatable flat |  | DLX® | FHD | Fiber drop cable assembly |  | Discontinued
FHD-XX1C |  | Variant of FHD | DLX® Fiber Optic Hardened Drop Cable Assembly, DLX-DLX, universal flat dielectric |  | DLX® | FHD | Fiber drop cable assembly |  | Discontinued
FHD-XK1A |  | Variant of FHD | DLX® Fiber Optic Hardened Drop Cable Assembly, DLX-LC/UPC, flat dielectric cable |  | DLX® | FHD | Fiber drop cable assembly |  | Discontinued
FHD-XK1B |  | Variant of FHD | DLX® Fiber Optic Drop Cable Assembly, DLX to LC/UPC, locatable flat |  |  | FHD | Fiber drop cable assembly |  | Discontinued
FHD-XK1D |  | Variant of FHD | DLX® Fiber Optic Drop Cable Assembly, DLX to LC/UPC, universal flat locatable/tonable |  |  | FHD | Fiber drop cable assembly |  | Discontinued
FHD-XN1A |  | Variant of FHD | DLX® Fiber Optic Hardened Drop Cable Assembly, DLX-SC/UPC, dielectric flat |  | DLX® | FHD | Fiber drop cable assembly |  | Discontinued
FHD-XN1D |  | Variant of FHD | DLX® Fiber Optic Drop Cable Assembly, DLX to SC/UPC, universal flat locatable/tonable |  |  | FHD | Fiber drop cable assembly |  | Discontinued
FHD-XV1A |  | Variant of FHD | DLX® Fiber Optic Hardened Drop Cable Assembly, DLX-LC/APC, dielectric flat |  | DLX® | FHD | Fiber drop cable assembly |  | Discontinued
MHD-F0DA |  | Variant of MHD | Hardened Multifiber Optical Connector (HMFOC) cable assembly, HMFOC plug to stub, 12-fiber |  |  | MHD | Fiber drop cable assembly | Build America Buy America (BABA) compliant*
MHD-F0DH |  | Variant of MHD | Hardened Multifiber Optical Connector (HMFOC) cable assembly, HMFOC plug to stub, 12-fiber |  |  | MHD | Fiber drop cable assembly
MHD-FFDA |  | Variant of MHD | Hardened Multifiber Optical Connector (HMFOC) cable assembly, HMFOC plug to HMFOC plug, 12-fiber |  |  | MHD | Fiber drop cable assembly
MHD-FFDH |  | Variant of MHD | Hardened Multifiber Optical Connector (HMFOC) cable assembly, HMFOC plug HMFOC plug, 12-fiber |  |  | MHD | Fiber drop cable assembly
MHD-M0DA |  | Variant of MHD | Hardened Multifiber Optical Connector (HMFOC) cable assembly, HMFOC jack to stub, 12-fiber |  |  | MHD | Fiber drop cable assembly | Build America Buy America (BABA) compliant*
MHD-MFDA |  | Variant of MHD | Hardened Multifiber Optical Connector (HMFOC) cable assembly, HMFOC jack to HMFOC plug, 12-fiber |  |  | MHD | Fiber drop cable assembly | Build America Buy America (BABA) compliant*
MHD-MFDH |  | Variant of MHD | Hardened Multifiber Optical Connector (HMFOC) cable assembly, HMFOC jack to HMFOC plug, 12-fiber |  |  | MHD | Fiber drop cable assembly
MHBD-F0A1A |  | Variant of MHBD | Hardened Multifiber Optical Connector (HMFOC) cable assembly, HMFOC plug to 6 LC/UPC Duplex, 12-fiber |  |  | MHBD | Fiber drop cable assembly
MHBD-F0C1A |  | Variant of MHBD | Hardened Multifiber Optical Connector (HMFOC) cable assembly, HMFOC plug to 12 SC/UPC, 12-fiber |  |  | MHBD | Fiber drop cable assembly
MHBD-M0A1A |  | Variant of MHBD | Hardened Multifiber Optical Connector (HMFOC) cable assembly, HMFOC jack to 6 LC Duplex, 12-fiber |  |  | MHBD | Fiber drop cable assembly | Build America Buy America (BABA) compliant*
MHBD-F100C |  | Variant of MHBD | Hardened Multifiber Optical Connector (HMFOC) cable assembly, HMFOC plug to stub, 24-fiber |  |  | MHBD | Fiber drop cable assembly | Build America Buy America (BABA) compliant*
MHBD-F1N2C |  | Variant of MHBD | Hardened Multifiber Optical Connector (HMFOC) cable assembly, HMFOC plug to female MPO, 24-fiber |  |  | MHBD | Fiber drop cable assembly | Build America Buy America (BABA) compliant*
FHBD-H04J084B |  | Variant of FHBD | Fiber Optic Drop Cable Assembly, 4 Fiber, Hardened Full Size with 4 ft breakout to SC/APC with 8 ft breakout, Flat Toneable Cable |  |  | FHBD | Fiber drop cable assembly | Build America Buy America (BABA) compliant*
FHBD-H040004B |  | Variant of FHBD | Fiber Optic Drop Cable Assembly, 4 Fiber, Hardened Full Size with 4 ft breakout to stub, Flat Toneable Cable |  |  | FHBD | Fiber drop cable assembly
FHBD-J08J084B |  | Variant of FHBD | Fiber Optic Drop Cable Assembly, 4 Fiber, SC/APC with 8 ft breakout to SC/APC with 8 ft breakout, Flat Toneable Cable |  |  | FHBD | Fiber drop cable assembly
FHBD-J080004A |  | Variant of FHBD | Fiber Optic Drop Cable Assembly, 4 Fiber, SC/APC with 8 ft breakout to Stub, Flat Dielectric Cable |  |  | FHBD | Fiber drop cable assembly
FHBD-J080004B |  | Variant of FHBD | Fiber Optic Drop Cable Assembly, 4 Fiber, SC/APC with 8 ft breakout to Stub, Flat Toneable Cable |  |  | FHBD | Fiber drop cable assembly
8-2160969-1 | FID-SG-100M-01E-XX | Variant of FID | Fiber Optic Indoor Drop Cable Assembly, SC/APC to Stub, 3mm, 100M |  |  | FID | Fiber drop cable assembly |  | Discontinued
760244863 | MDB-H08YQQ00016KSG7K2L MPO8F-SC | Variant | Multi Distribution Break Out Cable Singlemode MPO/8 equipment unpinned to SC/APC, 8 fibers, LSZH, 16 meters |  |  |  | Fiber array cable assembly
760244867 | MDB-H08YQQ00024KSG7K2L MPO8F-SC | Variant | Multi Distribution Break Out Cable Singlemode MPO/8 equipment unpinned to SC/APC, 8 fibers, LSZH, 24 meters |  |  |  | Fiber array cable assembly
760244868 | MDB-H08YQQ00026KSG7K2L MPO8F-SC | Variant | Multi Distribution Break Out Cable Singlemode MPO/8 equipment unpinned to SC/APC, 8 fibers, LSZH, 26 meters |  |  |  | Fiber array cable assembly
760244910 | MDB-H08YQQ00040KSG7K2L MPO8F-SC | Variant | Multi Distribution Break Out Cable Singlemode MPO/8 equipment unpinned to SC/APC, 8 fibers, LSZH, 40 meters |  |  |  | Fiber array cable assembly
760244901 | MDB-H08YQQ00008KSG7K2L MPO8F-SC | Variant | Multi Distribution Break Out Cable Singlemode MPO/8 equipment unpinned to SC/APC, 8 fibers, LSZH, 8 meters |  |  |  | Fiber array cable assembly
760233445 |  | Variant | Patch Cord Lock and Port Blocker Removal Key Tool, Black, 1 pce | CommScope® |  |  | Lock kit ¦ Tool
760234921 | CCA-WH | Variant of CCA-CONNECTORS | Unshielded Ceiling Connector Assembly (CCA) without cordage, White | CommScope® |  |  | Connector kit
760235588 | CCA-CAT6-PLENUM-WHITE-N018 | Variant of CCA-CORDS | CommScope® Category 6 U/UTP Cord, Plenum , RJ45 to Ceiling connector, 1.5 ft, white | CommScope® |  |  | Twisted pair patch cord
760235589 | CCA-CAT6A-LSZH-BLACK-N018 | Variant of CCA-CORDS | CommScope® Category 6A U/UTP Cord, LSZH , RJ45 to Ceiling connector, 1.5 ft, black | CommScope® |  |  | Twisted pair patch cord
760235590 | CCA-CAT6A-LSZH-WHITE-N018 | Variant of CCA-CORDS | CommScope® Category 6A U/UTP Cord, LSZH , RJ45 to Ceiling connector, 1.5 ft, white | CommScope® |  |  | Twisted pair patch cord
760235592 | CCA-CAT6A-PLENUM-WHITE-N018 | Variant of CCA-CORDS | CommScope® Category 6A U/UTP Cord, Plenum , RJ45 to Ceiling connector, 1.5 ft, white | CommScope® |  |  | Twisted pair patch cord
760242789 | OCP-LF-02MASEN-XX-(12COL) | Variant of OCP | Fiber Optic Pigtail, 12 fibers, Singlemode, LC/UPC to Stub, 0.9 mm diameter, multicolor, 2m |  |  | OCP | Fiber pigtail ¦ multi-fiber
2160852-2 | OCP-LF-02MASEN-XX | Variant of OCP | Fiber Optic Pigtail, Simplex, Singlemode, LC/UPC to Stub, 0.9 mm diameter, 2 m, semi-tight cable |  |  | OCP | Fiber pigtail ¦ jacketed
760242776 | OCP-LG-02MASEN-XX-(8COL) | Variant of OCP | Fiber Optic Pigtail, Simplex, Singlemode, LC/APC to Stub, 0.9 mm diameter, multicolor, 8 fibers, 2 m |  |  | OCP | Fiber pigtail ¦ jacketed
2160937-1 | OCP-SF-02MASEN-XX-(12COL) | Variant of OCP | Fiber Optic Pigtail, Simplex, Singlemode, SC/UPC to Stub, 0.9 mm diameter, multicolor, 2 m |  |  | OCP | Fiber pigtail ¦ jacketed
2160620-2 | OCP-SG-02MASEN-XX | Variant of OCP | Fiber Optic Pigtail, Simplex, Singlemode, SC/APC to Stub, 0.9 mm diameter, 2 m |  |  | OCP | Fiber pigtail ¦ unjacketed
760243059 | OCP-SH-02MASEN-XX-(12COL) | Variant of OCP | Fiber Optic Pigtail, Simplex, Singlemode, SC/APC to Stub, 0.9 mm diameter, multicolor, 2 m |  |  | OCP | Fiber pigtail ¦ multi-fiber
760243038 | OCP-SH-02MASEN-XX | Variant of OCP | Fiber Optic Pigtail, Simplex, Singlemode, SC/APC to Stub, 0.9 mm diameter, 2 m, semi-tight cable |  |  | OCP | Fiber pigtail ¦ unjacketed
760253157 | OCP-S1-02MASEN-XX-(100) | Variant of OCP | Fiber Optic Pigtail, Simplex, Singlemode, SC/UPC to Stub, 0.9 mm diameter, 2 m, Kit of 100 pigtails |  |  | OCP | Fiber pigtail ¦ jacketed
FHD-H01V |  | Variant of FHD | Fiber Optic Drop Cable Assembly, hardened full-size to stub, Easy Access Cable |  |  | FHD | Fiber drop cable assembly | Build America Buy America (BABA) compliant* | Discontinued
MHD-ACC-F12J-0100F |  | Variant of MHD-TEST-CORD | Fiber Test Cable Assembly, HMFOC Jack/Non-pinned/Female to 12 SC/APCs, 100 Feet |  |  | MHD | Test patch cord ¦ multi-fiber
MHD-ACC-M12J-0050F |  | Variant of MHD-TEST-CORD | Fiber Test Cable Assembly, HMFOC Jack/Pinned/Male to 12 SC/APCs, 50 Feet |  |  | MHD | Test patch cord ¦ multi-fiber
MHD-ACC-M12N-0010F |  | Variant of MHD-TEST-CORD | Fiber Test Cable Assembly, HMFOC Jack/Pinned/Male to 12 SC/UPCs, 10 Feet |  |  | MHD | Test patch cord ¦ multi-fiber
MHD-ACC-F12K-2.5F |  | Variant of MHD-TEST-CORD | Fiber Test Cable Assembly, HMFOC Jack/Non-pinned/Female to 12 LC/UPCs, 2.5 Feet |  |  | MHD | Test patch cord ¦ multi-fiber
760252081 | HCA-ACC-SCAPC-CVTR | Variant of HCA-ACC | Prodigy SC/APC Converter |  | PRODIGY™ | HCA | Fiber converter
760252080 | HCA-ACC-DLX-CVTR | Variant of HCA-ACC | Prodigy DLX Converter |  | PRODIGY™ | HCA | Fiber converter
760253498 | OCJ-EC-03MASIA-S2 | Variant of OCJ | Fiber Optic Patch Cord, Simplex, Singlemode, LSH/APC to SC/APC, 1.8 mm diameter, yellow, 3m |  |  | OCJ | Fiber patch cord ¦ simplex
2055554-2 | OCJ-S3-02MASIA-S3 | Variant of OCJ | Fiber Optic Patch Cord, Simplex, Singlemode, SC/APC 9° to SC/APC 9°, yellow, 3 m |  |  | OCJ | Fiber patch cord ¦ simplex
760255329 | OCJ-EC-01MASHA-L1 | Variant of OCJ | Fiber Optic Patch Cord, Duplex, Singlemode, LSH/APC to LC/UPC, 1.8 mm diameter, yellow, 1m |  |  | OCJ | Fiber patch cord ¦ duplex
760255325 | OCJ-EC-01MASIA-L1 | Variant of OCJ | Fiber Optic Patch Cord, Simplex, Singlemode, LSH/APC to LC/UPC, 1.8 mm diameter, yellow, 1m |  |  | OCJ | Fiber patch cord ¦ simplex
760255326 | OCJ-EC-02MASIA-L1 | Variant of OCJ | Fiber Optic Patch Cord, Simplex, Singlemode, LSH/APC to LC/UPC, 1.8 mm diameter, yellow, 2m |  |  | OCJ | Fiber patch cord ¦ simplex
760255330 | OCJ-EC-02MASHA-L1 | Variant of OCJ | Fiber Optic Patch Cord, Duplex, Singlemode, LSH/APC to LC/UPC, 1.8 mm diameter, yellow, 2m |  |  | OCJ | Fiber patch cord ¦ duplex
760255332 | OCJ-EC-10MASHA-L1 | Variant of OCJ | Fiber Optic Patch Cord, Duplex, Singlemode, LSH/APC to LC/UPC, 1.8 mm diameter, yellow, 10m |  |  | OCJ | Fiber patch cord ¦ duplex
760253829 | OCJ-EC-20MASHA-L1 | Variant of OCJ | Fiber Optic Patch Cord, Duplex, Singlemode, LSH/APC to LC/UPC, 1.8 mm diameter, yellow, 20m |  |  | OCJ | Fiber patch cord ¦ duplex
1920617-5 | OCJ-L1-05MASIA-S1 | Variant of OCJ | Fiber Optic Patch Cord, Simplex, Singlemode, LC/UPC to SC/UPC, yellow, 5 m |  |  | OCJ | Fiber patch cord ¦ simplex
1-1920533-0 | OCJ-L1-10MASIA-S2 | Variant of OCJ | Fiber Optic Patch Cord, Simplex, Singlemode, LC/UPC to SC/APC, yellow, 10 m |  |  | OCJ | Fiber patch cord ¦ simplex
760245627 | OCJ-L1-01MASIA-S3 | Variant of OCJ | Fiber Optic Patch Cord, Simplex, Singlemode, LC/UPC to SC/APC 9°, yellow, 1 m |  |  | OCJ | Fiber patch cord ¦ simplex
760245623 | OCJ-L1-02MASIA-S3 | Variant of OCJ | Fiber Optic Patch Cord, Simplex, Singlemode, LC/UPC to SC/APC 9°, yellow, 2 m |  |  | OCJ | Fiber patch cord ¦ simplex
1920838-2 | OCJ-L1-02MASHA-S3 | Variant of OCJ | Fiber Optic Patch Cord, Duplex, Singlemode, LC/UPC to SC/APC 9°, yellow, 2 m |  |  | OCJ | Fiber patch cord ¦ duplex
2055582-1 | OCJ-L1-01MASHA-S2 | Variant of OCJ | Fiber Optic Patch Cord, Duplex, Singlemode, LC/UPC to SC/APC, yellow, 1 m |  |  | OCJ | Fiber patch cord ¦ duplex
2055582-3 | OCJ-L1-03MASHA-S2 | Variant of OCJ | Fiber Optic Patch Cord, Duplex, Singlemode, LC/UPC to SC/APC, yellow, 3 m |  |  | OCJ | Fiber patch cord ¦ duplex
2055582-5 | OCJ-L1-05MASHA-S2 | Variant of OCJ | Fiber Optic Patch Cord, Duplex, Singlemode, LC/UPC to SC/APC, yellow, 5 m |  |  | OCJ | Fiber patch cord ¦ duplex
2055442-2 | OCJ-L1-02MASHA-S1 | Variant of OCJ | Fiber Optic Patch Cord, Duplex, Singlemode, LC/UPC to SC/UPC, yellow, 2 m |  |  | OCJ | Fiber patch cord ¦ duplex
760251530 | OCJ-L1-02MASIA-L2 | Variant of OCJ | Fiber Optic Patch Cord, Simplex, Singlemode, LC/UPC to LC/APC, yellow, 2 m |  |  | OCJ | Fiber patch cord ¦ simplex
760254676 | OCJ-L1-03MASIA-L2 | Variant of OCJ | Fiber Optic Patch Cord, Simplex, Singlemode, LC/UPC to LC/APC, yellow, 3 m |  |  | OCJ | Fiber patch cord ¦ simplex
760245621 | OCJ-L1-10MASIA-L1 | Variant of OCJ | Fiber Optic Patch Cord, Simplex, Singlemode, LC/UPC to LC/UPC, yellow, 10 m |  |  | OCJ | Fiber patch cord ¦ simplex
760245908 | OCJ-L1-15MASIA-L1 | Variant of OCJ | Fiber Optic Patch Cord, Simplex, Singlemode, LC/UPC to LC/UPC, yellow, 15 m |  |  | OCJ | Fiber patch cord ¦ simplex
460158649 | OCJ-L1-30MASIA-L1 | Variant of OCJ | Fiber Optic Patch Cord, Simplex, Singlemode, LC/UPC to LC/UPC, yellow, 30 m |  |  | OCJ | Fiber patch cord ¦ simplex
760248794 | OCJ-L2-01MASIA-L2 | Variant of OCJ | Fiber Optic Patch Cord, Simplex, Singlemode, LC/APC to LC/APC, yellow, 1 m |  |  | OCJ | Fiber patch cord ¦ simplex
2056004-2 | OCJ-LG-02MASHA-LG | Variant of OCJ | Fiber Optic Patch Cord, Duplex, Singlemode, LC/APC to LC/APC, yellow, 2 m |  |  | OCJ | Fiber patch cord ¦ duplex
2056004-4 | OCJ-LG-04MASHA-LG | Variant of OCJ | Fiber Optic Patch Cord, Duplex, Singlemode, LC/APC to LC/APC, yellow, 4 m |  |  | OCJ | Fiber patch cord ¦ duplex
760248887 | OCJ-LG-05MASHA-LG | Variant of OCJ | Fiber Optic Patch Cord, Duplex, Singlemode, LC/APC to LC/APC, yellow, 5 m |  |  | OCJ | Fiber patch cord ¦ duplex
760248889 | OCJ-LG-10MASHA-LG | Variant of OCJ | Fiber Optic Patch Cord, Duplex, Singlemode, LC/APC to LC/APC, yellow, 10 m |  |  | OCJ | Fiber patch cord ¦ duplex
760248891 | OCJ-LG-15MASHA-LG | Variant of OCJ | Fiber Optic Patch Cord, Duplex, Singlemode, LC/APC to LC/APC, yellow, 15 m |  |  | OCJ | Fiber patch cord ¦ duplex
2161003-2 | OCJ-LG-02MASIA-LG | Variant of OCJ | Fiber Optic Patch Cord, Simplex, Singlemode, LC/APC to LC/APC, yellow, 2 m |  |  | OCJ | Fiber patch cord ¦ simplex
2161003-5 | OCJ-LG-05MASIA-LG | Variant of OCJ | Fiber Optic Patch Cord, Simplex, Singlemode, LC/APC to LC/APC, yellow, 5 m |  |  | OCJ | Fiber patch cord ¦ simplex
1-2161003-0 | OCJ-LG-10MASIA-LG | Variant of OCJ | Fiber Optic Patch Cord, Simplex, Singlemode, LC/APC to LC/APC, yellow, 10 m |  |  | OCJ | Fiber patch cord ¦ simplex
760252386 | OCJ-LG-30MASIA-LG | Variant of OCJ | Fiber Optic Patch Cord, Simplex, Singlemode, LC/APC to LC/APC, yellow, 30 m |  |  | OCJ | Fiber patch cord ¦ simplex
2160485-5 | OCJ-LG-05MASIA-SG | Variant of OCJ | Fiber Optic Patch Cord, Simplex, Singlemode, LC/APC to SC/APC, yellow, 5 m |  |  | OCJ | Fiber patch cord ¦ simplex
760242835 | OCJ-LG-01MASIA-SH | Variant of OCJ | Fiber Optic Patch Cord, Simplex, Singlemode, LC/APC to SC/APC 9°, yellow, 1 m |  |  | OCJ | Fiber patch cord ¦ simplex
1920720-2 | OCJ-L2-02MASHA-L2 | Variant of OCJ | Fiber Optic Patch Cord, Duplex, Singlemode, LC/APC to LC/APC, yellow, 2 m |  |  | OCJ | Fiber patch cord ¦ duplex
760252179 | OCJ-LF-01MASHA-LF | Variant of OCJ | Fiber Optic Patch Cord, Duplex, Singlemode, LC/UPC to LC/UPC, yellow, 1 m |  |  | OCJ | Fiber patch cord ¦ duplex
760254256 | OCJ-LF-03MASHA-LF | Variant of OCJ | Fiber Optic Patch Cord, Duplex, Singlemode, LC/UPC to LC/UPC, yellow, 3 m |  |  | OCJ | Fiber patch cord ¦ duplex
760250501 | OCJ-LF-02MASIA-LF | Variant of OCJ | Fiber Optic Patch Cord, Simplex, Singlemode, LC/UPC to LC/UPC, yellow, 2 m |  |  | OCJ | Fiber patch cord ¦ simplex
760250505 | OCJ-LF-20MASIA-LF | Variant of OCJ | Fiber Optic Patch Cord, Simplex, Singlemode, LC/UPC to LC/UPC, yellow, 20 m |  |  | OCJ | Fiber patch cord ¦ simplex
760250498 | OCJ-LF-30MASIA-LF | Variant of OCJ | Fiber Optic Patch Cord, Simplex, Singlemode, LC/UPC to LC/UPC, yellow, 30 m |  |  | OCJ | Fiber patch cord ¦ simplex
760254432 | OCJ-LF-04MASIA-SG | Variant of OCJ | Fiber Optic Patch Cord, Simplex, Singlemode, SC/APC to LC/UPC, yellow, 4 m |  |  | OCJ | Fiber patch cord ¦ simplex
760254253 | OCJ-LF-03MASIA-SH | Variant of OCJ | Fiber Optic Patch Cord, Simplex, Singlemode, LC/UPC to SC/APC 9°, yellow, 3 m |  |  | OCJ | Fiber patch cord ¦ simplex
760253382 | OCJ-LF-03MASHA-SF | Variant of OCJ | Fiber Optic Patch Cord, Duplex, Singlemode, LC/UPC to SC/UPC, yellow, 3 m |  |  | OCJ | Fiber patch cord ¦ duplex
760252490 | OCJ-LF-10MASHA-SF | Variant of OCJ | Fiber Optic Patch Cord, Duplex, Singlemode, LC/UPC to SC/UPC, yellow, 10 m |  |  | OCJ | Fiber patch cord ¦ duplex
760254484 | OCJ-LF-04MASIA-SF | Variant of OCJ | Fiber Optic Patch Cord, Simplex, Singlemode, SC/UPC to LC/UPC, yellow, 4 m |  |  | OCJ | Fiber patch cord ¦ simplex
2160832-3 | OCJ-SG-03MASIA-SG | Variant of OCJ | Fiber Optic Patch Cord, Simplex, Singlemode, SC/APC to SC/APC, yellow, 3 m |  |  | OCJ | Fiber patch cord ¦ simplex
760250822 | OCJ-SG-15MASIA-SG | Variant of OCJ | Fiber Optic Patch Cord, Simplex, Singlemode, SC/APC to SC/APC, yellow, 15 m |  |  | OCJ | Fiber patch cord ¦ simplex
760250366 | OCJ-SG-02MHSIA-SG | Variant of OCJ | Fiber Optic Patch Cord, Duplex, Singlemode, SC/APC to SC/APC, yellow, 2 m |  |  | OCJ | Fiber patch cord ¦ duplex
2-2055025-5 | OCJ-S2-25MASHA-S2 | Variant of OCJ | Fiber Optic Patch Cord, Simplex, Singlemode, SC/APC to SC/APC, yellow, 25 m |  |  | OCJ | Fiber patch cord ¦ simplex
760250392 | OCJ-S2-30MASHA-S2 | Variant of OCJ | Fiber Optic Patch Cord, Duplex, Singlemode, SC/APC to SC/APC, yellow, 30 m |  |  | OCJ | Fiber patch cord ¦ duplex
760254255 | OCJ-SH-03MASIA-SH | Variant of OCJ | Fiber Optic Patch Cord, Simplex, Singlemode, SC/APC 9° to SC/APC 9°, yellow, 3 m |  |  | OCJ | Fiber patch cord ¦ simplex
760254252 | OCJ-SH-02MASIA-SH | Variant of OCJ | Fiber Optic Patch Cord, Simplex, Singlemode, SC/APC 9° to SC/APC 9°, yellow, 2 m |  |  | OCJ | Fiber patch cord ¦ simplex
2055554-1 | OCJ-S3-01MASIA-S3 | Variant of OCJ | Fiber Optic Patch Cord, Simplex, Singlemode, SC/APC 9° to SC/APC 9°, yellow, 1 m |  |  | OCJ | Fiber patch cord ¦ simplex
760239117 | OCJ-SF-01MASIA-SG | Variant of OCJ | Fiber Optic Patch Cord, Simplex, Singlemode, SC/UPC to SC/APC, yellow, 1 m |  |  | OCJ | Fiber patch cord ¦ simplex
2160872-3 | OCJ-SF-03MASIA-SG | Variant of OCJ | Fiber Optic Patch Cord, Simplex, Singlemode, SC/UPC to SC/APC, yellow, 3 m |  |  | OCJ | Fiber patch cord ¦ simplex
2160363-1 | OCJ-S1-01MASIA-S2 | Variant of OCJ | Fiber Optic Patch Cord, Simplex, Singlemode, SC/UPC to SC/APC, yellow, 1 m |  |  | OCJ | Fiber patch cord ¦ simplex
2160363-2 | OCJ-S1-02MASIA-S2 | Variant of OCJ | Fiber Optic Patch Cord, Simplex, Singlemode, SC/UPC to SC/APC, yellow, 2 m |  |  | OCJ | Fiber patch cord ¦ simplex
760254921 | OCJ-S1-03MASIA-S2 | Variant of OCJ | Fiber Optic Patch Cord, Simplex, Singlemode, SC/UPC to SC/APC, yellow, 3 m |  |  | OCJ | Fiber patch cord ¦ simplex
760253384 | OCJ-S1-01MASHA-L1 | Variant of OCJ | Fiber Optic Patch Cord, Duplex, Singlemode, LC/UPC to SC/UPC, yellow, 1 m |  |  | OCJ | Fiber patch cord ¦ duplex
760253712 | OCJ-S1-02MASHA-L1 | Variant of OCJ | Fiber Optic Patch Cord, Duplex, Singlemode, LC/UPC to SC/UPC, yellow, 2 m |  |  | OCJ | Fiber patch cord ¦ duplex
1-2055083-5 | OCJ-S1-15MASHA-S2 | Variant of OCJ | Fiber Optic Patch Cord, Duplex, Singlemode, SC/UPC to SC/APC, yellow, 15 m |  |  | OCJ | Fiber patch cord ¦ duplex
3-2055083-0 | OCJ-S1-30MASHA-S2 | Variant of OCJ | Fiber Optic Patch Cord, Duplex, Singlemode, SC/UPC to SC/APC, yellow, 30 m |  |  | OCJ | Fiber patch cord ¦ duplex
760253275 | OCJ-SF-05MASHA-SF | Variant of OCJ | Fiber Optic Patch Cord, Duplex, Singlemode, SC/UPC to SC/UPC, yellow, 5 m |  |  | OCJ | Fiber patch cord ¦ duplex
1920604-2 | OCJ-S1-02MASHA-S1 | Variant of OCJ | Fiber Optic Patch Cord, Duplex, Singlemode, SC/UPC to SC/UPC, yellow, 2 m |  |  | OCJ | Fiber patch cord ¦ duplex
2111179-4 |  | Variant | RJ45 Patch Cord, category 6A, UTP, with security key, black, 4 ft | NETCONNECT® |  |  | Twisted pair patch cord |  | Discontinued
2111225-3 |  | Variant | RJ45 Patch Cord, category 6, UTP, black, 3 ft | NETCONNECT® |  |  | Twisted pair patch cord |  | Discontinued
2111225-9 |  | Variant | RJ45 Patch Cord, category 6, UTP, black, 9 ft | NETCONNECT® |  |  | Twisted pair patch cord |  | Discontinued
2111236-7 |  | Variant | RJ45 Patch Cord, category 6A, blue, 7 ft | NETCONNECT® |  |  | Twisted pair patch cord |  | Discontinued
2134200-2 |  | Variant | RJ45 Patch Cord, category 6, S/FTP, with security key, white, 2 m | NETCONNECT® |  |  | Twisted pair patch cord |  | Discontinued
2134200-4 |  | Variant | RJ45 Patch Cord, category 6, S/FTP, with security key, white, 4 m | NETCONNECT® |  |  | Twisted pair patch cord |  | Discontinued
2134200-5 |  | Variant | RJ45 Patch Cord, category 6, S/FTP, with security key, white, 5 m | NETCONNECT® |  |  | Twisted pair patch cord |  | Discontinued
2134201-2 |  | Variant | RJ45 Patch Cord, category 6, U/UTP, with security key, white, 2 m | NETCONNECT® |  |  | Twisted pair patch cord |  | Discontinued
2134201-3 |  | Variant | RJ45 Patch Cord, category 6, U/UTP, with security key, white, 3 m | NETCONNECT® |  |  | Twisted pair patch cord |  | Discontinued
2134201-5 |  | Variant | RJ45 Patch Cord, category 6, U/UTP, with security key, white, 5 m | NETCONNECT® |  |  | Twisted pair patch cord |  | Discontinued
2160046-6 |  | Variant of 2160046 | Fiber Optic Patch Cord, OM4, LC duplex to LC duplex, 1.8 mm LSZH, 6 m, aqua | CommScope® |  | 216 | Fiber patch cord ¦ duplex
2160046-7 |  | Variant of 2160046 | Fiber Optic Patch Cord, OM4, LC duplex to LC duplex, 1.8 mm LSZH, 7 m, aqua | CommScope® |  | 216 | Fiber patch cord ¦ duplex
2160062-9 | OCP-M-S5-09MESDA-XX | Variant of OCP | Fiber Optic Pigtail, Multimode, SC/UPC to Stub, 9 m |  |  | OCP | Fiber pigtail ¦ unjacketed |  | Discontinued
2160046-1 |  | Variant of 2160046 | Fiber Optic Patch Cord, OM4, LC duplex to LC duplex, 1.8 mm LSZH, 1 m, aqua | CommScope® |  | 216 | Fiber patch cord ¦ duplex
2160046-9 |  | Variant of 2160046 | Fiber Optic Patch Cord, Duplex, Multimode, LC/UPC to LC/UPC, aqua, 9 m | CommScope® |  | 216 | Fiber patch cord ¦ duplex
2160662-3 | OCP-S3-03MASEN-XX | Variant of OCP | Fiber Optic Pigtail, Simplex, Singlemode, SC/APC to Stub, 0.9 mm diameter, 3 m |  |  | OCP | Fiber pigtail ¦ jacketed
2160742-2 | OCP-L2-02MASEN-XX-(12COL) | Variant of OCP | Fiber Optic Pigtail, Simplex, Singlemode, LC/APC to Stub, 0.9 mm diameter, multicolor, 2 m |  |  | OCP | Fiber pigtail ¦ jacketed
2160832-5 | OCJ-SG-05MASIA-SG | Variant of OCJ | Fiber Optic Patch Cord, Simplex, Singlemode, SC/APC to SC/APC, yellow, 5 m |  |  | OCJ | Fiber patch cord ¦ simplex
2160872-5 | OCJ-SF-05MASIA-SG | Variant of OCJ | Fiber Optic Patch Cord, Simplex, Singlemode, SC/UPC to SC/APC, yellow, 5 m |  |  | OCJ | Fiber patch cord ¦ simplex
2160832-2 | OCJ-SG-02MASIA-SG | Variant of OCJ | Fiber Optic Patch Cord, Simplex, Singlemode, SC/APC to SC/APC, yellow, 2 m |  |  | OCJ | Fiber patch cord ¦ simplex
2843022-1 | MP-ColorClip-Almond-50 | Variant | Modular Plug Color Clip, Almond, 50 pcs | CommScope® |  |  | Modular plug boot clip
2843059-3 | NPC-UNC-PULLTAB-WH | Variant | Copper Patch Cord Pull Tab, White | CommScope® |  | NPC ¦ UC1 | Pull kit
2843022-4 | MP-ColorClip-Gray-50 | Variant | Modular Plug Color Clip, Gray, 50 pcs | CommScope® |  |  | Modular plug boot clip
64512077-10 | 6451 2 077-10 | Variant | LSA-PLUS® Test Cord, 2 pole, 2 banana sockets, 0.19 m |  | LSA-PLUS® | LSA-PLUS | Copper test cord
64512072-00 | 6451 2 072-00 | Variant | LSA-PLUS® Patch Cord, 4 pole, 2 plugs, 1 m |  | LSA-PLUS® | LSA-PLUS | Copper patch cord
64512072-02 | 6451 2 072-02 | Variant | LSA-PLUS® Patch Cord, 4 pole, 2 plugs, 2 m |  | LSA-PLUS® | LSA-PLUS | Copper patch cord
64512073-02 | 6451 2 073-02 | Variant | LSA-PLUS® Patch Cord, 2 pole, open ended, 2 m |  | LSA-PLUS® | LSA-PLUS | Copper patch cord
64512074-02 | 6451 2 074-02 | Variant | LSA-PLUS® Patch Cord, 2 pole, 2 plugs, 2 m |  | LSA-PLUS® | LSA-PLUS | Copper patch cord
6536880-1 |  | Variant of 6536880 | Fiber Optic Pigtail, Simplex, Singlemode, LC/UPC to Stub, 1 m | CommScope® |  |  | Fiber pigtail ¦ unjacketed
66242340-09 | 6624 2 340-09 | Variant | LSA-PLUS® Test Cord, LSA-PLUS to Banana socket, 0.2 m |  | LSA-PLUS® | LSA-PLUS | Copper test cord
66242040-02 | 6624 2 040-02 | Variant | LSA-PLUS® Test Cord, LSA-PLUS plug to Banana socket, 2 m |  | LSA-PLUS® | LSA-PLUS | Copper test cord
66242040-09 | 6624 2 040-09 | Variant | LSA-PLUS® Test Cord, LSA-PLUS to Banana socket, 0.2 m |  | LSA-PLUS® | LSA-PLUS | Copper test cord
66242541-02 | 6624 2 541-02 | Variant | LSA-PLUS® Patch Cord, 2/4-4S plugs, 2 m |  | LSA-PLUS® | LSA-PLUS | Copper patch cord
66242801-02 | 6624 2 801-02 | Variant | LSA-PLUS® Patch Cord, 2/4, 4 pole plugs, 2 m |  | LSA-PLUS® | LSA-PLUS | Copper patch cord
66472000-07 | 6647 2 000-07 | Variant | LSA-PLUS® Patch Cord, LSA-PLUS to LSA-PLUS, 1-pair, white, 7 ft |  | LSA-PLUS® | LSA-PLUS | Copper patch cord
2-2105027-2 |  | Variant of 2105027 | Fiber Optic Patch Cord, OM3, LC/LC duplex, 1.8 mm LSZH & OFNR, 22 m, aqua | CommScope® |  | 210 | Fiber patch cord ¦ duplex
2-2105027-4 |  | Variant of 2105027 | Fiber Optic Patch Cord, OM3, LC/LC duplex, 1.8 mm LSZH & OFNR, 24 m, aqua | CommScope® |  | 210 | Fiber patch cord ¦ duplex
2-2105028-0 |  | Variant of 2105028 | Fiber Optic Patch Cord, Duplex, Singlemode, LC/UPC to LC/UPC, yellow, 20 m | CommScope® |  | 210 | Fiber patch cord ¦ duplex
2-2105028-5 |  | Variant of 2105028 | Fiber Optic Patch Cord, Duplex, Singlemode, LC/UPC to LC/UPC, yellow, 25 m | CommScope® |  | 210 | Fiber patch cord ¦ duplex
2-2105061-5 |  | Variant of 2105061 | Fiber Optic Patch Cord, Duplex, Multimode, LC/UPC to LC/UPC, LSZH & OFNR, aqua, 25 m | CommScope® |  | 210 | Fiber patch cord ¦ duplex
2-2105067-0 |  | Variant of 2105067 | Fiber Optic Patch Cord, Duplex, Multimode, LC/UPC to LC/UPC, aqua, 20 m | CommScope® |  | 210 | Fiber patch cord ¦ duplex
2055109-2 |  | Variant of 2055109 | Fiber Optic Patch Cord, LC to SC, OM3 XG 10 Gb/s, twin zip, 2 m, aqua | CommScope® |  | 205 | Fiber patch cord ¦ duplex
2055025-3 | OCJ-S2-03MASHA-S2 | Variant of OCJ | Fiber Optic Patch Cord, Duplex, Singlemode, SC/APC to SC/APC, yellow, 3 m |  |  | OCJ | Fiber patch cord ¦ duplex
2055109-3 |  | Variant of 2055109 | Fiber Optic Patch Cord, LC to SC, OM3 XG 10 Gb/s, twin zip, 3 m, aqua | CommScope® |  | 205 | Fiber patch cord ¦ duplex
2055253-3 | OCJ-S2-03MASIA-S2 | Variant of OCJ | Fiber Optic Patch Cord, Simplex, Singlemode, SC/APC to SC/APC, yellow, 3 m |  |  | OCJ | Fiber patch cord ¦ simplex
2055109-5 |  | Variant of 2055109 | Fiber Optic Patch Cord, Duplex, Multimode, LC/UPC to SC/UPC, aqua, 5 m | CommScope® |  | 205 | Fiber patch cord ¦ duplex
2055253-5 | OCJ-S2-05MASIA-S2 | Variant of OCJ | Fiber Optic Patch Cord, Simplex, Singlemode, SC/APC to SC/APC, yellow, 5 m |  |  | OCJ | Fiber patch cord ¦ simplex
2055083-2 | OCJ-S1-02MASHA-S2 | Variant of OCJ | Fiber Optic Patch Cord, Duplex, Singlemode, SC/UPC to SC/APC, yellow, 2 m |  |  | OCJ | Fiber patch cord ¦ duplex
2055108-3 |  | Variant of 2055108 | Fiber Optic Patch Cord, Duplex, Multimode, SC/UPC to SC/UPC, aqua, 3 m | CommScope® |  | 205 | Fiber patch cord ¦ duplex
2055554-3 | OCJ-S3-03MASIA-S3 | Variant of OCJ | Fiber Optic Patch Cord, Simplex, Singlemode, SC/APC 9° to SC/APC 9°, yellow, 3 m |  |  | OCJ | Fiber patch cord ¦ simplex
2055253-2 | OCJ-S2-02MASIA-S2 | Variant of OCJ | Fiber Optic Patch Cord, Simplex, Singlemode, SC/APC to SC/APC, yellow, 2 m |  |  | OCJ | Fiber patch cord ¦ simplex
2055371-5 | OCJ-S3-05MASHA-S3 | Variant of OCJ | Fiber Optic Patch Cord, Duplex, Singlemode, SC/APC 9° to SC/APC 9°, yellow, 5 m |  |  | OCJ | Fiber patch cord ¦ duplex
2055025-2 | OCJ-S2-02MASHA-S2 | Variant of OCJ | Fiber Optic Patch Cord, Duplex, Singlemode, SC/APC to SC/APC, yellow, 2 m |  |  | OCJ | Fiber patch cord ¦ duplex
2105028-6 |  | Variant of 2105028 | Fiber Optic Patch Cord, Duplex, Singlemode, LC/UPC to LC/UPC, yellow, 6 m | CommScope® |  | 210 | Fiber patch cord ¦ duplex
2105027-7 |  | Variant of 2105027 | Fiber Optic Patch Cord, OM3, LC to LC duplex, 1.8 mm LSZH & OFNR, 7 m, aqua | CommScope® |  | 210 | Fiber patch cord ¦ duplex
2105028-7 |  | Variant of 2105028 | Fiber Optic Patch Cord, OS2, LC to LC duplex, 1.8 mm LSZH & OFNR, 7 m | CommScope® |  | 210 | Fiber patch cord ¦ duplex
2105027-8 |  | Variant of 2105027 | Fiber Optic Patch Cord, OM3, LC to LC duplex, 1.8 mm LSZH & OFNR, 8 m, aqua | CommScope® |  | 210 | Fiber patch cord ¦ duplex
2105028-8 |  | Variant of 2105028 | Fiber Optic Patch Cord, OS2, LC to LC duplex, 1.8 mm LSZH & OFNR, 8 m | CommScope® |  | 210 | Fiber patch cord ¦ duplex
2105027-9 |  | Variant of 2105027 | Fiber Optic Patch Cord, OM3, LC to LC duplex, 1.8 mm LSZH & OFNR, 9 m, aqua | CommScope® |  | 210 | Fiber patch cord ¦ duplex
2105028-9 |  | Variant of 2105028 | Fiber Optic Patch Cord, OS2, LC to LC duplex, 1.8 mm LSZH & OFNR, 9 m | CommScope® |  | 210 | Fiber patch cord ¦ duplex
2105032-8 |  | Variant of 2105032 | Fiber Optic Patch Cord, Duplex, Singlemode, LC/UPC to SC/UPC, yellow, 8 m | CommScope® |  | 210 | Fiber patch cord ¦ duplex
2105028-3 |  | Variant of 2105028 | Fiber Optic Patch Cord, OS2, LC to LC duplex, 1.8 mm LSZH & OFNR, 3 m | CommScope® |  | 210 | Fiber patch cord ¦ duplex
2105028-5 |  | Variant of 2105028 | Fiber Optic Patch Cord, OS2, LC to LC duplex, 1.8 mm LSZH & OFNR, 5 m | CommScope® |  | 210 | Fiber patch cord ¦ duplex
2105061-2 |  | Variant of 2105061 | Fiber Optic Patch Cord, Duplex, Multimode, LC/UPC to LC/UPC, LSZH & OFNR, aqua, 2 m | CommScope® |  | 210 | Fiber patch cord ¦ duplex
2105067-2 |  | Variant of 2105067 | Fiber Optic Patch Cord, Duplex, Multimode, LC/UPC to SC/UPC, aqua, 2 m | CommScope® |  | 210 | Fiber patch cord ¦ duplex
2105032-3 |  | Variant of 2105032 | Fiber Optic Patch Cord, Duplex, Singlemode, LC/UPC to SC/UPC, yellow, 3 m | CommScope® |  | 210 | Fiber patch cord ¦ duplex
2105093-5 |  | Variant of 2105093 | Fiber Optic Patch Cord, Duplex, OM4, SC/UPC to SC/UPC, LSZH & OFNR, aqua, 5 m | CommScope® |  | 210 | Fiber patch cord ¦ duplex
2105067-3 |  | Variant of 2105067 | Fiber Optic Patch Cord, Duplex, Multimode, LC/UPC to SC/UPC, aqua, 3 m | CommScope® |  | 210 | Fiber patch cord ¦ duplex
2105092-1 |  | Variant of 2105092 | Fiber Optic Patch Cord, Duplex, OS2, SC/UPC to SC/UPC, LSZH & OFNR, yellow, 1 m | CommScope® |  | 210 | Fiber patch cord ¦ duplex
2105061-7 |  | Variant of 2105061 | Fiber Optic Patch Cord, Duplex, Multimode, LC/UPC to LC/UPC, LSZH & OFNR, aqua, 7 m | CommScope® |  | 210 | Fiber patch cord ¦ duplex
2105092-2 |  | Variant of 2105092 | Fiber Optic Patch Cord, Duplex, OS2, SC/UPC to SC/UPC, LSZH & OFNR, yellow, 2 m | CommScope® |  | 210 | Fiber patch cord ¦ duplex
2105061-8 |  | Variant of 2105061 | Fiber Optic Patch Cord, Duplex, Multimode, LC/UPC to LC/UPC, LSZH & OFNR, aqua, 8 m | CommScope® |  | 210 | Fiber patch cord ¦ duplex
2105092-3 |  | Variant of 2105092 | Fiber Optic Patch Cord, Duplex, OS2, SC/UPC to SC/UPC, LSZH & OFNR, yellow, 3 m | CommScope® |  | 210 | Fiber patch cord ¦ duplex
2105067-1 |  | Variant of 2105067 | Fiber Optic Patch Cord, Duplex, Multimode, LC/UPC to SC/UPC, aqua, 1 m | CommScope® |  | 210 | Fiber patch cord ¦ duplex
2105093-1 |  | Variant of 2105093 | Fiber Optic Patch Cord, Duplex, OM4, SC/UPC to SC/UPC, LSZH & OFNR, aqua, 1 m | CommScope® |  | 210 | Fiber patch cord ¦ duplex
2105093-2 |  | Variant of 2105093 | Fiber Optic Patch Cord, Duplex, OM4, SC/UPC to SC/UPC, LSZH & OFNR, aqua, 2 m | CommScope® |  | 210 | Fiber patch cord ¦ duplex
2843059-4 | NPC-UNC-PULLTAB-GY | Variant | Copper Patch Cord Pull Tab, Gray | CommScope® |  | NPC ¦ UC1 | Pull kit
2843022-6 | MP-ColorClip-Blue-50 | Variant | Modular Plug Color Clip, Blue, 50 pcs | CommScope® |  |  | Modular plug boot clip |  | Discontinued
2843059-5 | NPC-UNC-PULLTAB-OR | Variant | Copper Patch Cord Pull Tab, Orange | CommScope® |  | NPC ¦ UC1 | Pull kit
2843022-7 | MP-ColorClip-Red-50 | Variant | Modular Plug Color Clip, Red, 50 pcs | CommScope® |  |  | Modular plug boot clip |  | Discontinued
2843059-6 | NPC-UNC-PULLTAB-BL | Variant | Copper Patch Cord Pull Tab, Blue | CommScope® |  | NPC ¦ UC1 | Pull kit
2843022-8 | MP-ColorClip-Yellow-50 | Variant | Modular Plug Color Clip, Yellow, 50 pcs | CommScope® |  |  | Modular plug boot clip |  | Discontinued
2843059-7 | NPC-UNC-PULLTAB-RD | Variant | Copper Patch Cord Pull Tab, Red | CommScope® |  | NPC ¦ UC1 | Pull kit
2843022-9 | MP-ColorClip-Green-50 | Variant | Modular Plug Color Clip, Green, 50 pcs | CommScope® |  |  | Modular plug boot clip |  | Discontinued
2843059-8 | NPC-UNC-PULLTAB-YL | Variant | Copper Patch Cord Pull Tab, Yellow | CommScope® |  | NPC ¦ UC1 | Pull kit
2843059-9 | NPC-UNC-PULLTAB-GN | Variant | Copper Patch Cord Pull Tab, Green | CommScope® |  | NPC ¦ UC1 | Pull kit
3-1920743-5 |  | Variant of 1920743 | Fiber Optic Patch Cord, Duplex, Multimode, LC/UPC to LC/UPC, 35 m | CommScope® |  | 192 | Fiber patch cord ¦ duplex
3-2055554-0 | OCJ-S3-30MASIA-S3 | Variant of OCJ | Fiber Optic Patch Cord, Simplex, Singlemode, SC/APC 9° to SC/APC 9°, yellow, 30 m |  |  | OCJ | Fiber patch cord ¦ simplex
3-1920604-0 | OCJ-S1-30MASHA-S1 | Variant of OCJ | Fiber Optic Patch Cord, Duplex, Singlemode, SC/UPC to SC/UPC, yellow, 30 m |  |  | OCJ | Fiber patch cord ¦ duplex
3-1920606-0 | OCJ-L1-30MASHA-L1 | Variant of OCJ | Fiber Optic Patch Cord, Duplex, Singlemode, LC/UPC to LC/UPC, yellow, 30 m |  |  | OCJ | Fiber patch cord ¦ duplex
3-1989798-0 |  | Variant of 1989798 | RJ45 Patch Cord, category 6, blue, 30 ft | NETCONNECT® |  |  | Twisted pair patch cord
3-2105027-0 |  | Variant of 2105027 | Fiber Optic Patch Cord, OM3, LC/LC duplex, 1.8 mm LSZH & OFNR, 30 m, aqua | CommScope® |  | 210 | Fiber patch cord ¦ duplex
3-2105027-2 |  | Variant of 2105027 | Fiber Optic Patch Cord, OM3, LC/LC duplex, 1.8 mm LSZH & OFNR, 32 m, aqua | CommScope® |  | 210 | Fiber patch cord ¦ duplex
3-2105027-5 |  | Variant of 2105027 | Fiber Optic Patch Cord, OM3, LC/LC duplex, 1.8 mm LSZH & OFNR, 35 m, aqua | CommScope® |  | 210 | Fiber patch cord ¦ duplex
3-2105032-0 |  | Variant of 2105032 | Fiber Optic Patch Cord, OS2, LC/SC duplex, 1.8 mm LSZH & OFNR, 30 m | CommScope® |  | 210 | Fiber patch cord ¦ duplex
3-2105027-9 |  | Variant of 2105027 | Fiber Optic Patch Cord, OM3, LC/LC duplex, 1.8 mm LSZH & OFNR, 39 m, aqua | CommScope® |  | 210 | Fiber patch cord ¦ duplex
3-2105028-5 |  | Variant of 2105028 | Fiber Optic Patch Cord, OS2, LC/LC duplex, 1.8 mm LSZH & OFNR, 35 m | CommScope® |  | 210 | Fiber patch cord ¦ duplex
3-2105061-0 |  | Variant of 2105061 | Fiber Optic Patch Cord, Duplex, Multimode, LC/UPC to LC/UPC, LSZH & OFNR, aqua, 30 m | CommScope® |  | 210 | Fiber patch cord ¦ duplex
3-2105093-0 |  | Variant of 2105093 | Fiber Optic Patch Cord, Duplex, OM4, SC/UPC to SC/UPC, LSZH & OFNR, aqua, 30 m | CommScope® |  | 210 | Fiber patch cord ¦ duplex
3-2105093-5 |  | Variant of 2105093 | Fiber Optic Patch Cord, Duplex, OM4, SC/UPC to SC/UPC, LSZH & OFNR, aqua, 35 m | CommScope® |  | 210 | Fiber patch cord ¦ duplex
3-2160046-5 |  | Variant of 2160046 | Fiber Optic Patch Cord, OM4, LC duplex to LC duplex, LSZH, 35 m, aqua | CommScope® |  | 216 | Fiber patch cord ¦ duplex
3-2160046-0 |  | Variant of 2160046 | Fiber Optic Patch Cord, OM4, LC duplex to LC duplex, LSZH, 30 m, aqua | CommScope® |  | 216 | Fiber patch cord ¦ duplex
300001719337 | FPM-07/7-AT026M-25/25 | Variant | Fiber Optic Patch Cord, Multi-fiber, Singlemode, 24 fibers, SC/UPC to SC/UPC, yellow, 26 m |  |  | FPM | Fiber distribution cable assembly
300001730290 | FPM-07/7-AT040M-25/60 | Variant | Fiber Optic Patch Cord, Multi-fiber, Singlemode, 24 fibers, SC/UPC to SC/UPC, yellow, 40 m |  |  | FPM | Fiber distribution cable assembly
300001728400 | FPM-07/7-AN022M-25/25 | Variant | Fiber Optic Patch Cord, Multi-fiber, Singlemode, 4 fibers, SC/UPC to SC/UPC, yellow, 22 m |  |  | FPM | Fiber distribution cable assembly
300001733952 | FPM-07/7-AN036M-25/39 | Variant | Fiber Optic Patch Cord, Multi-fiber, Singlemode, 4 fibers, SC/UPC to SC/UPC, 36 m |  |  | FPM | Fiber distribution cable assembly
300001749762 | FPM-07/7-AS033M-25/39 | Variant | Fiber Optic Patch Cord, OS2, SC/UPC-SC/UPC, 8-fiber RBR, 2.0 mm subunits, 33 m, yellow, 25"/39" breakouts |  |  | FPM | Fiber distribution cable assembly
300001751306 | FPM-07/7-AC028M-25/39 | Variant | Fiber Optic Patch Cord, Multi-fiber, Singlemode, 2 fibers, SC/UPC to SC/UPC, yellow, 28 m |  |  | FPM | Fiber distribution cable assembly
300001750681 | FPM-07/7-AT037M-25/25 | Variant | Fiber Optic Patch Cord, OS2, SC/UPC-SC/UPC, 24F RBR, 2.0 mm subunits, 37 m, yellow, 25" breakouts |  |  | FPM | Fiber distribution cable assembly
300001749222 | FPM-07/7-AT084M-39/60 | Variant | Fiber Optic Patch Cord, OS2, SC/UPC-SC/UPC, 24F RBR, 2.0 mm subunits, 84 m, yellow, 39"/60" breakouts |  |  | FPM | Fiber distribution cable assembly
300001739934 | FPM-07/7-AT024M-25/25 | Variant | Fiber Optic Patch Cord, Multi-fiber, Singlemode, 24 fibers, SC/UPC to SC/UPC, yellow, 24 m |  |  | FPM | Fiber distribution cable assembly
300001750732 | FPM-07/K-AC053M-25/39 | Variant | Fiber Optic Patch Cord, Multi-fiber, Singlemode, 2 fibers, SC/UPC to LC/UPC, 53 m |  |  | FPM | Fiber distribution cable assembly
300001756354 | FPM-07/7-AT025M-25/60 | Variant | Fiber Optic Patch Cord, OS2, SC/UPC-SC/UPC, 24F RBR, 2.0 mm subunits, 25 m, yellow, 25"/60" breakouts |  |  | FPM | Fiber distribution cable assembly
300001750667 | FPM-07/7-AT046M-25/25 | Variant | Fiber Optic Patch Cord, OS2, SC/UPC-SC/UPC, 24F RBR, 2.0 mm subunits, 46 m, yellow, 25" breakouts |  |  | FPM | Fiber distribution cable assembly
300001762333 | FPM-07/K-AN088M-25/39 | Variant | Fiber Optic Patch Cord, OS2, SC/UPC-LC/UPC, 4-fiber RBR, 2.0 mm subunits, 88 m, yellow, 25"/39" breakouts |  |  | FPM | Fiber distribution cable assembly
300001750939 | FPM-07/7-AT056M-39/60 | Variant | Fiber Optic Patch Cord, OS2, SC/UPC-SC/UPC, 24F RBR, 2.0 mm subunits, 56 m, yellow, 39"/60" breakouts |  |  | FPM | Fiber distribution cable assembly
300001751090 | FPM-07/7-AT009M-39/25 | Variant | Fiber Optic Patch Cord, OS2, SC/UPC-SC/UPC, 24F RBR, 2.0 mm subunits, 9 m, yellow, 39"/25" breakouts |  |  | FPM | Fiber distribution cable assembly
300001761471 | FPM-07/7-AT048M-25/60 | Variant | Fiber Optic Patch Cord, OS2, SC/UPC-SC/UPC, 24F RBR, 2.0 mm subunits, 48 m, yellow, 25"/60" breakouts |  |  | FPM | Fiber distribution cable assembly
300001763330 | FPM-07/7-AC062M-25/39 | Variant | Fiber Optic Patch Cord, Multi-fiber, Singlemode, 2 fibers, SC/UPC to SC/UPC, 62 m |  |  | FPM | Fiber distribution cable assembly
300001771924 | FPM-07/7-AC019M-25/25 | Variant | Fiber Optic Patch Cord, Multi-fiber, Singlemode, 2 fibers, SC/UPC to SC/UPC, yellow, 19 m |  |  | FPM | Fiber distribution cable assembly
300001763983 | FPM-07/7-AC025M-39/60 | Variant | Fiber Optic Patch Cord, Multi-fiber, Singlemode, 2 fibers, SC/UPC to SC/UPC, yellow, 25 m |  |  | FPM | Fiber distribution cable assembly
300001774231 | FPM-07/7-AN020M-39/60 | Variant | Fiber Optic Patch Cord, Multi-fiber, Singlemode, 4 fibers, SC/UPC to SC/UPC, yellow, 20 m |  |  | FPM | Fiber distribution cable assembly
300001773918 | FPM-07/7-AN022M-39/25 | Variant | Fiber Optic Patch Cord, OS2, SC/UPC-SC/UPC, 4-fiber RBR, 2.0 mm subunits, 22 m, yellow, 39"/25" breakouts |  |  | FPM | Fiber distribution cable assembly
300001773257 | MFPM-9/9-NA007M-59/72 | Variant | Fiber Optic Patch Cord, Multi-fiber, Multimode, SC/UPC to SC/UPC, orange, 7 m |  |  | FPM | Fiber distribution cable assembly |  | Discontinued
300001778927 | FPM-07/K-AC091M-25/39 | Variant | Fiber Optic Patch Cord, Multi-fiber, Singlemode, 2 fibers, SC/UPC to LC/UPC, 91 m |  |  | FPM | Fiber distribution cable assembly
300001780383 | FPM-07/K-AC014M-39/60 | Variant | Fiber Optic Patch Cord, Multi-fiber, Singlemode, 2 fibers, SC/UPC to LC/UPC, yellow, 14 m |  |  | FPM | Fiber distribution cable assembly
300001784531 | FPM-07/7-AS032M-25/39 | Variant | Fiber Optic Patch Cord, OS2, SC/UPC-SC/UPC, 8-fiber RBR, 2.0 mm subunits, 32 m, yellow, 25"/39" breakouts |  |  | FPM | Fiber distribution cable assembly
300100113819 | FPM-07/7-AT163M-25/60 | Variant | Fiber Optic Patch Cord, Multi-fiber, Singlemode, 24 fibers, SC/UPC to SC/UPC, yellow, 163 m |  |  | FPM | Fiber distribution cable assembly
320000102714 | FPM-0M/E-AT034M-VB/60 | Variant | Fiber Optic Patch Cord, OS2, LC/APC-SC/APC, 24F RBR 2.0 mm subunits, 60" variable breakout, 34 m, yellow |  |  | FPM | Fiber distribution cable assembly
320000103990 | FPM-0E/E-AN032M-25/39 | Variant | Fiber Optic Patch Cord, Multi-fiber, Singlemode, 4 fibers, SC/APC to SC/APC, yellow, 32 m |  |  | FPM | Fiber distribution cable assembly
320000101750 | FPM-07/7-AN042M-25/39 | Variant | Fiber Optic Patch Cord, OS2, SC/UPC-SC/UPC, 4-fiber RBR, 2.0 mm subunits, 42 m, yellow, 25"/39" breakouts |  |  | FPM | Fiber distribution cable assembly
320000100876 | FPM-0K/K-AC008M-39/39 | Variant | Fiber Optic Patch Cord, OS2, LC/UPC-LC/UPC, 2-fiber RBR, 2.0 mm subunits, 8 m, yellow, 39" breakouts |  |  | FPM | Fiber distribution cable assembly
320000100504 | FPM-07/7-AN026M-25/25 | Variant | Fiber Optic Patch Cord, OS2, SC/UPC-SC/UPC, 4-fiber RBR, 2.0 mm subunits, 26 m, yellow, 25" breakouts |  |  | FPM | Fiber distribution cable assembly
320000102478 | FPM-07/7-AC049M-25/25 | Variant | Fiber Optic Patch Cord, Multi-fiber, Singlemode, 2 fibers, SC/UPC to SC/UPC, yellow, 49 m |  |  | FPM | Fiber distribution cable assembly
5-2105027-5 |  | Variant of 2105027 | Fiber Optic Patch Cord, OM3, LC/LC duplex, 1.8 mm LSZH & OFNR, 55 m, aqua | CommScope® |  | 210 | Fiber patch cord ¦ duplex
5-1989798-0 |  | Variant of 1989798 | RJ45 Patch Cord, category 6, blue, 50 ft | NETCONNECT® |  |  | Twisted pair patch cord
5-2105028-0 |  | Variant of 2105028 | Fiber Optic Patch Cord, OS2, LC/LC duplex, 1.8 mm LSZH & OFNR, 50 m | CommScope® |  | 210 | Fiber patch cord ¦ duplex
5-2105061-0 |  | Variant of 2105061 | Fiber Optic Patch Cord, Duplex, Multimode, LC/UPC to LC/UPC, LSZH & OFNR, aqua, 50 m | CommScope® |  | 210 | Fiber patch cord ¦ duplex
5-2105093-0 |  | Variant of 2105093 | Fiber Optic Patch Cord, Duplex, OM4, SC/UPC to SC/UPC, LSZH & OFNR, aqua, 50 m | CommScope® |  | 210 | Fiber patch cord ¦ duplex
5-2105027-0 |  | Variant of 2105027 | Fiber Optic Patch Cord, OM3, LC/LC duplex, 1.8 mm LSZH & OFNR, 50 m, aqua | CommScope® |  | 210 | Fiber patch cord ¦ duplex
5-2160046-5 |  | Variant of 2160046 | Fiber Optic Patch Cord, Duplex, Multimode, LC/UPC to LC/UPC, aqua, 55 m | CommScope® |  | 216 | Fiber patch cord ¦ duplex
5-2105027-1 |  | Variant of 2105027 | Fiber Optic Patch Cord, OM3, LC/LC duplex, 1.8 mm LSZH & OFNR, 51 m, aqua | CommScope® |  | 210 | Fiber patch cord ¦ duplex
5-2105027-4 |  | Variant of 2105027 | Fiber Optic Patch Cord, OM3, LC/LC duplex, 1.8 mm LSZH & OFNR, 54 m, aqua | CommScope® |  | 210 | Fiber patch cord ¦ duplex
FHD-MM1C |  | Variant of FHD | Fiber Optic Drop Cable Assembly, SC/APC to SC/APC, universal flat dielectric |  |  | FHD | Fiber drop cable assembly | Build America Buy America (BABA) compliant* | Discontinued
FPCA-7EYP |  | Variant of FPCA | Fiber Optic Patch Cord, singlemode, 1.2 mm OFNP jacket, SC/UPC-SC/APC, yellow |  |  | FPCA | Fiber patch cord ¦ simplex
FPCA-EKYP |  | Variant of FPCA | Fiber Optic Patch Cord, singlemode, 1.2 mm OFNP jacket, SC/APC-LC/UPC yellow |  |  | FPCA | Fiber patch cord ¦ simplex
FPCA-KMYP |  | Variant of FPCA | Fiber Optic Patch Cord, singlemode, 1.2 mm OFNP jacket, LC/UPC-LC/APC, yellow |  |  | FPCA | Fiber patch cord ¦ simplex
COP1KW2-88F003 |  | Variant of CCA-CORDS | CommScope® Category 6A, F/UTP Cord, Shielded, Plenum , RJ45 to Ceiling connector, 3 ft, White | CommScope® |  |  | Twisted pair patch cord
COP1KW2-88F015 |  | Variant of CCA-CORDS | CommScope® Category 6A, F/UTP Cord, Shielded, Plenum , RJ45 to Ceiling connector, 15 ft, White | CommScope® |  |  | Twisted pair patch cord
COP1KW2-88F020 |  | Variant of CCA-CORDS | CommScope® Category 6A, F/UTP Cord, Shielded, Plenum , RJ45 to Ceiling connector, 20 ft, White | CommScope® |  |  | Twisted pair patch cord
COP1KW2-88F030 |  | Variant of CCA-CORDS | CommScope® Category 6A, F/UTP Cord, Shielded, Plenum , RJ45 to Ceiling connector, 30 ft, White | CommScope® |  |  | Twisted pair patch cord
COP1KW2-88F040 |  | Variant of CCA-CORDS | CommScope® Category 6A, F/UTP Cord, Shielded, Plenum , RJ45 to Ceiling connector, 40 ft, White | CommScope® |  |  | Twisted pair patch cord
COP1KW2-88F050 |  | Variant of CCA-CORDS | CommScope® Category 6A, F/UTP Cord, Shielded, Plenum , RJ45 to Ceiling connector, 50 ft, White | CommScope® |  |  | Twisted pair patch cord
COP1KZ2-88F003 |  | Variant of CCA-CORDS | CommScope® Category 6A, F/UTP Cord, Shielded, LSZH , RJ45 to Ceiling connector, 3 ft, White | CommScope® |  |  | Twisted pair patch cord
COP1KZ2-88F020 |  | Variant of CCA-CORDS | CommScope® Category 6A, F/UTP Cord, Shielded, LSZH , RJ45 to Ceiling connector, 20 ft, White | CommScope® |  |  | Twisted pair patch cord
COP1KZ2-88F025 |  | Variant of CCA-CORDS | CommScope® Category 6A, F/UTP Cord, Shielded, LSZH , RJ45 to Ceiling connector, 25 ft, White | CommScope® |  |  | Twisted pair patch cord
COP1KZ2-88F050 |  | Variant of CCA-CORDS | CommScope® Category 6A, F/UTP Cord, Shielded, LSZH , RJ45 to Ceiling connector, 50 ft, White | CommScope® |  |  | Twisted pair patch cord
COP1KW2-88N018 |  | Variant of CCA-CORDS | CommScope® Category 6A, F/UTP Cord, Shielded, Plenum , RJ45 to Ceiling connector, 1.5 ft, White | CommScope® |  |  | Twisted pair patch cord
CV6134-000 | OCJ-L2-05MASHA-S2 | Variant of OCJ | Fiber Optic Patch Cord, Duplex, Singlemode, LC/APC to SC/APC, yellow, 5 m |  |  | OCJ | Fiber patch cord ¦ duplex
CC0936-000 | OCJ-S1-05MASIA-S1 | Variant of OCJ | Fiber Optic Patch Cord, Simplex, Singlemode, SC/UPC to SC/UPC, yellow, 5 m |  |  | OCJ | Fiber patch cord ¦ simplex
CC1164-000 | OCP-E9-03MASEN-XX | Variant of OCP | Fiber Optic Pigtail, Simplex, Singlemode, LSH/APC to Stub, 0.9 mm diameter, 3 m |  |  | OCP | Fiber pigtail ¦ jacketed |  | Discontinued
CC0872-000 | OCP-L2-02MASEN-XX | Variant of OCP | Fiber Optic Pigtail, Simplex, Singlemode, LC/APC to Stub, 0.9 mm diameter, 2 m |  |  | OCP | Fiber pigtail ¦ jacketed
CC0908-000 | OCJ-L1-10MASHA-S1 | Variant of OCJ | Fiber Optic Patch Cord, Duplex, Singlemode, LC/UPC to SC/UPC, yellow, 10 m |  |  | OCJ | Fiber patch cord ¦ duplex
CC2247-000 | OCP-L1-06MASIA-XX | Variant of OCP | Fiber Optic Pigtail, Simplex, Singlemode, LC/UPC to Stub, yellow, 6 m |  |  | OCP | Fiber pigtail ¦ jacketed
CC2979-000 | OCP-S1-03MASEN-XX | Variant of OCP | Fiber Optic Pigtail, Simplex, Singlemode, SC/UPC to Stub, 0.9 mm diameter, 3 m |  |  | OCP | Fiber pigtail ¦ jacketed
7-2160046-0 |  | Variant of 2160046 | Fiber Optic Patch Cord, Duplex, Multimode, LC/UPC to LC/UPC, aqua, 70 m | CommScope® |  | 216 | Fiber patch cord ¦ duplex
6-2105027-0 |  | Variant of 2105027 | Fiber Optic Patch Cord, OM3, LC/LC duplex, 1.8 mm LSZH & OFNR, 60 m, aqua | CommScope® |  | 210 | Fiber patch cord ¦ duplex
6-2105028-0 |  | Variant of 2105028 | Fiber Optic Patch Cord, Duplex, Singlemode, LC/UPC to LC/UPC, yellow, 60 m | CommScope® |  | 210 | Fiber patch cord ¦ duplex
760261567 | NCA-LA-050-01Y-XX-XXXX | Variant of NCA | Fibre Optic Indoor/outdoor 3 mm Drop Cable Stub Assembly, LC/APC, 50 M |  |  | NCA | Fiber drop cable assembly
760263190 | NCA-SA-020-01J-XX-XXXX | Variant of NCA | Fibre Optic Dual Jacket 4.5 mm Drop Cable Assembly, SC/APC to Stub, 20 M |  |  | NCA | Fiber drop cable assembly
760263183 | NCA-SA-002-01J-XX-XXXX | Variant of NCA | Fibre Optic Dual Jacket 4.5 mm Drop Cable Assembly, SC/APC to Stub, 2 M |  |  | NCA | Fiber drop cable assembly
760263162 | NCA-LA-010-01J-XX-XXXX | Variant of NCA | Fibre Optic Dual Jacket 4.5 mm Drop Cable Assembly, LC/APC to Stub, 10 M |  |  | NCA | Fiber drop cable assembly
760263147 | NCA-LA-003-01J-LA-XXXX | Variant of NCA | Fibre Optic Dual Jacket 4.5 mm Drop Cable Assembly, LC/APC to SC/APC, 3 M |  |  | NCA | Fiber drop cable assembly
760262446 | NCA-SA-165-01Y-SA-XXXX | Variant of NCA | Fibre Optic Indoor/outdoor 3 mm Drop Cable Assembly, SC/APC-SC/APC, 165 M |  |  | NCA | Fiber drop cable assembly
760262430 | NCA-LA-105-01Y-XX-XXXX | Variant of NCA | Fibre Optic Indoor/outdoor 3 mm Drop Cable Stub Assembly, LC/APC, 105 M |  |  | NCA | Fiber drop cable assembly
760261623 | NCA-LC-100-01Y-LC-XXXX | Variant of NCA | Fibre Optic Indoor/outdoor 3 mm Drop Cable Assembly, LC/PC-LC/PC, 100 M |  |  | NCA | Fiber drop cable assembly
760261589 | NCA-LA-200-01Y-LA-XXXX | Variant of NCA | Fibre Optic Indoor/outdoor 3 mm Drop Cable Assembly, LC/APC-LC/APC, 200 M |  |  | NCA | Fiber drop cable assembly
760263127 | NCA-SC-015-01Y-SC-XXXX | Variant of NCA | Fibre Optic Indoor/outdoor 3 mm Drop Cable Assembly, SC/PC-SC/PC, 15 M |  |  | NCA | Fiber drop cable assembly
760263107 | NCA-SC-065-01Y-XX-XXXX | Variant of NCA | Fibre Optic Indoor/outdoor 3 mm Drop Cable Stub Assembly, SC/PC, 65 M |  |  | NCA | Fiber drop cable assembly
760262457 | NCA-LA-025-01J-SA-XXXX | Variant of NCA | Fibre Optic Dual Jacket 4.5 mm Drop Cable Assembly, LC/APC to SC/APC, 25 M |  |  | NCA | Fiber drop cable assembly
760262454 | NCA-LA-012-01J-SA-XXXX | Variant of NCA | Fibre Optic Dual Jacket 4.5 mm Drop Cable Assembly, LC/APC to SC/APC, 12 M |  |  | NCA | Fiber drop cable assembly
760262448 | NCA-LA-001-01J-SA-XXXX | Variant of NCA | Fibre Optic Dual Jacket 4.5 mm Drop Cable Assembly, LC/APC to SC/APC, 1 M |  |  | NCA | Fiber drop cable assembly
760262432 | NCA-LA-300-01Y-XX-XXXX | Variant of NCA | Fibre Optic Indoor/outdoor 3 mm Drop Cable Stub Assembly, LC/APC, 300 M |  |  | NCA | Fiber drop cable assembly
760261643 | NCA-SA-200-01G-XX-XXXX | Variant of NCA | Fibre Optic Indoor/outdoor 4.5 mm Drop Cable Stub Assembly, SC/APC, 200 M |  |  | NCA | Fiber drop cable assembly
760261640 | NCA-SA-075-01G-XX-XXXX | Variant of NCA | Fibre Optic Indoor/outdoor 4.5 mm Drop Cable Stub Assembly, SC/APC, 75 M |  |  | NCA | Fiber drop cable assembly
760261637 | NCA-SA-020-01G-XX-XXXX | Variant of NCA | Fibre Optic Indoor/outdoor 4.5 mm Drop Cable Stub Assembly, SC/APC, 20 M |  |  | NCA | Fiber drop cable assembly
760261625 | NCA-LC-200-01Y-LC-XXXX | Variant of NCA | Fibre Optic Indoor/outdoor 3 mm Drop Cable Assembly, LC/PC-LC/PC, 200 M |  |  | NCA | Fiber drop cable assembly
760261603 | NCA-LC-050-01Y-XX-XXXX | Variant of NCA | Fibre Optic Indoor/outdoor 3 mm Drop Cable Stub Assembly, LC/PC, 50 M |  |  | NCA | Fiber drop cable assembly
760261591 | NCA-LA-350-01Y-LA-XXXX | Variant of NCA | Fibre Optic Indoor/outdoor 3 mm Drop Cable Assembly, LC/APC-LC/APC, 350 M |  |  | NCA | Fiber drop cable assembly
760263182 | NCA-SA-001-01J-XX-XXXX | Variant of NCA | Fibre Optic Dual Jacket 4.5 mm Drop Cable Assembly, SC/APC to Stub, 1 M |  |  | NCA | Fiber drop cable assembly
760263168 | NCA-LA-050-01J-XX-XXXX | Variant of NCA | Fibre Optic Dual Jacket 4.5 mm Drop Cable Assembly, LC/APC to Stub, 50 M |  |  | NCA | Fiber drop cable assembly
760263092 | NCA-LA-025-01Y-XX-XXXX | Variant of NCA | Fibre Optic Indoor/outdoor 3 mm Drop Cable Stub Assembly, LC/APC, 25 M |  |  | NCA | Fiber drop cable assembly
760262444 | NCA-SA-080-01Y-SA-XXXX | Variant of NCA | Fibre Optic Indoor/outdoor 3 mm Drop Cable Assembly, SC/APC-SC/APC, 80 M |  |  | NCA | Fiber drop cable assembly
760261621 | NCA-LC-050-01Y-LC-XXXX | Variant of NCA | Fibre Optic Indoor/outdoor 3 mm Drop Cable Assembly, LC/PC-LC/PC, 50 M |  |  | NCA | Fiber drop cable assembly
760263158 | NCA-LA-002-01J-XX-XXXX | Variant of NCA | Fibre Optic Dual Jacket 4.5 mm Drop Cable Assembly, LC/APC to Stub, 2 M |  |  | NCA | Fiber drop cable assembly
760263130 | NCA-SC-080-01Y-SC-XXXX | Variant of NCA | Fibre Optic Indoor/outdoor 3 mm Drop Cable Assembly, SC/PC-SC/PC, 80 M |  |  | NCA | Fiber drop cable assembly
760263126 | NCA-SA-135-01Y-SA-XXXX | Variant of NCA | Fibre Optic Indoor/outdoor 3 mm Drop Cable Assembly, SC/APC-SC/APC, 135 M |  |  | NCA | Fiber drop cable assembly
760263118 | NCA-LC-065-01Y-LC-XXXX | Variant of NCA | Fibre Optic Indoor/outdoor 3 mm Drop Cable Assembly, LC/PC-LC/PC, 65 M |  |  | NCA | Fiber drop cable assembly
760263109 | NCA-SC-105-01Y-XX-XXXX | Variant of NCA | Fibre Optic Indoor/outdoor 3 mm Drop Cable Stub Assembly, SC/PC, 105 M |  |  | NCA | Fiber drop cable assembly
760263106 | NCA-SC-025-01Y-XX-XXXX | Variant of NCA | Fibre Optic Indoor/outdoor 3 mm Drop Cable Stub Assembly, SC/PC, 25 M |  |  | NCA | Fiber drop cable assembly
760263102 | NCA-SA-015-01Y-XX-XXXX | Variant of NCA | Fibre Optic Indoor/outdoor 3 mm Drop Cable Stub Assembly, SC/APC, 15 M |  |  | NCA | Fiber drop cable assembly
760263097 | NCA-LC-080-01Y-XX-XXXX | Variant of NCA | Fibre Optic Indoor/outdoor 3 mm Drop Cable Stub Assembly, LC/PC, 80 M |  |  | NCA | Fiber drop cable assembly
760262450 | NCA-LA-003-01J-SA-XXXX | Variant of NCA | Fibre Optic Dual Jacket 4.5 mm Drop Cable Assembly, LC/APC to SC/APC, 3 M |  |  | NCA | Fiber drop cable assembly
760262447 | NCA-SA-300-01Y-SA-XXXX | Variant of NCA | Fibre Optic Indoor/outdoor 3 mm Drop Cable Assembly, SC/APC-SC/APC, 300 M |  |  | NCA | Fiber drop cable assembly
760262445 | NCA-SA-105-01Y-SA-XXXX | Variant of NCA | Fibre Optic Indoor/outdoor 3 mm Drop Cable Assembly, SC/APC-SC/APC, 105 M |  |  | NCA | Fiber drop cable assembly
760262431 | NCA-LA-165-01Y-XX-XXXX | Variant of NCA | Fibre Optic Indoor/outdoor 3 mm Drop Cable Stub Assembly, LC/APC, 165 M |  |  | NCA | Fiber drop cable assembly
760261642 | NCA-SA-150-01G-XX-XXXX | Variant of NCA | Fibre Optic Indoor/outdoor 4.5 mm Drop Cable Stub Assembly, SC/APC, 150 M |  |  | NCA | Fiber drop cable assembly
760261639 | NCA-SA-050-01G-XX-XXXX | Variant of NCA | Fibre Optic Indoor/outdoor 4.5 mm Drop Cable Stub Assembly, SC/APC, 50 M |  |  | NCA | Fiber drop cable assembly
760261627 | NCA-LC-350-01Y-LC-XXXX | Variant of NCA | Fibre Optic Indoor/outdoor 3 mm Drop Cable Assembly, LC/PC-LC/PC, 350 M |  |  | NCA | Fiber drop cable assembly
760261624 | NCA-LC-150-01Y-LC-XXXX | Variant of NCA | Fibre Optic Indoor/outdoor 3 mm Drop Cable Assembly, LC/PC-LC/PC, 150 M |  |  | NCA | Fiber drop cable assembly
760261622 | NCA-LC-075-01Y-LC-XXXX | Variant of NCA | Fibre Optic Indoor/outdoor 3 mm Drop Cable Assembly, LC/PC-LC/PC, 75 M |  |  | NCA | Fiber drop cable assembly
760261608 | NCA-LC-250-01Y-XX-XXXX | Variant of NCA | Fibre Optic Indoor/outdoor 3 mm Drop Cable Stub Assembly, LC/PC, 250 M |  |  | NCA | Fiber drop cable assembly
760261588 | NCA-LA-150-01Y-LA-XXXX | Variant of NCA | Fibre Optic Indoor/outdoor 3 mm Drop Cable Assembly, LC/APC-LC/APC, 150 M |  |  | NCA | Fiber drop cable assembly
760263160 | NCA-LA-005-01J-XX-XXXX | Variant of NCA | Fibre Optic Dual Jacket 4.5 mm Drop Cable Assembly, LC/APC to Stub, 5 M |  |  | NCA | Fiber drop cable assembly
760263091 | NCA-LA-015-01Y-XX-XXXX | Variant of NCA | Fibre Optic Indoor/outdoor 3 mm Drop Cable Stub Assembly, LC/APC, 15 M |  |  | NCA | Fiber drop cable assembly
760262443 | NCA-SA-065-01Y-SA-XXXX | Variant of NCA | Fibre Optic Indoor/outdoor 3 mm Drop Cable Assembly, SC/APC-SC/APC, 65 M |  |  | NCA | Fiber drop cable assembly
760261645 | NCA-SA-350-01G-XX-XXXX | Variant of NCA | Fibre Optic Indoor/outdoor 4.5 mm Drop Cable Stub Assembly, SC/APC, 350 M |  |  | NCA | Fiber drop cable assembly
760261620 | NCA-LC-035-01Y-LC-XXXX | Variant of NCA | Fibre Optic Indoor/outdoor 3 mm Drop Cable Assembly, LC/PC-LC/PC, 35 M |  |  | NCA | Fiber drop cable assembly
760261586 | NCA-LA-075-01Y-LA-XXXX | Variant of NCA | Fibre Optic Indoor/outdoor 3 mm Drop Cable Assembly, LC/APC-LC/APC, 75 M |  |  | NCA | Fiber drop cable assembly
760261552 | NCA-SC-150-01Y-SC-XXXX | Variant of NCA | Fibre Optic Indoor/outdoor 3 mm Drop Cable Assembly, SC/PC-SC/PC, 150 M |  |  | NCA | Fiber drop cable assembly
760263154 | NCA-LA-025-01J-LA-XXXX | Variant of NCA | Fibre Optic Dual Jacket 4.5 mm Drop Cable Assembly, LC/APC to SC/APC, 25 M |  |  | NCA | Fiber drop cable assembly
760263148 | NCA-LA-005-01J-LA-XXXX | Variant of NCA | Fibre Optic Dual Jacket 4.5 mm Drop Cable Assembly, LC/APC to SC/APC, 5 M |  |  | NCA | Fiber drop cable assembly
760263125 | NCA-SA-025-01Y-SA-XXXX | Variant of NCA | Fibre Optic Indoor/outdoor 3 mm Drop Cable Assembly, SC/APC-SC/APC, 25 M |  |  | NCA | Fiber drop cable assembly
760263093 | NCA-LA-135-01Y-XX-XXXX | Variant of NCA | Fibre Optic Indoor/outdoor 3 mm Drop Cable Stub Assembly, LC/APC, 135 M |  |  | NCA | Fiber drop cable assembly
760262464 | FID-SA-001-01E-SA-XXXX | Variant of FID | Fibre Optic Indoor Cable Assembly, Round 2.8mm, White, B2Ca, G.657.B3, SC/APC to SC/APC, 1 M |  |  | FID | Fiber drop cable assembly
760262579 | FID-LA-010-01E-LA-XXXX | Variant of FID | Fibre Optic Indoor Cable Assembly, Round 2.8mm, White, B2Ca, G.657.B3, LC/APC to LC/APC, 10 M |  |  | FID | Fiber drop cable assembly
760262474 | FID-SA-030-01E-SA-XXXX | Variant of FID | Fibre Optic Indoor Cable Assembly, Round 2.8mm, White, B2Ca, G.657.B3, SC/APC to SC/APC, 30 M |  |  | FID | Fiber drop cable assembly
760263076 | FID-LA-003-01E-XX-XXXX | Variant of FID | Fibre Optic Indoor Cable Assembly, Round 2.8mm, White, B2Ca, G.657.B3, LC/APC to Stub, 3 M |  |  | FID | Fiber drop cable assembly
760262557 | FID-LA-005-01E-XX-XXXX | Variant of FID | Fibre Optic Indoor Cable Assembly, Round 2.8mm, White, B2Ca, G.657.B3, LC/APC to Stub, 5 M |  |  | FID | Fiber drop cable assembly
760262471 | FID-SA-015-01E-SA-XXXX | Variant of FID | Fibre Optic Indoor Cable Assembly, Round 2.8mm, White, B2Ca, G.657.B3, SC/APC to SC/APC, 15 M |  |  | FID | Fiber drop cable assembly
760263087 | FID-SA-015-01E-XX-XXXX | Variant of FID | Fibre Optic Indoor Cable Assembly, Round 2.8mm, White, B2Ca, G.657.B3, SC/APC to Stub, 15 M |  |  | FID | Fiber drop cable assembly
760263074 | FID-LA-001-01E-XX-XXXX | Variant of FID | Fibre Optic Indoor Cable Assembly, Round 2.8mm, White, B2Ca, G.657.B3, LC/APC to Stub, 1 M |  |  | FID | Fiber drop cable assembly
760263066 | FID-LA-001-01E-LA-XXXX | Variant of FID | Fibre Optic Indoor Cable Assembly, Round 2.8mm, White, B2Ca, G.657.B3, LC/APC to LC/APC, 1 M |  |  | FID | Fiber drop cable assembly
760263067 | FID-LA-002-01E-LA-XXXX | Variant of FID | Fibre Optic Indoor Cable Assembly, Round 2.8mm, White, B2Ca, G.657.B3, LC/APC to LC/APC, 2 M |  |  | FID | Fiber drop cable assembly
760262473 | FID-SA-025-01E-SA-XXXX | Variant of FID | Fibre Optic Indoor Cable Assembly, Round 2.8mm, White, B2Ca, G.657.B3, SC/APC to SC/APC, 25 M |  |  | FID | Fiber drop cable assembly
760263073 | FID-LA-030-01E-LA-XXXX | Variant of FID | Fibre Optic Indoor Cable Assembly, Round 2.8mm, White, B2Ca, G.657.B3, LC/APC to LC/APC, 30 M |  |  | FID | Fiber drop cable assembly
760262580 | FID-LA-025-01E-LA-XXXX | Variant of FID | Fibre Optic Indoor Cable Assembly, Round 2.8mm, White, B2Ca, G.657.B3, LC/APC to LC/APC, 25 M |  |  | FID | Fiber drop cable assembly
760262466 | FID-SA-003-01E-SA-XXXX | Variant of FID | Fibre Optic Indoor Cable Assembly, Round 2.8mm, White, B2Ca, G.657.B3, SC/APC to SC/APC, 3 M |  |  | FID | Fiber drop cable assembly
760263083 | FID-SA-002-01E-XX-XXXX | Variant of FID | Fibre Optic Indoor Cable Assembly, Round 2.8mm, White, B2Ca, G.657.B3, SC/APC to Stub, 2 M |  |  | FID | Fiber drop cable assembly
760263082 | FID-SA-001-01E-XX-XXXX | Variant of FID | Fibre Optic Indoor Cable Assembly, Round 2.8mm, White, B2Ca, G.657.B3, SC/APC to Stub, 1 M |  |  | FID | Fiber drop cable assembly
760263080 | FID-LA-020-01E-XX-XXXX | Variant of FID | Fibre Optic Indoor Cable Assembly, Round 2.8mm, White, B2Ca, G.657.B3, LC/APC to Stub, 20 M |  |  | FID | Fiber drop cable assembly
760263077 | FID-LA-007-01E-XX-XXXX | Variant of FID | Fibre Optic Indoor Cable Assembly, Round 2.8mm, White, B2Ca, G.657.B3, LC/APC to Stub, 7 M |  |  | FID | Fiber drop cable assembly
760263089 | FID-SA-030-01E-XX-XXXX | Variant of FID | Fibre Optic Indoor Cable Assembly, Round 2.8mm, White, B2Ca, G.657.B3, SC/APC to Stub, 30 M |  |  | FID | Fiber drop cable assembly
HCA-A01V |  | Variant of HCA | Fiber Optic Drop Cable Assembly, PRODIGY™ Connector Core to Stub, EZ AXS Dielectric Cable |  | PRODIGY™ | HCA | Fiber drop cable assembly
HCA-A01X |  | Variant of HCA | Fiber Optic Drop Cable Assembly, PRODIGY™Core Connector to Stub, EZ AXS Toneable Cable |  | PRODIGY™ | HCA | Fiber drop cable assembly
FPCH-55YZ |  | Variant of FPCH | Fiber Optic Patch Cord, singlemode, 1.2 mm LSZH jacket, duplex, SC/APC-SC/APC, yellow. tuned |  |  | FPCH | Fiber patch cord ¦ duplex
MA-S8 |  | Variant of MA | Fiber Optic Patch Cord, Multi-fiber, Singlemode, LC/APC to MPO Female, Yellow |  |  | MA | Fiber distribution cable assembly
MA-SE |  | Variant of MA | Fiber Optic Patch Cord, Multi-fiber, Singlemode, SC/UPC to LC/UPC, Yellow |  |  | MA | Fiber distribution cable assembly
MA-SF |  | Variant of MA | Fiber Optic Patch Cord, Multi-fiber, Singlemode, SC/APC to LC/APC, Yellow |  |  | MA | Fiber distribution cable assembly
MA-SJ |  | Variant of MA | Fiber Optic Patch Cord, Multi-fiber, Singlemode, LC/UPC to Unconnectorized, Yellow |  |  | MA | Fiber distribution cable assembly
MA-SM |  | Variant of MA | Fiber Optic Patch Cord, Multi-fiber, Singlemode, LC/UPC to LC/APC, Yellow |  |  | MA | Fiber distribution cable assembly
MA-SP |  | Variant of MA | Fiber Optic Patch Cord, Multi-fiber, Singlemode, SC/APC to LC/UPC, Yellow |  |  | MA | Fiber distribution cable assembly
MA-WE |  | Variant of MA | Fiber Optic Patch Cord, Multi-fiber, Singlemode, SC/UPC to LC/UPC, Yellow |  |  | MA | Fiber distribution cable assembly
MA-WN |  | Variant of MA | Fiber Optic Patch Cord, Multi-fiber, Singlemode, SC/UPC to LC/APC, Yellow |  |  | MA | Fiber distribution cable assembly
MA-SB |  | Variant of MA | Fiber Optic Patch Cord, Multi-fiber, Singlemode, SC/UPC to MPO Female, Yellow |  |  | MA | Fiber distribution cable assembly
760246159 | OCP-L1-02MASEN-XX-(12COL) | Variant of OCP | Fiber Optic Pigtail, 12 fibers, Singlemode, LC/UPC to Stub, 0.9 mm diameter, multicolor, 2m |  |  | OCP | Fiber pigtail ¦ multi-fiber
COPSJQ2-88F003 | CCA-CAT6A-L-WH-3FT | Variant of CCA-CORDS | CommScope® Category 6A U/UTP Cord, LSZH, RJ45 to Ceiling connector, 3 ft, white | CommScope® |  |  | Twisted pair patch cord
COPSJQ2-88F011 | CCA-CAT6A-L-WH-11FT | Variant of CCA-CORDS | CommScope® Category 6A U/UTP Cord, LSZH, RJ45 to Ceiling connector, 11 ft, white | CommScope® |  |  | Twisted pair patch cord
COPSJQ2-88F020 | CCA-CAT6A-L-WH-20FT | Variant of CCA-CORDS | CommScope® Category 6A U/UTP Cord, LSZH, RJ45 to Ceiling connector, 20 ft, white | CommScope® |  |  | Twisted pair patch cord
HCA-A01K |  | Variant of HCA | Fiber Optic Drop Cable Assembly, PRODIGY™ to stub, 5mm Round Cable |  | PRODIGY™ | HCA | Fiber drop cable assembly
HCA-Y01K |  | Variant of HCA | Fiber Optic Drop Cable Assembly, PRODIGY™ to stub, DLX Converter Included, 5 mm round Cable |  | PRODIGY™ | HCA | Fiber drop cable assembly
760251765 | OCJ-EC-02MASCA-EC | Variant of OCJ | Fiber Optic Patch Cord, Simplex, Singlemode, LSZH, 2.4 mm diameter, LSH/APC to LSH/APC, tuned, grade B, yellow, 2 m |  |  | OCJ | Fiber patch cord ¦ simplex
760251764 | OCJ-EC-03MASCA-EC | Variant of OCJ | Fiber Optic Patch Cord, Simplex, Singlemode, LSZH, 2.4 mm diameter, LSH/APC to LSH/APC, tuned, grade B, yellow, 3 m |  |  | OCJ | Fiber patch cord ¦ simplex
760251760 | OCJ-EC-15MASCA-EC | Variant of OCJ | Fiber Optic Patch Cord, Simplex, Singlemode, LSZH, 2.4 mm diameter, LSH/APC to LSH/APC, tuned, grade B, yellow, 15 m |  |  | OCJ | Fiber patch cord ¦ simplex
760251758 | OCJ-EC-25MASCA-EC | Variant of OCJ | Fiber Optic Patch Cord, Simplex, Singlemode, LSZH, 2.4 mm diameter, LSH/APC to LSH/APC, tuned, grade B, yellow, 25 m |  |  | OCJ | Fiber patch cord ¦ simplex
760251757 | OCP-EC-02MASCA-XX | Variant of OCP | Fiber Optic Pigtail, Simplex, Singlemode, LSZH, 2.4 mm diameter, tuned, Grade B, LSH/APC to Stub, yellow, 2 m |  |  | OCP | Fiber pigtail ¦ jacketed
760251756 | OCP-EC-06MASCA-XX | Variant of OCP | Fiber Optic Pigtail, Simplex, Singlemode, LSZH, 2.4 mm diameter, tuned, Grade B, LSH/APC to Stub, yellow, 6 m |  |  | OCP | Fiber pigtail ¦ jacketed
760250062 | OCP-EC-26DASQI-XX | Variant of OCP | Fiber Optic Pigtail, Simplex, Singlemode, LSZH, 1.8 mm diameter, tuned, Grade B, LSH/APC to Stub, yellow, 26 m |  |  | OCP | Fiber pigtail ¦ jacketed