## Products
Part Number | Part Name | Part Indicator | Description | Portfolio | Product Brand | Product Series | Product Type | Government Requirements | Status
760241534 | FD-8-1U-B | Variant of FD-PANELS | 1RU patch panel which interfaces with MPO-8 ports including QSFP to easily break them out into LC connections. The MPO and shuttered LC ports are both front facing for easy mapping and patching. 10 singlemode MPO-8 and 40 duplex LC ports, Enhanced Method | CommScope® |  | FD | Fiber patch panel
LGX-SPLTR-MOD |  | Base Product | LGX Splitter Module |  |  | LGX | Splitter module | Build America Buy America (BABA) compliant*
PROPEL-SPLICE-CASSETTES |  | Base Product | Propel splice cassettes provide an end to end Propel solution enabling delivered performance when pre-term is not possible. | CommScope® | Propel | PPL | Fiber cassette
NG4-CABLED-MODULES |  | Base Product | NG4access® Cabled Modules available in all module sizes and fiber counts up to 864 fibers |  | NG4access® | LSX ¦ NG4 | Fiber cabled module
NGF-BLOCK-ACCESSORIES |  | Base Product | NGF Fiber Block Accessories such as block conversion kits and cable clamps | CommScope® |  | NGF | Cable clamp ¦ Conversion kit
NG4-CHASSIS-ACCESSORIES |  | Base Product | NG4access® Fiber Chassis Accessories such as trays, panel door kits and cable clamps | CommScope® | NG4access® | NG4 | Door kit ¦ Fiber cable clamp ¦ Tray
NG4-ADAPTER-PACKS |  | Base Product | NG4access® Adapter Pack Universal Kit | CommScope® | NG4access® | FACT ¦ NG4 | Fiber adapter pack
TFP-MODULES |  | Base Product | TFP Fiber Optic Module, MPO, 12/24-fiber, MPO-LC | CommScope® |  | TFP | Fiber module
SPLICE-WALLET-KITS |  | Base Product | Splice Wallet Kit with splice trays | SYSTIMAX® / CommScope® |  | RS ¦ SW | Fiber splice wallet
TFP-ADAPTER-PACKS |  | Base Product | TFP Fiber Optic Adapter Pack | NETCONNECT® |  | TFP | Fiber adapter pack
FDF-FL2-WDM-MODULES |  | Base Product | FDF/FL2 WDM Fiber Optic Module |  |  | FDF ¦ FL2000 | CWDM module ¦ DWDM module ¦ WDM module
FDF-FL2-SPLTR-MODULES |  | Base Product | FDF/FL2 VAM Fiber Optic Splitter Module |  |  | FDF ¦ FL2000 | Splitter module
CHD-ADAPTER-PACKS |  | Base Product | CHD Adapter Packs are available in LC and MPO adapters for use with CHD Panels | CommScope® |  | CHD | Fiber adapter pack
CHD-MODULES |  | Base Product | CHD modules are 12 fiber modules for use with CHD panels | CommScope® |  | CHD | Fiber module
CHD-PANELS |  | Base Product | CHD Fiber Termination Panel available in 1U, 2U and 4U sliding configurations | CommScope® |  | CHD | Fiber patch panel |  | Discontinued
EHD-ADAPTER-PACKS |  | Base Product | EHD adapter packs are 24 fiber adapter packs that can be used with EHD and CHD panels | SYSTIMAX® |  | EHD | Fiber adapter pack
EHD-MODULES |  | Base Product | EHD modules are 24 fiber modules that can be used with EHD and CHD panels | CommScope® | SYSTIMAX ULL | EHD | Fiber module
EPX-PANELS |  | Base Product | EPX Fiber Optic Panel available in either G2 or LGX/PNL 1U, 2U or 4U fixed or sliding configurations | CommScope® |  | EPX | Fiber patch panel ¦ Fiber patch/splice panel
FPX-ADAPTER-PACKS |  | Base Product | FPX adapter packs are available in SC and LC in both multimode and singlemode. They can also be ordered with or without pigtails | CommScope® |  | FPX | Fiber adapter pack with pigtails
FPX-EMPTY-PANELS |  | Base Product | The FPX series panels can be purchased empty. In this form, the end-user can mix and match any combination of modular FPX adapter packs or modules or simply utilize a “grow as you go” approach to their network. | CommScope® |  | FPX | Fiber patch/splice panel
FPX-MODULES |  | Base Product | FPX series MPO modules utilize the same user interface as the modular adapter packs, but offer the end-user the flexibility of a plug-and-play MPO architecture | CommScope® |  | FPX | Fiber module
FPX-PRE-TERMINATED-PANELS |  | Base Product | To accommodate varying network requirements and fast installation, the FPX series fiber panels are available preterminated with either intrafacility cable (IFC) or outside plant (OSP) cables | CommScope® |  | FPX | Fiber patch panel ¦ with IFC cable
FPX-TERMINATION-SPLICE-PANELS |  | Base Product | CommScope’s FPX series fiber panels are available to be shipped with factory installed adapter packs and/or preterminated pigtail assemblies which simplifies the ordering process and reduces installation time and cost. | CommScope® |  | FPX | Fiber patch/splice panel
G2-MODULES |  | Base Product | G2 Modules fit into any AGL, G2 EPX, HD or UD panels offering density from 96f LC to 144f LC (UD) per RU adding flexibility to any configuration | CommScope® |  | G2 | Fiber module
HD-PANELS |  | Base Product | High Density modular cassette panel available in 1U, 2U or 4U fixed or sliding configurations | CommScope® |  | HD | Fiber patch panel ¦ Fiber patch/splice panel
LGX/1000-ADAPTER-PACKS |  | Base Product | Adapter packs for use with SD panels, EPX-PNL panels and WB2-PNL wall boxes | CommScope® |  |  | Fiber adapter pack
PROPEL-MODULES |  | Base Product | Four sizes of interchangeable Propel fiber modules provide the breadth of capabilities for virtually any configuration. | CommScope® | Propel | PPL | Fiber module
PROPEL-COLOR-COLLARS |  | Base Product | Propel Color Collars snap onto the front pull rod to easily identify different networks within a building or data center. Available in blue, gray, aqua, orange, red, green, brown, violet, rose and yellow. | CommScope® | Propel | PPL | Color Cap
NG4-SPLTR-MODULES |  | Base Product | NG4access Splitter Module |  | NG4access® | FACT ¦ NG4 | Splitter module | Build America Buy America (BABA) compliant*
NG4-WDM-MODULES |  | Base Product | NG4access xWDM Module |  | NG4access® | FACT ¦ NG4 | CWDM module ¦ DWDM module | Build America Buy America (BABA) compliant*
PROPEL-CABLED-MODULES |  | Base Product | Pre-terminated Propel Cabled Modules available in all module sizes and fiber counts up to 288 fibers |  | Propel | PPL | Fiber cabled module
FACT-CHASSIS-ACCESSORIES |  | Base Product | FACT® ODF Fiber Chassis Accessories | CommScope® | FACT® | FACT | Cable termination kit
FDF-CHASSIS-ACCESSORIES |  | Base Product | FDF Fiber Chassis Accessories such as cable clamps kits | CommScope® |  | FDF | Fiber cable clamp
FIST-GPST-TRAYS |  | Base Product | FIST GPST Fiber Patch/Splice Trays for FIST fiber optic panels |  | FIST® | FIST-GPST | Fiber patch/splice tray
FIST-GPSTF-TRAYS |  | Base Product | FIST GPSTF Pre-cabled Fiber Patch/Splice Trays for FIST fiber optic panels |  | FIST® | FIST-GPST | Fiber patch/splice tray
FIST-SPLICE-TRAYS |  | Base Product | FIST® Splice Sub-assembly kit with splice trays |  | FIST® | FIST-SOSA2 | Fiber splice tray
FL2-PANELS |  | Base Product | FL2000 Fiber Optic Patch Panel series | CommScope® |  | FL2000 | Fiber VAM panel ¦ Fiber patch panel ¦ with IFC cable ¦ Fiber patch panel ¦ with OSP cable ¦ Fiber patch/splice panel ¦ Fiber splice panel ¦ Fiber storage panel
FMT-ADAPTER-PACKS |  | Base Product | FMT Fiber Optic Sliding Pack |  |  |  | Fiber adapter pack
FST-SPLICE-TRAYS |  | Base Product | FST Fiber Optic Splice Tray | CommScope® |  | FDF | Fiber splice tray
HD-ACCESSORIES |  | Base Product | High density Fiber Panel Accessories | CommScope® |  | HD | Fiber panel accessory kit
MFPS-PANELS |  | Base Product | MFPS (Modular Front Patching System) Fiber Optic panels | CommScope® |  | MFPS | Fiber patch panel ¦ Fiber patch panel ¦ with indoor/outdoor cable ¦ Fiber patch/splice panel
760257712 | MFPS-KHD-P-SIEC-012 | Variant of MFPS-PANELS | MFPS Fiber Optic panel, 1RU, 48 fibers/RU, splice/patch, SMOUV/front patch cords orientation to the right, 12 LSH/APC, grade B | CommScope® |  | MFPS | Fiber patch/splice panel
760257713 | MFPS-KHD-P-SIEC-024 | Variant of MFPS-PANELS | MFPS Fiber Optic panel, 1RU, 48 fibers/RU, splice/patch, SMOUV/front patch cords orientation to the right, 24 LSH/APC, grade B | CommScope® |  | MFPS | Fiber patch/splice panel
760254719 | PPL-AP-12-MPO-ALL-A | Variant of PROPEL-ADAPTER-PACKS | Propel pass-through adapter pack, 12 MPO8-12-24 ports, Type A | CommScope® | Propel | PPL | Fiber adapter pack
760254717 | PPL-AP-6-MPO-ALL-A | Variant of PROPEL-ADAPTER-PACKS | Propel pass-through adapter pack, 6 MPO8-12-24 ports, Type A | CommScope® | Propel | PPL | Fiber adapter pack
LX1SXG08AAN |  | Variant of CEX-WDM-MOD | Single Width LGX Module, CEx 5, 8 circuits, LC/APC connectors |  |  | LGX | Coexistence Element (CEx) | Build America Buy America (BABA) compliant*
LX1SXG04CCN |  | Variant of CEX-WDM-MOD | Single Width LGX Module, CEx 5, 4 circuits, SC/APC connectors |  |  | LGX | Coexistence Element (CEx) | Build America Buy America (BABA) compliant*
760252747 | FPS-OCM-I-F-BLK | Variant of FPS-OCM-PANELS | FPS-OCM Front patching shelf, 19” (3RU), for holding up to 14 single-width LGX modules or 7 dual-width LGX modules | CommScope® |  | FPS | Fiber patch panel
760244960 | OCM1-SA41200S2 | Variant | OCM1 LGX Style Fiber Optic Splitter Module, FBT, four 1x2 Splitters, singlemode, SC/APC, 50/50 split ratio |  |  | LGX ¦ OCM1 | Splitter module | Build America Buy America (BABA) compliant*
760253640 | FACT-1ESXHPP132000L2 | Variant of FACT-SPLITTER-CHASSIS | FACT® splitter chassis, gray, 1E high with high quality factory installed 1x32 splitter, LC/APC, 2 circuits, symmetrical, low loss planar |  | FACT® | FACT | Fiber splitter chassis
760252886 | FACT-1ESRHPP164A00L2 | Variant of FACT-SPLITTER-CHASSIS | FACT® splitter chassis, gray, 1E high with high quality factory installed 1x64 splitter, LC/APC, 1 circuit, symmetrical, low loss planar |  | FACT® | FACT | Fiber splitter chassis
760252887 | FACT-1ESLHPP164A00L2 | Variant of FACT-SPLITTER-CHASSIS | FACT® splitter chassis, gray, 1E high with high quality factory installed 1x64 splitter, LC/APC, 1 circuit, symmetrical, low loss planar |  | FACT® | FACT | Fiber splitter chassis
760253969 | FACT-1ESXHPP10400L2 | Variant of FACT-SPLITTER-CHASSIS | FACT® splitter chassis, gray, 1E high with high quality factory installed 1x4 splitters, LC/APC, 14 circuits, symmetrical, planar |  | FACT® | FACT | Fiber splitter chassis
NG4-VMKLF4A |  | Variant of NG4-MON-MODULES | NG4access® Module VAM, Monitoring, 90/10, singlemode, LC/UPC, front, left, 4 circuits |  | NG4access® | FACT ¦ NG4 | Monitoring module | Build America Buy America (BABA) compliant*
760258119 | CO-SPL-12LCW-PT SM-SPLX | Variant of CO/LGX-SPLICE-CASSETTES | Splicing cassette, 12LC , 900um, SM Simplex, TIA-576 color codes | CommScope® |  |  | Fiber cassette with pigtails
760258120 | CO-SPL-12SCW-PT SM-SPLX | Variant of CO/LGX-SPLICE-CASSETTES | Splicing cassette, 12SC , 900um, SM Simplex, TIA-576 color codes | CommScope® |  |  | Fiber cassette with pigtails
760258123 | CO-SPL-12SAW-PT SM-SPLX | Variant of CO/LGX-SPLICE-CASSETTES | Splicing cassette, 12SC APC , 900um, SM Simplex, TIA-576 color codes | CommScope® |  |  | Fiber cassette with pigtails
760257759 | RP-MOD-012-WB-MPO-LCO2-BEU-RD | Variant of LGX/1000-MODULES | ReadyPATCH® ULL Multimode OM5 MPO-12 Distribution Module, 6 duplex LC non-keyed red adapters to 1X12f MPO/UPC non-pinned, Method B Enhanced | CommScope® | ReadyPATCH® |  | Fiber module
760257758 | RP-MOD-012-WB-MPO-LCO2-BEU-GR | Variant of LGX/1000-MODULES | ReadyPATCH® ULL Multimode OM5 MPO-12 Distribution Module, 6 duplex LC non-keyed green adapters to 1X12f MPO/UPC non-pinned, Method B Enhanced | CommScope® | ReadyPATCH® |  | Fiber module
760253288 | EPX-1U-MOD-ENC-W | Variant of EPX-PANELS | EPX 1U sliding panel, accepts (4) G2 style splice cassettes, modules or adapter packs, providing up to 48 duplex LC ports, white | CommScope® |  | EPX | Fiber patch panel ¦ Fiber patch/splice panel
760253291 | EPX-2U-MOD-ENC-FX-W | Variant of EPX-PANELS | EPX 2U fixed panel, accepts (8) G2 style splice cassettes, modules or adapter packs, providing up to 96 duplex LC ports, white | CommScope® |  | EPX | Fiber patch panel ¦ Fiber patch/splice panel
760253292 | EPX-4U-MOD-ENC-W | Variant of EPX-PANELS | EPX 4U sliding panel, accepts (16) G2 style splice cassettes, modules or adapter packs, providing up to 192 duplex LC ports, white | CommScope® |  | EPX | Fiber patch panel ¦ Fiber patch/splice panel
760109975 | 360DM-12SC-SM | Variant of G2-MODULES | G2 LL Singlemode MPO 12 distribution module, 12 SC to 1x12f MPO pinned, dust plugs | CommScope® |  | G2 | Fiber module
760112003 | CMS-2-02 | Variant | Fiber Cord Management Sleeve | SYSTIMAX® |  |  | Cable management hardware |  | Discontinued
760117267 | PNL-BK-012-AFA-SC02-GR | Variant of LGX/1000-ADAPTER-PACKS | Adapter Pack, Black, 1000-Type, with 6 TeraSPEED® Singlemode duplex SC/APC adapters, green | CommScope® | TeraSPEED® | 1000-style | Fiber adapter pack
760122903 | BAF-3/4-NPT | Variant | Bracket for Armor Fitting, 3/4 NPT | CommScope® |  |  | Cable attachment kit
760122929 | BAF-1-1/4-NPT | Variant | Bracket for Armor Fitting, 1-1/4 NPT | CommScope® |  |  | Cable attachment kit
760257048 | PPL-CM-12AU-8AP-2X3-SM-BEU | Variant of PROPEL-MODULES | Propel ULL Singlemode Conversion Module, (2) MPO-12/APC non-pinned ports rear, (3) MPO-8/APC pinned ports front | SYSTIMAX® | Propel | PPL | Fiber module
760257062 | PPL-CM-16AU-8P-2X4-OM5-BEU | Variant of PROPEL-MODULES | Propel ULL Multimode OM5 Conversion Module, (2) MPO-16/APC non-pinned ports rear, (4) MPO-8/UPC pinned ports front | SYSTIMAX® | Propel | PPL | Fiber module
760257053 | PPL-CM-24U-16AP-2X3-OM5-BEU | Variant of PROPEL-MODULES | Propel ULL Multimode OM5 Conversion Module, (2) MPO-24/UPC non-pinned ports rear, (3) MPO-16/APC pinned ports front | SYSTIMAX® | Propel | PPL | Fiber module
760257066 | PPL-CM-12AU-16AP-4X3-SM-BEU | Variant of PROPEL-MODULES | Propel ULL Singlemode Conversion Module, (4) MPO-12/APC non-pinned ports rear, (3) MPO-16/APC pinned ports front | SYSTIMAX® | Propel | PPL | Fiber module
760257069 | PPL-CM-12AU-24AP-4X3-SM-BOU | Variant of PROPEL-MODULES | Propel ULL Singlemode Conversion Module, (4) MPO-12/APC non-pinned ports rear, (3) MPO-24/APC (16 fiber) pinned ports front, OSFP | SYSTIMAX® | Propel | PPL | Fiber module
760257067 | PPL-CM-12U-16AP-4X3-OM4-BEU | Variant of PROPEL-MODULES | Propel ULL Multimode OM4 Conversion Module, (4) MPO-12/UPC non-pinned ports rear, (3) MPO-16/APC pinned ports front | SYSTIMAX® | Propel | PPL | Fiber module
760257068 | PPL-CM-12U-16AP-4X3-OM5-BEU | Variant of PROPEL-MODULES | Propel ULL Multimode OM5 Conversion Module, (4) MPO-12/UPC non-pinned ports rear, (3) MPO-16/APC pinned ports front | SYSTIMAX® | Propel | PPL | Fiber module
760257070 | PPL-CM-12U-24P-4X3-OM4-BOU | Variant of PROPEL-MODULES | Propel ULL Multimode OM4 Conversion Module, (4) MPO-12/UPC non-pinned ports rear, (3) MPO-24/UPC (16 fiber) pinned ports front, OSFP | SYSTIMAX® | Propel | PPL | Fiber module
760257074 | PPL-CM-12U-24P-4X3-OM5-BQU | Variant of PROPEL-MODULES | Propel ULL Multimode OM5 Conversion Module, (4) MPO-12/UPC non-pinned ports rear, (3) MPO-24/UPC (16 fiber) pinned ports front, QSFP-DD | SYSTIMAX® | Propel | PPL | Fiber module
760257065 | PPL-CM-24U-8P-2X6-OM5-BEU | Variant of PROPEL-MODULES | Propel ULL Multimode OM5 Conversion Module, (2) MPO-24/UPC non-pinned ports rear, (6) MPO-8/UPC pinned ports front | SYSTIMAX® | Propel | PPL | Fiber module
760257063 | PPL-CM-24AU-8AP-2X6-SM-BEU | Variant of PROPEL-MODULES | Propel ULL Singlemode Conversion Module, (2) MPO-24/APC non-pinned ports rear, (6) MPO-8/APC pinned ports front | SYSTIMAX® | Propel | PPL | Fiber module
760258279 | CPP-SDDM-SL-DR | Variant | Shielded Discrete Distribution Module, SL, Din Rail, Black | CommScope® |  |  | Module
760258658 | FMS-K1BI-S1A1-12-SP-EU | Variant of FMS-PANELS | FMS Fiber Optic Panel, 1U, 19 in, black, Includes 6 x SC SM Duplex Adaptors (12F), 12 x SM SC Pigtails. 12 x Splice protectors. Splice tray and cable glands | CommScope® |  | FMS | Fiber patch/splice panel
760258661 | FMS-K1BI-S5M4-24-SP-EU | Variant of FMS-PANELS | FMS Fiber Optic Panel, 1U, 19 in, black, Includes 12 x SC OM4 Duplex Adaptors (24F), 24 x MM SC Pigtails. 24 x Splice protectors. Splice tray and cable glands | CommScope® |  | FMS | Fiber patch/splice panel
760258664 | FMS-K2BI-L1A1-48-SP-EU | Variant of FMS-PANELS | FMS Fiber Optic Panel, 1U, 19 in, black, Includes 24 x LC SM Duplex Adaptors (48F), 48 x SM LC Pigtails. 48 x Splice protectors. Splice tray (2) and cable glands | CommScope® |  | FMS | Fiber patch/splice panel
760258665 | FMS-K1BI-L5M4-12-SP-EU | Variant of FMS-PANELS | FMS Fiber Optic Panel, 1U, 19 in, black, Includes 6 x LC OM4 Duplex Adaptors (12F), 12 x MM LC Pigtails. 12 x Splice protectors. Splice tray and cable glands | CommScope® |  | FMS | Fiber patch/splice panel
760258666 | FMS-K1BI-L5M4-24-SP-EU | Variant of FMS-PANELS | FMS Fiber Optic Panel, 1U, 19 in, black, Includes 12 x LC OM4 Duplex Adaptors (24F), 24 x MM LC Pigtails. 24 x Splice protectors. Splice tray and cable glands | CommScope® |  | FMS | Fiber patch/splice panel
760258667 | FMS-K2BI-L5M4-48-SP-EU | Variant of FMS-PANELS | FMS Fiber Optic Panel, 1U, 19 in, black, Includes 24 x LC OM4 Duplex Adaptors (48F), 48 x MM LC Pigtails. 48 x Splice protectors. Splice tray (2) and cable glands | CommScope® |  | FMS | Fiber patch/splice panel
760258672 | FMS-K1BA-L1A1-12-SP-DIN | Variant of FMS-PANELS | FMS Fiber Optic Panel, 1U, 19 in, black, Includes 6 x LC SM Duplex Adaptors (12F), 12 x SM LC Pigtails. 12 x Splice protectors. Splice tray and cable glands | CommScope® |  | FMS | Fiber patch/splice panel
760258673 | FMS-K1BA-L1A1-24-SP-DIN | Variant of FMS-PANELS | FMS Fiber Optic Panel, 1U, 19 in, black, Includes 12 x LC SM Duplex Adaptors (24F), 24 x SM LC Pigtails. 24 x Splice protectors. Splice tray and cable glands | CommScope® |  | FMS | Fiber patch/splice panel
760258675 | FMS-K1BA-L5M4-12-SP-DIN | Variant of FMS-PANELS | FMS Fiber Optic Panel, 1U, 19 in, black, Includes 6 x LC OM4 Duplex Adaptors (12F), 12 x MM LC Pigtails. 12 x Splice protectors. Splice tray and cable glands | CommScope® |  | FMS | Fiber patch/splice panel
760259368 | FMS-L6BJ-L1A1-144-SP | Variant of FMS-PANELS | FMS Panel, 4U, 19 in, black, Includes 72 x LC SM Duplex Adaptors (144F), 144 x SM LC Pigtails, Splice trays (6) and cable glands | CommScope® |  | FMS | Fiber patch/splice panel
760259208 | MFPS-KHD-P-SIS2-048-ES00 | Variant of MFPS-PANELS | MFPS Fiber Optic panel, 1RU, 48 fibers/RU, splice/patch, SMOUV/front patch cords orientation to the right, 48 SC/APC, grade C | CommScope® |  | MFPS | Fiber patch/splice panel
725482-000 | FIST-CT-B-2 | Variant of FIST-CHASSIS-ACCESSORIES | FIST® Cable termination kit, for 2 cables, for 3HU FIST-GPS2/3 shelves |  | FIST® |  | Cable termination kit
726774-000 | OCM1-CMB471L2 | Variant | OCM1 LGX Fiber Optic Module, CWDM, Mux, LC/APC, 8 channels, upgrade port, starting wavelength 1470 nm |  |  | LGX ¦ OCM1 | CWDM module
760261697 | 360DPis-24LC-SM-M2 | Variant of G2-ADAPTER-PACKS | 360 Distribution Adapter Pack, Single mode, 12 duplex LC/UPC with internal shutters, port identification: top row (left to right) 1, 3, 5, 7, 9, 11; bottom row (left to right) 2, 4, 6, 8, 10, 12 | CommScope® |  | G2 | Fiber adapter pack
PPLUGGFLCLCF |  | Variant of PROPEL-CABLED-MODULES | Propel ULL Singlemode Cabled Module, 1x2f duplex LC Propel module on End A to 1x24 on End B, 24 fiber Plenum Trunk, Method B Enhanced |  | Propel | PPL | Fiber cabled module
PPLUJX8LCUCN |  | Variant of PROPEL-CABLED-MODULES | Propel ULL Multimode OM4 Cabled Module, 24x8 duplex LC Propel module on End A to Stub on End B, 192 fiber LSZH Trunk, Method B Enhanced |  | Propel | PPL | Fiber cabled module
PPLUJX8LCUCS |  | Variant of PROPEL-CABLED-MODULES | Propel ULL Multimode OM4 Cabled Module, 4x8 duplex LC Propel module on End A to Stub on End B, 32 fiber LSZH Trunk, Method B Enhanced |  | Propel | PPL | Fiber cabled module
PPLUJXDLCLCD |  | Variant of PROPEL-CABLED-MODULES | Propel ULL Multimode OM4 Cabled Module, 1x12 duplex LC Propel module on End A to 1x12 on End B, 12 fiber LSZH Trunk, Method B Enhanced |  | Propel | PPL | Fiber cabled module
PPLUJXDLCLCG |  | Variant of PROPEL-CABLED-MODULES | Propel ULL Multimode OM4 Cabled Module, 3x12 duplex LC Propel module on End A to 3x12 on End B, 36 fiber LSZH Trunk, Method B Enhanced |  | Propel | PPL | Fiber cabled module
760253798 | PPL-4U-HD-FX | Variant of PROPEL-PANELS | Propel 4RU fixed tray fiber panel, accepts Propel ULL modules or adapter packs, providing up to 192 duplex LC ports, 192 MPO ports or 384 SN ports (768f) | CommScope® | Propel | PPL | Fiber patch panel
760254865 | PPL-1U-HD-FX-OPEN | Variant of PROPEL-PANELS | Propel 1RU fixed tray open fiber panel, accepts Propel components, providing up to 48 duplex LC ports, 48 MPO ports or 96 SN ports (192f) | CommScope® | Propel | PPL | Fiber patch panel
760255954 | PPL-2U-W | Variant of PROPEL-PANELS | Propel 2RU sliding tray white fiber panel, accepts Propel ULL modules or adapter packs, providing up to 144 duplex LC ports, 144 MPO ports or 288 SN ports (576f) | CommScope® | Propel | PPL | Fiber patch panel
760255955 | PPL-4U-W | Variant of PROPEL-PANELS | Propel 4RU sliding tray white fiber panel, accepts Propel ULL modules or adapter packs, providing up to 288 duplex LC ports, 288 MPO ports or 576 SN ports (1152f) | CommScope® | Propel | PPL | Fiber patch panel
760256500 | RP-MOD-024-WB-MPO-LCO2-BEU-YL | Variant of LGX/1000-MODULES | ReadyPATCH® ULL Multimode OM5 MPO-12 Distribution Module, 12 duplex LC non-keyed yellow adapters to 2X12f MPO/UPC non-pinned, Method B Enhanced | CommScope® | ReadyPATCH® |  | Fiber module
760256501 | RP-MOD-024-WB-MPO-LC02-BEU-RD | Variant of LGX/1000-MODULES | ReadyPATCH® ULL Multimode OM5 MPO-12 Distribution Module, 12 duplex LC non-keyed red adapters to 2X12f MPO/UPC non-pinned, Method B Enhanced | CommScope® | ReadyPATCH® |  | Fiber module
760256503 | RP-MOD-024-WB-MPO-LC02-BEU-BL | Variant of LGX/1000-MODULES | ReadyPATCH® ULL Multimode OM5 MPO-12 Distribution Module, 12 duplex LC non-keyed blue adapters to 2X12f MPO/UPC non-pinned, Method B Enhanced | CommScope® | ReadyPATCH® |  | Fiber module
FMT-2SAP0Z |  | Variant of FMT-ADAPTER-PACKS | FMT Fiber Optic Sliding Pack, singlemode, 2 LC/APC duplex adapters |  |  | FMT | Fiber adapter pack
FMT-6SAP06 |  | Variant of FMT-ADAPTER-PACKS | FMT Fiber Optic Sliding Pack, multimode, 6 LC/UPC duplex adapters |  |  | FMT | Fiber adapter pack
FMT-6SAP08 |  | Variant of FMT-ADAPTER-PACKS | FMT Fiber Optic Sliding Pack, singlemode, 6 LC/UPC duplex adapters |  |  | FMT | Fiber adapter pack
FMT-6SAP09 |  | Variant of FMT-ADAPTER-PACKS | FMT Fiber Optic Sliding Pack, multimode, 6 SC/UPC simplex adapters |  |  | FMT | Fiber adapter pack
CC8225-000 | FIST-OC-GT41202S2-RP | Variant of FIST-OC-TRAYS | FIST GPST fiber patch/WDM tray, 1310 + 1490/1550 nm PON video coupler, SC/APC, gray, right oriented |  | FIST® | FIST-OC-GT | WDM patch tray
760262136 | G2-SP-24LC-SM-PT-BE | Variant of G2-SPLICE-CASSETTES | G2 Splice Cassette, 24LC/UPC with internal shutters, OS2, with pigtails, Method B Enhanced with 250um pigtails | CommScope® |  | G2 | Fiber cassette with pigtails
XP-SPTJJ210400 |  | Variant of XPND-SPLITTER-MODULES | XPND module, 1x4 symmetrical split ratio, 2 splitters, SC/APC connectors |  | XPND™ |  | Splitter module | Build America Buy America (BABA) compliant*
XP-SPTMM410400 |  | Variant of XPND-SPLITTER-MODULES | XPND module, 1x4 symmetrical split ratio, 4 splitters, LC/APC connectors |  | XPND™ |  | Splitter module | Build America Buy America (BABA) compliant*
XP-SPTMM210800 |  | Variant of XPND-SPLITTER-MODULES | XPND module, 1x8 symmetrical split ratio, 2 splitters, LC/APC connectors |  | XPND™ |  | Splitter module | Build America Buy America (BABA) compliant*
XP-SPTJJ111665 |  | Variant of XPND-SPLITTER-MODULES | XPND module, 1x16 symmetrical split ratio, 1 splitters, SC/APC connectors, 65" Pigtails |  | XPND™ |  | Splitter module | Build America Buy America (BABA) compliant*
XP-SPTJJ113265 |  | Variant of XPND-SPLITTER-MODULES | XPND module, 1x32 symmetrical split ratio, 1 splitters, SC/APC connectors, 65" Pigtails |  | XPND™ |  | Splitter module | Build America Buy America (BABA) compliant*
XP-SPTMM411665 |  | Variant of XPND-SPLITTER-MODULES | XPND module, 1x16 symmetrical split ratio, 4 splitters, LC/APC connectors, 65" Pigtails |  | XPND™ |  | Splitter module | Build America Buy America (BABA) compliant*
XP-SPTMM213265 |  | Variant of XPND-SPLITTER-MODULES | XPND module, 1x32 symmetrical split ratio, 2 splitters, LC/APC connectors, 65" Pigtails |  | XPND™ |  | Splitter module | Build America Buy America (BABA) compliant*
FPXB-5FRA07-1440 |  | Variant of FPX-TERMINATION-SPLICE-PANELS | FPX Fiber Optic Termination Module, 5RU, 19in, Singlemode, 144 fiber, SC/UPC Connector, black | CommScope® |  | FPX | Fiber patch panel
FPX-3FRA0Z-1440 |  | Variant of FPX-TERMINATION-SPLICE-PANELS | FPX Fiber Optic Termination Module, 3RU, 19in, Singlemode, 144 fiber, LC/APC Connector, putty white | CommScope® |  | FPX | Fiber patch panel
FPX-1FRR0Z-483 |  | Variant of FPX-TERMINATION-SPLICE-PANELS | FPX Fiber Optic Termination/Splice Module, 1RU, 19in, Singlemode, 48 fiber, LC/APC Connector, putty white | CommScope® |  | FPX | Fiber patch/splice panel
FPX-1FRJA9-242 |  | Variant of FPX-TERMINATION-SPLICE-PANELS | FPX Fiber Optic Termination/Splice Module, 1RU, 19in, Singlemode, 24 fiber, OM4 MMSC Connector, putty white | CommScope® |  | FPX | Fiber patch panel
FPX-1FRAA6-480 |  | Variant of FPX-TERMINATION-SPLICE-PANELS | FPX Fiber Optic Termination Module, 1RU, 19in, Singlemode, 48 fiber, MMLC Connector, putty white | CommScope® |  | FPX | Fiber patch panel
FPX-1FRR08-243 |  | Variant of FPX-TERMINATION-SPLICE-PANELS | FPX Fiber Optic Termination/Splice Module, 1RU, 19in, Singlemode, 24 fiber, LC/UPC Connector, putty white | CommScope® |  | FPX | Fiber patch/splice panel
FPX-2FRR0Z-963 |  | Variant of FPX-TERMINATION-SPLICE-PANELS | FPX Fiber Optic Termination/Splice Module, 2RU, 19in, Singlemode, 96 fiber, LC/APC Connector, putty white | CommScope® |  | FPX | Fiber patch/splice panel
FPX-2FRR0J-483 |  | Variant of FPX-TERMINATION-SPLICE-PANELS | FPX Fiber Optic Termination/Splice Module, 2RU, 19in, Singlemode, 48 fiber, SC/APC Connector, putty white | CommScope® |  | FPX | Fiber patch/splice panel
FPX-2FRN07-482 |  | Variant of FPX-TERMINATION-SPLICE-PANELS | FPX Fiber Optic Termination/Splice Module, 2RU, 19in, Singlemode A1, 48 fiber, SC/UPC Connector, putty white | CommScope® |  | FPX | Fiber patch panel
FPX-2FRAA9-480 |  | Variant of FPX-TERMINATION-SPLICE-PANELS | FPX Fiber Optic Termination Module, 2RU, 19in, Singlemode, 48 fiber, MMSC Connector, putty white | CommScope® |  | FPX | Fiber patch panel
FPX-3FRR0J-723 |  | Variant of FPX-TERMINATION-SPLICE-PANELS | FPX Fiber Optic Termination/Splice Module, 3RU, 19in, Singlemode, 72 fiber, SC/UPC Connector, putty white | CommScope® |  | FPX | Fiber patch/splice panel
FPX-4FRR0J-963 |  | Variant of FPX-TERMINATION-SPLICE-PANELS | FPX Fiber Optic Termination/Splice Module, 4RU, 19in, Singlemode, 96 fiber, SC/APC Connector, putty white | CommScope® |  | FPX | Fiber patch/splice panel
FPX-4FRR08-1923 |  | Variant of FPX-TERMINATION-SPLICE-PANELS | FPX Fiber Optic Termination/Splice Module, 4RU, 19in, Singlemode, 192 fiber, LC/UPC Connector, putty white | CommScope® |  | FPX | Fiber patch/splice panel
FPX-5FRAA6-2880 |  | Variant of FPX-TERMINATION-SPLICE-PANELS | FPX Fiber Optic Termination Module, 5RU, 19in, Singlemode, 288 fiber, MMLC Connector, putty white | CommScope® |  | FPX | Fiber patch panel
FPX-5FRA0Z-2880 |  | Variant of FPX-TERMINATION-SPLICE-PANELS | FPX Fiber Optic Termination Module, 5RU, 19in, Singlemode, 288 fiber, LC/APC Connector, putty white | CommScope® |  | FPX | Fiber patch panel
FPXB-2FRA07-480 |  | Variant of FPX-TERMINATION-SPLICE-PANELS | FPX Fiber Optic Termination/Splice Module, 3RU, 19in, Singlemode, 144 fiber, SC/UPC Duplex Connector, black | CommScope® |  | FPX | Fiber patch panel
FPXB-2FRR08-963 |  | Variant of FPX-TERMINATION-SPLICE-PANELS | FPX Fiber Optic Termination/Splice Module, 2RU, 19in, Singlemode, 96 fiber, LC/UPC Connector, black | CommScope® |  | FPX | Fiber patch/splice panel
FPXB-4FS7/09HU092 |  | Variant of FPX-PRE-TERMINATED-PANELS | FPX Fiber Optic Termination Panel with I/O Stranded Cable, 4RU, 19in, Singlemode, 96 fiber, SC/UPC connectors, Stub tail at far end, putty white, 92m | CommScope® |  | FPX | Fiber patch panel ¦ with indoor/outdoor cable
FPX-5FSZ/0HHU031 |  | Variant of FPX-PRE-TERMINATED-PANELS | FPX Fiber Optic Termination Panel with I/O Stranded Cable, 5RU, 19in, Singlemode, 144 fiber, LC/APC connectors, Stub tail at far end, putty white, 31m | CommScope® |  | FPX | Fiber patch panel ¦ with indoor/outdoor cable
FPX-3FS8/0ARU305 |  | Variant of FPX-PRE-TERMINATED-PANELS | FPX Fiber Optic Termination Panel with I/O Ribbon Cable, 3RU, 19in, Singlemode, 144 fiber, LC/UPC connectors, Stub tail at far end, putty white, 305m | CommScope® |  | FPX | Fiber patch panel ¦ with indoor/outdoor cable
RCP-3KADUE03100 |  | Variant of RAPID-FIBER-PANELS | RapidFiber® Termination Panel, 144-Position 3RU, singlemode, LC/UPC to MPO, I/O, 31 m | CommScope® | RapidFiber® | RCP | Fiber patch panel ¦ with rapid cable
RCP-4ZAPUE03100 |  | Variant of RAPID-FIBER-PANELS | RapidFiber® Termination Panel, 144-Position 4RU, singlemode, LC/APC to MPO, 31 m | CommScope® | RapidFiber® | RCP | Fiber patch panel ¦ with rapid cable
760087536 | RFE-MOD-024-5K-MPO-LC02-KBL | Variant of LGX/1000-MODULES | ReadyPATCH® Multimode OM4 Keyed Module, 24 LC ports, blue | CommScope® | LazrSPEED® ¦ ReadyPATCH® | RFE | Fiber module
760087742 | RFE-MOD-024-5K-MPO-LC02-KVI | Variant of LGX/1000-MODULES | ReadyPATCH® Multimode OM4 Keyed Module, 24 LC ports, violet | CommScope® | LazrSPEED® ¦ ReadyPATCH® | RFE | Fiber module
760087866 | RFE-MOD-012-8W-MPO-LC02-KBL | Variant of LGX/1000-MODULES | ReadyPATCH® Singlemode Keyed Module, 12 LC ports, blue | CommScope® | ReadyPATCH® ¦ TeraSPEED® | RFE | Fiber module
760088062 | RFE-MOD-012-5K-MPO-LC02-KVI | Variant of LGX/1000-MODULES | ReadyPATCH® Multimode OM4 Keyed Module, 12 LC ports, violet | CommScope® | LazrSPEED® ¦ ReadyPATCH® | RFE | Fiber module
760087759 | RFE-MOD-024-8W-MPO-LC02-KVI | Variant of LGX/1000-MODULES | ReadyPATCH® Singlemode Keyed Module, 24 LC ports, violet | CommScope® | ReadyPATCH® ¦ TeraSPEED® | RFE | Fiber module
760087882 | RFE-MOD-012-5K-MPO-LC02-KOR | Variant of LGX/1000-MODULES | ReadyPATCH® Multimode OM4 Keyed Module, 12 LC ports, orange | CommScope® | LazrSPEED® ¦ ReadyPATCH® | RFE | Fiber module
760087668 | RFE-MOD-024-8W-MPO-LC02-KSL | Variant of LGX/1000-MODULES | ReadyPATCH® Singlemode Keyed Module, 24 LC ports, slate | CommScope® | ReadyPATCH® ¦ TeraSPEED® | RFE | Fiber module
760087890 | RFE-MOD-012-8W-MPO-LC02-KOR | Variant of LGX/1000-MODULES | ReadyPATCH® Singlemode Keyed Module, 12 LC ports, orange | CommScope® | ReadyPATCH® ¦ TeraSPEED® | RFE | Fiber module
760087577 | RFE-MOD-024-8W-MPO-LC02-KOR | Variant of LGX/1000-MODULES | ReadyPATCH® Singlemode Keyed Module, 24 LC ports, orange | CommScope® | ReadyPATCH® ¦ TeraSPEED® | RFE | Fiber module
760087684 | RFE-MOD-024-5K-MPO-LC02-KRD | Variant of LGX/1000-MODULES | ReadyPATCH® Multimode OM4 Keyed Module, 24 LC ports, red | CommScope® | LazrSPEED® ¦ ReadyPATCH® | RFE | Fiber module
760088005 | RFE-MOD-012-5K-MPO-LC02-KRD | Variant of LGX/1000-MODULES | ReadyPATCH® Multimode OM4 Keyed Module, 12 LC ports, red | CommScope® | LazrSPEED® ¦ ReadyPATCH® | RFE | Fiber module
760087783 | RFE-MOD-024-8W-MPO-LC02-KRO | Variant of LGX/1000-MODULES | ReadyPATCH® Singlemode Keyed Module, 24 LC ports, rose | CommScope® | ReadyPATCH® ¦ TeraSPEED® | RFE | Fiber module
760088104 | RFE-MOD-012-8W-MPO-LC02-KRO | Variant of LGX/1000-MODULES | ReadyPATCH® Singlemode Keyed Module, 12 LC ports, rose | CommScope® | ReadyPATCH® ¦ TeraSPEED® | RFE | Fiber module
760088013 | RFE-MOD-012-8W-MPO-LC02-KRD | Variant of LGX/1000-MODULES | ReadyPATCH® Singlemode Keyed Module, 12 LC ports, red | CommScope® | ReadyPATCH® ¦ TeraSPEED® | RFE | Fiber module
760087924 | RFE-MOD-012-8W-MPO-LC02-KGR | Variant of LGX/1000-MODULES | ReadyPATCH® Singlemode Keyed Module, 12 LC ports, green | CommScope® | ReadyPATCH® ¦ TeraSPEED® | RFE | Fiber module
760087593 | RFE-MOD-024-5K-MPO-LC02-KGR | Variant of LGX/1000-MODULES | ReadyPATCH® Multimode OM4 Keyed Module, 24 LC ports, green | CommScope® | LazrSPEED® ¦ ReadyPATCH® | RFE | Fiber module
760088120 | RFE-MOD-012-5K-MPO-LC02-KAQ | Variant of LGX/1000-MODULES | ReadyPATCH® Multimode OM4 Keyed Module, 12 LC ports, aqua | CommScope® | LazrSPEED® ¦ ReadyPATCH® | RFE | Fiber module
760087726 | RFE-MOD-024-8W-MPO-LC02-KYL | Variant of LGX/1000-MODULES | ReadyPATCH® Singlemode Keyed Module, 24 LC ports, yellow | CommScope® | ReadyPATCH® ¦ TeraSPEED® | RFE | Fiber module
760087940 | RFE-MOD-012-5K-MPO-LC02-KBR | Variant of LGX/1000-MODULES | ReadyPATCH® Multimode OM4 Keyed Module, 12 LC ports, brown | CommScope® | LazrSPEED® ¦ ReadyPATCH® | RFE | Fiber module
760088138 | RFE-MOD-012-8W-MPO-LC02-KAQ | Variant of LGX/1000-MODULES | ReadyPATCH® Singlemode Keyed Module, 12 LC ports, aqua | CommScope® | ReadyPATCH® ¦ TeraSPEED® | RFE | Fiber module
760088047 | RFE-MOD-012-8W-MPO-LC02-KYL | Variant of LGX/1000-MODULES | ReadyPATCH® Singlemode Keyed Module, 12 LC ports, yellow | CommScope® | ReadyPATCH® ¦ TeraSPEED® | RFE | Fiber module
760093336 | 360-iP-HD-2U-IP-SD | Variant of IPATCH-PANELS | SYSTIMAX 360™ iPatch® G2 High Density Sliding Fiber Panel | CommScope® | LazrSPEED® ¦ SYSTIMAX 360™ ¦ iPatch® | IPATCH | Fiber patch panel |  | Discontinued
760098459 | 360G2-XCPB | Variant | G2 4U Shelf Expanded Cable Protector Kit | CommScope® |  |  | Cable management hardware
760015412 | RFE-PNL-2-MPO | Variant of LGX/1000-ADAPTER-PACKS | ReadyPATCH® Adapter Pack, Black, 1000-Type, with 2 12 fiber MPO adapters | CommScope® | LazrSPEED® ¦ OptiSPEED® ¦ ReadyPATCH® ¦ TeraSPEED® | 1000-style | Fiber adapter pack
760021790 | PNL-BK-012-MFA-SC02-BG | Variant of LGX/1000-ADAPTER-PACKS | Adapter Pack, Black, 1000-Type, with 6 OptiSPEED® Multimode duplex SC adapters, beige | CommScope® | OptiSPEED® | 1000-style | Fiber adapter pack
760024372 | PNL-BK-012-EMT-SC02 | Variant of LGX/1000-ADAPTER-PACKS | Adapter Pack, 1000-type, unpopulated, accepts 6 duplex SC adapters | CommScope® |  | 1000-style | Fiber adapter pack ¦ unloaded
760026369 | 1000-8LC-SPLX-00 | Variant of LGX/1000-ADAPTER-PACKS | 1000-type Adapter Pack, unpopulated, accepts 8 simplex LC adapters | CommScope® |  | 1000-style | Fiber adapter pack ¦ unloaded
760027441 | PNL-BK-024-MFA-LC02-BG-SHUTTERED | Variant of LGX/1000-ADAPTER-PACKS | Adapter Pack, 1000-type, with 12 OptiSPEED® Multimode duplex LC adapters, beige | CommScope® | OptiSPEED® | 1000-style | Fiber adapter pack
760027714 | PNL-BK-012-SFA-SC02-BL | Variant of LGX/1000-ADAPTER-PACKS | Adapter Pack, Black, 1000-Type, with 6 TeraSPEED® Singlemode duplex SC adapters, blue | CommScope® | TeraSPEED® | 1000-style | Fiber adapter pack
760028209 | PNL-BK-024-MFA-LC02-AQ-SHUTTERED | Variant of LGX/1000-ADAPTER-PACKS | Adapter Pack, 1000-type with 12 LazrSPEED® Multimode duplex LC adapters, aqua | CommScope® | LazrSPEED® | 1000-style | Fiber adapter pack
760032243 | MODG2-6SC-MM-PT-A | Variant of G2-CARTRIDGES | G2 Modular Cassette with 6 SC OptiSPEED® Multimode Pigtails, Type A | SYSTIMAX® | OptiSPEED® |  | Fiber cassette with pigtails |  | Discontinued
760033936 | 600G2-1U-UP-SD | Variant | G2 1U Sliding Faceplate Panel | CommScope® |  |  | Fiber patch panel
760034082 | MODG2-6SC-LS-PT-B | Variant of G2-CARTRIDGES | G2 Modular Cassette with 6 SC LazrSPEED® 550 Pigtails, Type B | SYSTIMAX® | LazrSPEED® |  | Fiber cassette with pigtails |  | Discontinued
760036457 | MODG2-6SCA-SM-PT-B | Variant of G2-CARTRIDGES | G2 Modular Cassette with 6 SC APC TeraSPEED® Singlemode Pigtails, Type B | SYSTIMAX® | TeraSPEED® |  | Fiber cassette with pigtails |  | Discontinued
760167916 | RP-MOD-024-LS-MPO-LC02 | Variant of LGX/1000-MODULES | ReadyPATCH® Multimode OM4 Standard Module, 24 LC ports | CommScope® | LazrSPEED® ¦ ReadyPATCH® |  | Fiber module
760167965 | RP-MOD-012-LS-MPO-SC02 | Variant of LGX/1000-MODULES | ReadyPATCH® Multimode OM4 Standard Module, 12 SC ports | CommScope® | LazrSPEED® ¦ ReadyPATCH® |  | Fiber module
760167866 | RP-MOD-012-LS-MPO-LC02 | Variant of LGX/1000-MODULES | ReadyPATCH® Multimode OM4 Standard Module, 12 LC ports | CommScope® | LazrSPEED® ¦ ReadyPATCH® |  | Fiber module
760169144 | 360G2-iP-1U-32-MPO-DP-SD | Variant of IPATCH-PANELS | SYSTIMAX 360™ iPatch® G2 1U 32-MPO Distribution Panel, Sliding Panel | CommScope® | LazrSPEED® ¦ SYSTIMAX 360™ ¦ iPatch® | IPATCH | Fiber splice panel
760169151 | 360G2-iP-32-MPO-SD-KIT-5PK | Variant | SYSTIMAX 360™ iPatch® 32-MPO Sliding Shelf, 5PK imVision Upgrade Kit | SYSTIMAX® | LazrSPEED® ¦ SYSTIMAX 360™ ¦ iPatch® |  | Upgrade kit
760168435 | 360G2-iP-1U-96F-LC-DM-LS-SD | Variant of IPATCH-PANELS | SYSTIMAX 360™ iPatch® InstaPATCH 1U 96F-LC Distribution Module, LazrSPEED, Sliding Panel | CommScope® | SYSTIMAX 360™ ¦ iPatch® | IPATCH | Fiber splice panel
760169177 | 360G2-iP-1U-32-MPO-DP-UHD | Variant of IPATCH-PANELS | SYSTIMAX 360™ iPatch® G2 1U 32-MPO Distribution Panel, UHD Panel | CommScope® | LazrSPEED® ¦ SYSTIMAX 360™ ¦ iPatch® | IPATCH | Fiber splice panel |  | Discontinued
760169185 | 360G2-iP-2U-64-MPO-DP-SD | Variant of IPATCH-PANELS | SYSTIMAX 360™ iPatch® G2 2U 64-MPO Distribution Panel, Sliding Panel | CommScope® | LazrSPEED® ¦ SYSTIMAX 360™ ¦ iPatch® | IPATCH | Fiber splice panel
760169193 | 360G2-iP-2U-96-MPO-DP-UHD | Variant of IPATCH-PANELS | SYSTIMAX 360™ iPatch® G2 2U 96-MPO Distribution Panel, UHD Panel | CommScope® | LazrSPEED® ¦ SYSTIMAX 360™ ¦ iPatch® | IPATCH | Fiber splice panel |  | Discontinued
760245400 | G2-SP-12LCX-RPT | Variant of G2-SPLICE-CASSETTES | G2 Splice Cassette, 12LC with internal shutters, OM4, with ribbon pigtails | CommScope® |  | G2 | Fiber cassette with ribbon pigtail
760245402 | G2-SP-12LCG-RPT | Variant of G2-SPLICE-CASSETTES | G2 Splice Cassette, 12LC/UPC with internal shutters, OS2, with ribbon pigtails | CommScope® |  | G2 | Fiber cassette with ribbon pigtail
760245494 | G2-SP-24LC | Variant of G2-SPLICE-CASSETTES | G2 Splice Cassette, 24LC, no pigtails | CommScope® |  | G2 | Fiber cassette
760245472 | G2 FLEX LABEL KIT (12pcs) | Variant | G2 footprint accessories label kit | CommScope® |  |  | Label kit
NG4-CMDMPGQ |  | Variant of NG4-CABLED-MODULES | NG4access® Cabled Module, singlemode LC/APC to MPO/APC, 72 fiber, stranded, IFC |  | NG4access® | LSX ¦ NG4 | Fiber cabled module
760253734 | PPL-DM-8AU-8LC-SM-SAMPLE | Variant of PROPEL-MODULES | Propel Sample Singlemode MPO-08 Distribution Module, 4 duplex LC/UPC to MPO, No fiber | CommScope® | Propel | PPL | Fiber module
760254379 | RMM-12UR-12UF-OM5-ULL | Variant of FD-PANELS | 1RU rack mounted Multimode OM5 mesh module with 24, MPO12 inputs on the back from separate network enclaves and 24, MPO12 outputs to the desk top on the front with Ultra-Low Loss (ULL) performance | CommScope® |  | FD | Fiber patch panel
760254219 |  | Variant of PROPEL-COLOR-COLLARS | Propel Color Collar - Red, 25 pack | CommScope® | Propel | PPL | Color Cap
760254220 |  | Variant of PROPEL-COLOR-COLLARS | Propel Color Collar - Green, 25 pack | CommScope® | Propel | PPL | Color Cap
760254222 |  | Variant of PROPEL-COLOR-COLLARS | Propel Color Collar - Brown, 25 pack | CommScope® | Propel | PPL | Color Cap
760254224 |  | Variant of PROPEL-COLOR-COLLARS | Propel Color Collar - Yellow, 25 pack | CommScope® | Propel | PPL | Color Cap
760254225 |  | Variant of PROPEL-COLOR-COLLARS | Propel Color Collar - Blue, 25 pack | CommScope® | Propel | PPL | Color Cap
760254226 |  | Variant of PROPEL-COLOR-COLLARS | Propel Color Collar - Aqua, 25 pack | CommScope® | Propel | PPL | Color Cap
760254041 | EPX-1U-CHD-ENC | Variant of EPX-PANELS | EPX 1U sliding panel, accepts (8) CHD style modules, adapter packs, or splice cassettes, providing up to 48 duplex LC ports | CommScope® |  | EPX | Fiber patch panel ¦ Fiber patch/splice panel
FST-DRS48-HS |  | Variant of FST-SPLICE-WHEELS | FST Fiber Optic Round Splice Tray, holds 48 heat shrink splice protectors |  |  | FL2000 ¦ NGF ¦ OMX | Fiber splice tray
RCP-1K2PU006100 |  | Variant of RAPID-FIBER-PANELS | RapidFiber® Termination Panel, 24-Position 1RU, singlemode, LC/UPC to stub, 61 m | CommScope® | RapidFiber® | RCP | Fiber patch panel ¦ with rapid cable
RCP-1K4PUE09200 |  | Variant of RAPID-FIBER-PANELS | RapidFiber® Termination Panel, 48-Position 1RU, singlemode, LC/UPC to MPO, 92 m | CommScope® | RapidFiber® | RCP | Fiber patch panel ¦ with rapid cable
RCP-1K4PUE12200 |  | Variant of RAPID-FIBER-PANELS | RapidFiber® Termination Panel, 48-Position 1RU, singlemode, LC/UPC to MPO, 122 m | CommScope® | RapidFiber® | RCP | Fiber patch panel ¦ with rapid cable
RCP-3KAPU003100 |  | Variant of RAPID-FIBER-PANELS | RapidFiber® Termination Panel, 144-Position 3RU, singlemode, LC/UPC to stub, 31 m | CommScope® | RapidFiber® | RCP | Fiber patch panel ¦ with rapid cable
RCP-C1K4PUK06100 |  | Variant of RAPID-FIBER-PANELS | RapidFiber® Termination Panel, 48-Position 1RU, singlemode, LC/UPC to LC/UPC, spool, 61 m | CommScope® | RapidFiber® | RCP | Fiber patch panel ¦ with rapid cable
RCP-C1K4PUK09200 |  | Variant of RAPID-FIBER-PANELS | RapidFiber® Termination Panel, 48-Position 1RU, singlemode, LC/UPC to LC/UPC, spool, 92 m | CommScope® | RapidFiber® | RCP | Fiber patch panel ¦ with rapid cable
FST-NT |  | Variant of FST-SPLICE-TRAYS | FST Fiber Optic Splice Tray, 24 splice capacity |  |  |  | Fiber splice tray
760251264 |  | Variant | Cable gland kit 1” NPT. For use with unterminated cable with an OD of 18 - 25 mm | CommScope® |  |  | Gland kit
760249997 | EPX-1U-PNL-ENC | Variant of EPX-PANELS | EPX 1U sliding panel, accepts (3) LGX/PNL style splice cassettes, modules or panels, providing up to 36 duplex LC ports | CommScope® |  | EPX | Fiber patch panel ¦ Fiber patch/splice panel
760249998 | EPX-1U-MOD-ENC | Variant of EPX-PANELS | EPX 1U sliding panel, accepts (4) G2 style splice cassettes, modules or adapter packs, providing up to 48 duplex LC ports | CommScope® |  | EPX | Fiber patch panel ¦ Fiber patch/splice panel
760251044 | EPX-2U-MOD-ENC | Variant of EPX-PANELS | EPX 2U sliding panel, accepts (8) G2 style splice cassettes, modules or adapter packs, providing up to 96 duplex LC ports | CommScope® |  | EPX | Fiber patch panel ¦ Fiber patch/splice panel
760251045 | EPX-2U-PNL-ENC | Variant of EPX-PANELS | EPX 2U sliding panel, accepts (6) LGX/PNL style splice cassettes, modules or panels, providing up to 72 duplex LC ports | CommScope® |  | EPX | Fiber patch panel ¦ Fiber patch/splice panel
760251046 | EPX-2U-MOD-ENC-FX | Variant of EPX-PANELS | EPX 2U fixed panel, accepts (8) G2 style splice cassettes, modules or adapter packs, providing up to 96 duplex LC ports | CommScope® |  | EPX | Fiber patch panel ¦ Fiber patch/splice panel
760251047 | EPX-2U-PNL-ENC-FX | Variant of EPX-PANELS | EPX 2U fixed panel, accepts (6) LGX/PNL style splice cassettes, modules or panels, providing up to 72 duplex LC ports | CommScope® |  | EPX | Fiber patch panel ¦ Fiber patch/splice panel
760251048 | EPX-4U-MOD-ENC | Variant of EPX-PANELS | EPX 4U sliding panel, accepts (16) G2 style splice cassettes, modules or adapter packs, providing up to 192 duplex LC ports | CommScope® |  | EPX | Fiber patch panel ¦ Fiber patch/splice panel
760251050 | EPX-4U-MOD-ENC-FX | Variant of EPX-PANELS | EPX 4U fixed panel, accepts (16) G2 style splice cassettes, modules or adapter packs, providing up to 192 duplex LC ports | CommScope® |  | EPX | Fiber patch panel ¦ Fiber patch/splice panel
760251098 | EPX-1U-MOD-OPEN-FX | Variant of EPX-PANELS | EPX 1U open fixed panel, accepts (4) G2 style splice cassettes, modules or adapter packs, providing up to 48 duplex LC ports | CommScope® |  | EPX | Fiber patch panel
760251099 | EPX-1U-PNL-OPEN-FX | Variant of EPX-PANELS | EPX 1U open fixed panel, accepts (3) LGX/PNL style splice cassettes, modules or panels, providing up to 36 duplex LC ports | CommScope® |  | EPX | Fiber patch panel
760245721 |  | Variant of FIXED-PNLS-1U | Fiber Optic Termination/Splice Panel, 1U, 19 in, 12 SC simplex adapter, singlemode, black | CommScope® |  | 1U | Fiber patch/splice panel
760245722 |  | Variant of FIXED-PNLS-1U | Fiber Optic Termination/Splice Panel, 1U, 19 in, 24 SC simplex adapter, singlemode, black | CommScope® |  | 1U | Fiber patch/splice panel
760249188 |  | Variant of FIXED-PNLS-1U | Fiber Optic Termination/Splice Panel, 1U, 19 in, 24 SC simplex adapter, multimode, black | CommScope® |  | 1U | Fiber patch/splice panel
760249184 |  | Variant of FIXED-PNLS-1U | Fiber Optic Termination/Splice Panel, 1U, 19 in, 48 SC simplex adapter, singlemode, black | CommScope® |  | 1U | Fiber patch/splice panel
760249186 |  | Variant of FIXED-PNLS-1U | Fiber Optic Termination/Splice Panel, 1U, 19 in, 48 SC simplex adapter, multimode, black | CommScope® |  | 1U | Fiber patch/splice panel
760249183 |  | Variant of FIXED-PNLS-1U | Fiber Optic Termination/Splice Panel, 1U, 19 in, 48 LC duplex adapter, singlemode, black | CommScope® |  | 1U | Fiber patch/splice panel
760249434 | ODF-FFACC-CBLCOV | Variant of FLEX-CAB-ACCESSORIES | Flex frame Rear cable cover (set of 2) to cover one side of frame. | CommScope® |  |  | Cover hardware
760249435 | ODF-FFACC-EG | Variant of FLEX-CAB-ACCESSORIES | Flex Frame End Guard | CommScope® |  |  | End guard
760245025 | ODF-FFACCPAINT | Variant of FLEX-CAB-ACCESSORIES | Flex Frame touch up paint Black | CommScope® |  |  | Touch up paint
RCPB-1K4PUE06100 |  | Variant of RAPID-FIBER-PANELS | RapidFiber® Termination Panel, 48-Position 1RU, singlemode, LC/UPC to MPO, 61 m | CommScope® | RapidFiber® | RCP | Fiber patch panel ¦ with rapid cable
RCPB-1K4PUE09200 |  | Variant of RAPID-FIBER-PANELS | RapidFiber® Termination Panel, 48-Position 1RU, singlemode, LC/UPC to MPO, 92 m | CommScope® | RapidFiber® | RCP | Fiber patch panel ¦ with rapid cable
RCPB-1K4PUE15300 |  | Variant of RAPID-FIBER-PANELS | RapidFiber® Termination Panel, 48-Position 1RU, singlemode, LC/UPC to MPO, 153 m | CommScope® | RapidFiber® | RCP | Fiber patch panel ¦ with rapid cable
RCP-4ZBPUZ03125 |  | Variant of RAPID-FIBER-PANELS | RapidFiber® Termination Panel, 288-Position 4RU, singlemode, LC/APC to LC/APC 25" breakouts, 31m | CommScope® | RapidFiber® | RCP | Fiber patch panel ¦ with rapid cable
NG4-MMDCM0L500 |  | Variant of NG4-MODULES | NG4access® MPO Module, multimode OM5, LC-MPO 2x12 fiber, Polarity A, left exit (for MPO module) | CommScope® | NG4access® | NG4 | Fiber module
NG4-MMDCM0R500 |  | Variant of NG4-MODULES | NG4access® MPO Module, multimode OM5, LC-MPO 2x12 fiber, Polarity A, right exit (for MPO module) | CommScope® | NG4access® | NG4 | Fiber module
NG4-CMD7LGQ |  | Variant of NG4-CABLED-MODULES | NG4access® Cabled Module, singlemode SC/UPC to SC/APC, 72 fiber, stranded, IFC |  | NG4access® | LSX ¦ NG4 | Fiber cabled module
760248415 | CM2-024-LS-MPO24-MPO12 | Variant of LGX/1000-MODULES | Fiber Optic LGX/1000 Style Multimode OM4 Conversion Module, (1) MPO-24, (2) MPO-12, Method A | CommScope® |  |  | Fiber module
760248411 | DM2-008-LS-MPO12-LC | Variant of LGX/1000-MODULES | Fiber Optic LGX/1000 Style Multimode OM4 Distribution Module, 8LC to 1x8 MPO, Method A | CommScope® |  |  | Fiber module
760248410 | DM2-008-TS-MPO12-LA | Variant of LGX/1000-MODULES | Fiber Optic LGX/1000 Style Singlemode Distribution Module, 8 LC/APC to 1x8 MPO, Method A | CommScope® |  |  | Fiber module
760249049 | G2iP-SP-24LC | Variant of G2-SPLICE-CASSETTES | G2 Splice Cassette, 24LC, intelligent-ready, no pigtails | SYSTIMAX® |  | G2 | Fiber cassette
760246246 | G2ip-SP-12LC | Variant of G2-SPLICE-CASSETTES | G2 Splice Cassette, 12LC without shutters, intelligent-ready, no pigtails | SYSTIMAX® |  | G2 | Fiber cassette
1RU-SP1264001 | 1RU SPLTR PNL 2X64 APC/LC | Variant of 1RU-SPLTR-PNLS | 1RU panel, 2X64 split ratio, 1 splitter, LC/APC connectors |  |  | 1RU | Splitter patch panel | Build America Buy America (BABA) compliant*
1RU-SP1116004 | 1RU SPLTR PNL (4) 1X16 APC/LC | Variant of 1RU-SPLTR-PNLS | 1RU panel, 1X16 split ratio, 4 splitters, LC/APC connectors |  |  | 1RU | Splitter patch panel | Build America Buy America (BABA) compliant*
760254867 | PPL-DM-NULL-8PLC-OM4-BEU | Variant of PROPEL-MODULES | Propel ULL Multimode OM4 MPO-08 front facing breakout module, 4 duplex LC to 1X8f MPO/UPC pinned, Method B Enhanced | CommScope® | Propel | PPL | Fiber module
RCP-C4KBPUZ04600 |  | Variant of RAPID-FIBER-PANELS | RapidFiber® Termination Panel, 288-Position 4RU, singlemode, LC/UPC to LC/APC CMOD, 46m | CommScope® | RapidFiber® | RCP | Fiber patch panel ¦ with rapid cable
RCP-C4KBPUZ09200 |  | Variant of RAPID-FIBER-PANELS | RapidFiber® Termination Panel, 288-Position 4RU, singlemode, LC/UPC to LC/APC CMOD, 92m | CommScope® | RapidFiber® | RCP | Fiber patch panel ¦ with rapid cable
RCP-C4KBPUZ11400 |  | Variant of RAPID-FIBER-PANELS | RapidFiber® Termination Panel, 288-Position 4RU, singlemode, LC/UPC to LC/APC CMOD, 114m | CommScope® | RapidFiber® | RCP | Fiber patch panel ¦ with rapid cable
RCP-C4KBPUZ16000 |  | Variant of RAPID-FIBER-PANELS | RapidFiber® Termination Panel, 288-Position 4RU, singlemode, LC/UPC to LC/APC CMOD, 160m | CommScope® | RapidFiber® | RCP | Fiber patch panel ¦ with rapid cable
RCP-C4KBPUZ20600 |  | Variant of RAPID-FIBER-PANELS | RapidFiber® Termination Panel, 288-Position 4RU, singlemode, LC/UPC to LC/APC CMOD, 206m | CommScope® | RapidFiber® | RCP | Fiber patch panel ¦ with rapid cable
RCP-C4ZBPUK02300 |  | Variant of RAPID-FIBER-PANELS | RapidFiber® Termination Panel, 288-Position 4RU, singlemode, LC/APC to LC/UPC CMOD, 23m | CommScope® | RapidFiber® | RCP | Fiber patch panel ¦ with rapid cable
RCP-C4ZBPUK04600 |  | Variant of RAPID-FIBER-PANELS | RapidFiber® Termination Panel, 288-Position 4RU, singlemode, LC/APC to LC/UPC CMOD, 46m | CommScope® | RapidFiber® | RCP | Fiber patch panel ¦ with rapid cable
RCP-C4ZBPUK16000 |  | Variant of RAPID-FIBER-PANELS | RapidFiber® Termination Panel, 288-Position 4RU, singlemode, LC/APC to LC/UPC CMOD, 160m | CommScope® | RapidFiber® | RCP | Fiber patch panel ¦ with rapid cable
RCP-C4ZBPUK18300 |  | Variant of RAPID-FIBER-PANELS | RapidFiber® Termination Panel, 288-Position 4RU, singlemode, LC/APC to LC/UPC CMOD, 183m | CommScope® | RapidFiber® | RCP | Fiber patch panel ¦ with rapid cable
RCP-C4ZBPUK20600 |  | Variant of RAPID-FIBER-PANELS | RapidFiber® Termination Panel, 288-Position 4RU, singlemode, LC/APC to LC/UPC CMOD, 206m | CommScope® | RapidFiber® | RCP | Fiber patch panel ¦ with rapid cable
RCP-C4ZBPUZ02300 |  | Variant of RAPID-FIBER-PANELS | RapidFiber® Termination Panel, 288-Position 4RU, singlemode, LC/APC to LC/APC CMOD, 23m | CommScope® | RapidFiber® | RCP | Fiber patch panel ¦ with rapid cable
RCP-C4ZBPUZ06900 |  | Variant of RAPID-FIBER-PANELS | RapidFiber® Termination Panel, 288-Position 4RU, singlemode, LC/APC to LC/APC CMOD, 69m | CommScope® | RapidFiber® | RCP | Fiber patch panel ¦ with rapid cable
RCP-C4ZBPUZ11400 |  | Variant of RAPID-FIBER-PANELS | RapidFiber® Termination Panel, 288-Position 4RU, singlemode, LC/APC to LC/APC CMOD, 114m | CommScope® | RapidFiber® | RCP | Fiber patch panel ¦ with rapid cable
RCP-C4ZBPUZ13700 |  | Variant of RAPID-FIBER-PANELS | RapidFiber® Termination Panel, 288-Position 4RU, singlemode, LC/APC to LC/APC CMOD, 137 m | CommScope® | RapidFiber® | RCP | Fiber patch panel ¦ with rapid cable
RCP-C4ZBPUZ18300 |  | Variant of RAPID-FIBER-PANELS | RapidFiber® Termination Panel, 288-Position 4RU, singlemode, LC/APC to LC/APC CMOD, 183m | CommScope® | RapidFiber® | RCP | Fiber patch panel ¦ with rapid cable
RCP-C4ZBPUZ22900 |  | Variant of RAPID-FIBER-PANELS | RapidFiber® Termination Panel, 288-Position 4RU, singlemode, LC/APC to LC/APC CMOD, 229m | CommScope® | RapidFiber® | RCP | Fiber patch panel ¦ with rapid cable
RCP-4KBPUK02309B |  | Variant of RAPID-FIBER-PANELS | RapidFiber® Termination Panel, 288-Position 4RU, singlemode, LC/UPC to LC/UPC breakouts, 23m cable with 108 inch breakout length and 1.2MM Breakout Jacketing | CommScope® | RapidFiber® | RCP | Fiber patch panel ¦ with rapid cable
RCP-4KBPUK02339B |  | Variant of RAPID-FIBER-PANELS | RapidFiber® Termination Panel, 288-Position 4RU, singlemode, LC/UPC to LC/UPC breakouts, 23m cable with 39 inch breakout length and 1.2MM Breakout Jacketing | CommScope® | RapidFiber® | RCP | Fiber patch panel ¦ with rapid cable
RCP-4KBPUK02345B |  | Variant of RAPID-FIBER-PANELS | RapidFiber® Termination Panel, 288-Position 4RU, singlemode, LC/UPC to LC/UPC breakouts, 23m cable with 45 inch breakout length and 1.2MM Breakout Jacketing | CommScope® | RapidFiber® | RCP | Fiber patch panel ¦ with rapid cable
RCP-4KBPUK04609B |  | Variant of RAPID-FIBER-PANELS | RapidFiber® Termination Panel, 288-Position 4RU, singlemode, LC/UPC to LC/UPC breakouts, 46m cable with 108 inch breakout length and 1.2MM Breakout Jacketing | CommScope® | RapidFiber® | RCP | Fiber patch panel ¦ with rapid cable
RCP-4KBPUK04639B |  | Variant of RAPID-FIBER-PANELS | RapidFiber® Termination Panel, 288-Position 4RU, singlemode, LC/UPC to LC/UPC breakouts, 46m cable with 39 inch breakout length and 1.2MM Breakout Jacketing | CommScope® | RapidFiber® | RCP | Fiber patch panel ¦ with rapid cable
RCP-4KBPUK06939B |  | Variant of RAPID-FIBER-PANELS | RapidFiber® Termination Panel, 288-Position 4RU, singlemode, LC/UPC to LC/UPC breakouts, 69m cable with 39 inch breakout length and 1.2MM Breakout Jacketing | CommScope® | RapidFiber® | RCP | Fiber patch panel ¦ with rapid cable
RCP-4KBPUK09209B |  | Variant of RAPID-FIBER-PANELS | RapidFiber® Termination Panel, 288-Position 4RU, singlemode, LC/UPC to LC/UPC breakouts, 92m cable with 108 inch breakout length and 1.2MM Breakout Jacketing | CommScope® | RapidFiber® | RCP | Fiber patch panel ¦ with rapid cable
RCP-4KBPUK09239B |  | Variant of RAPID-FIBER-PANELS | RapidFiber® Termination Panel, 288-Position 4RU, singlemode, LC/UPC to LC/UPC breakouts, 92m cable with 39 inch breakout length and 1.2MM Breakout Jacketing | CommScope® | RapidFiber® | RCP | Fiber patch panel ¦ with rapid cable
RCP-4KBPUK09245B |  | Variant of RAPID-FIBER-PANELS | RapidFiber® Termination Panel, 288-Position 4RU, singlemode, LC/UPC to LC/UPC breakouts, 92m cable with 45 inch breakout length and 1.2MM Breakout Jacketing | CommScope® | RapidFiber® | RCP | Fiber patch panel ¦ with rapid cable
RCP-4KBPUK09267B |  | Variant of RAPID-FIBER-PANELS | RapidFiber® Termination Panel, 288-Position 4RU, singlemode, LC/UPC to LC/UPC breakouts, 92m cable with 67 inch breakout length and 1.2MM Breakout Jacketing | CommScope® | RapidFiber® | RCP | Fiber patch panel ¦ with rapid cable
RCP-4KBPUK11409B |  | Variant of RAPID-FIBER-PANELS | RapidFiber® Termination Panel, 288-Position 4RU, singlemode, LC/UPC to LC/UPC breakouts, 114m cable with 108 inch breakout length and 1.2MM Breakout Jacketing | CommScope® | RapidFiber® | RCP | Fiber patch panel ¦ with rapid cable
RCP-4KBPUK11425B |  | Variant of RAPID-FIBER-PANELS | RapidFiber® Termination Panel, 288-Position 4RU, singlemode, LC/UPC to LC/UPC breakouts, 114m cable with 25 inch breakout length and 1.2MM Breakout Jacketing | CommScope® | RapidFiber® | RCP | Fiber patch panel ¦ with rapid cable
RCP-4KBPUK11439B |  | Variant of RAPID-FIBER-PANELS | RapidFiber® Termination Panel, 288-Position 4RU, singlemode, LC/UPC to LC/UPC breakouts, 114m cable with 39 inch breakout length and 1.2MM Breakout Jacketing | CommScope® | RapidFiber® | RCP | Fiber patch panel ¦ with rapid cable
RCP-4KBPUK11467B |  | Variant of RAPID-FIBER-PANELS | RapidFiber® Termination Panel, 288-Position 4RU, singlemode, LC/UPC to LC/UPC breakouts, 114m cable with 67 inch breakout length and 1.2MM Breakout Jacketing | CommScope® | RapidFiber® | RCP | Fiber patch panel ¦ with rapid cable
RCP-4KBPUK13709B |  | Variant of RAPID-FIBER-PANELS | RapidFiber® Termination Panel, 288-Position 4RU, singlemode, LC/UPC to LC/UPC breakouts, 137m cable with 108 inch breakout length and 1.2MM Breakout Jacketing | CommScope® | RapidFiber® | RCP | Fiber patch panel ¦ with rapid cable
RCP-4KBPUK13767B |  | Variant of RAPID-FIBER-PANELS | RapidFiber® Termination Panel, 288-Position 4RU, singlemode, LC/UPC to LC/UPC breakouts, 137m cable with 67 inch breakout length and 1.2MM Breakout Jacketing | CommScope® | RapidFiber® | RCP | Fiber patch panel ¦ with rapid cable
RCP-4KBPUK16025B |  | Variant of RAPID-FIBER-PANELS | RapidFiber® Termination Panel, 288-Position 4RU, singlemode, LC/UPC to LC/UPC breakouts, 160m cable with 25 inch breakout length and 1.2MM Breakout Jacketing | CommScope® | RapidFiber® | RCP | Fiber patch panel ¦ with rapid cable
RCP-4KBPUK16039B |  | Variant of RAPID-FIBER-PANELS | RapidFiber® Termination Panel, 288-Position 4RU, singlemode, LC/UPC to LC/UPC breakouts, 160m cable with 39 inch breakout length and 1.2MM Breakout Jacketing | CommScope® | RapidFiber® | RCP | Fiber patch panel ¦ with rapid cable
RCP-4KBPUK16045B |  | Variant of RAPID-FIBER-PANELS | RapidFiber® Termination Panel, 288-Position 4RU, singlemode, LC/UPC to LC/UPC breakouts, 160m cable with 45 inch breakout length and 1.2MM Breakout Jacketing | CommScope® | RapidFiber® | RCP | Fiber patch panel ¦ with rapid cable
RCP-4KBPUK18309B |  | Variant of RAPID-FIBER-PANELS | RapidFiber® Termination Panel, 288-Position 4RU, singlemode, LC/UPC to LC/UPC breakouts, 183m cable with 108 inch breakout length and 1.2MM Breakout Jacketing | CommScope® | RapidFiber® | RCP | Fiber patch panel ¦ with rapid cable
RCP-4KBPUK18339B |  | Variant of RAPID-FIBER-PANELS | RapidFiber® Termination Panel, 288-Position 4RU, singlemode, LC/UPC to LC/UPC breakouts, 183m cable with 39 inch breakout length and 1.2MM Breakout Jacketing | CommScope® | RapidFiber® | RCP | Fiber patch panel ¦ with rapid cable
RCP-4KBPUK18367B |  | Variant of RAPID-FIBER-PANELS | RapidFiber® Termination Panel, 288-Position 4RU, singlemode, LC/UPC to LC/UPC breakouts, 183m cable with 67 inch breakout length and 1.2MM Breakout Jacketing | CommScope® | RapidFiber® | RCP | Fiber patch panel ¦ with rapid cable
RCP-4KBPUK20609B |  | Variant of RAPID-FIBER-PANELS | RapidFiber® Termination Panel, 288-Position 4RU, singlemode, LC/UPC to LC/UPC breakouts, 206m cable with 108 inch breakout length and 1.2MM Breakout Jacketing | CommScope® | RapidFiber® | RCP | Fiber patch panel ¦ with rapid cable
RCP-4KBPUK20625B |  | Variant of RAPID-FIBER-PANELS | RapidFiber® Termination Panel, 288-Position 4RU, singlemode, LC/UPC to LC/UPC breakouts, 206m cable with 25 inch breakout length and 1.2MM Breakout Jacketing | CommScope® | RapidFiber® | RCP | Fiber patch panel ¦ with rapid cable
RCP-4KBPUK20639B |  | Variant of RAPID-FIBER-PANELS | RapidFiber® Termination Panel, 288-Position 4RU, singlemode, LC/UPC to LC/UPC breakouts, 206m cable with 39 inch breakout length and 1.2MM Breakout Jacketing | CommScope® | RapidFiber® | RCP | Fiber patch panel ¦ with rapid cable
760243102 | FACT-FRACCCTU1E | Variant of FACT-CHASSIS-ACCESSORIES | FACT® cable termination unit (CTU), kit for 1E FACT chassis, accomodates: 1 cable 2.5-14mm or 2 cables 2.5-8.5mm or 4 cables 2.5-5mm or 1 flex tube OD 16mm, only for use in FACT frame |  | FACT® | FACT | Cable termination kit
RCP-4KBPUK20645B |  | Variant of RAPID-FIBER-PANELS | RapidFiber® Termination Panel, 288-Position 4RU, singlemode, LC/UPC to LC/UPC breakouts, 206m cable with 45 inch breakout length and 1.2MM Breakout Jacketing | CommScope® | RapidFiber® | RCP | Fiber patch panel ¦ with rapid cable
RCP-4KBPUK20667B |  | Variant of RAPID-FIBER-PANELS | RapidFiber® Termination Panel, 288-Position 4RU, singlemode, LC/UPC to LC/UPC breakouts, 206m cable with 67 inch breakout length and 1.2MM Breakout Jacketing | CommScope® | RapidFiber® | RCP | Fiber patch panel ¦ with rapid cable
RCP-4KBPUK22909B |  | Variant of RAPID-FIBER-PANELS | RapidFiber® Termination Panel, 288-Position 4RU, singlemode, LC/UPC to LC/UPC breakouts, 229m cable with 108 inch breakout length and 1.2MM Breakout Jacketing | CommScope® | RapidFiber® | RCP | Fiber patch panel ¦ with rapid cable
RCP-4KBPUK22925B |  | Variant of RAPID-FIBER-PANELS | RapidFiber® Termination Panel, 288-Position 4RU, singlemode, LC/UPC to LC/UPC breakouts, 229m cable with 25 inch breakout length and 1.2MM Breakout Jacketing | CommScope® | RapidFiber® | RCP | Fiber patch panel ¦ with rapid cable
RCP-4KBPUZ02309B |  | Variant of RAPID-FIBER-PANELS | RapidFiber® Termination Panel, 288-Position 4RU, singlemode, LC/UPC to LC/APC breakouts, 23m cable with 108 inch breakout length and 1.2MM Breakout Jacketing | CommScope® | RapidFiber® | RCP | Fiber patch panel ¦ with rapid cable
RCP-4KBPUZ02339B |  | Variant of RAPID-FIBER-PANELS | RapidFiber® Termination Panel, 288-Position 4RU, singlemode, LC/UPC to LC/APC breakouts, 23m cable with 39 inch breakout length and 1.2MM Breakout Jacketing | CommScope® | RapidFiber® | RCP | Fiber patch panel ¦ with rapid cable
760243104 | FACT-FRACCCTU3E | Variant of FACT-CHASSIS-ACCESSORIES | FACT® cable termination unit (CTU), kit for 3E FACT chassis, accomodates: 1 cable 2.5-14mm or 2 cables 2.5-8.5mm or 4 cables 2.5-5mm or 1 flex tube OD 16mm, only for use in FACT frame |  | FACT® | FACT | Cable termination kit
760243105 | FACT-FRACCCTU4E | Variant of FACT-CHASSIS-ACCESSORIES | FACT® cable termination unit (CTU), kit for 4E FACT chassis, accomodates: 1 cable 2.5-14mm or 2 cables 2.5-8.5mm or 4 cables 2.5-5mm or 1 flex tube OD 16mm, only for use in FACT frame |  | FACT® | FACT | Cable termination kit
760243107 | FACT-FRACCCTU6E | Variant of FACT-CHASSIS-ACCESSORIES | FACT® cable termination unit (CTU), kit for 6E FACT chassis, accomodates: 1 cable 2.5-14mm or 2 cables 2.5-8.5mm or 4 cables 2.5-5mm or 1 flex tube OD 16mm, only for use in FACT frame |  | FACT® | FACT | Cable termination kit
RCP-4KBPUZ04625B |  | Variant of RAPID-FIBER-PANELS | RapidFiber® Termination Panel, 288-Position 4RU, singlemode, LC/UPC to LC/APC breakouts, 46m cable with 25 inch breakout length and 1.2MM Breakout Jacketing | CommScope® | RapidFiber® | RCP | Fiber patch panel ¦ with rapid cable
RCP-4KBPUZ04645B |  | Variant of RAPID-FIBER-PANELS | RapidFiber® Termination Panel, 288-Position 4RU, singlemode, LC/UPC to LC/APC breakouts, 46m cable with 45 inch breakout length and 1.2MM Breakout Jacketing | CommScope® | RapidFiber® | RCP | Fiber patch panel ¦ with rapid cable
RCP-4KBPUZ06909B |  | Variant of RAPID-FIBER-PANELS | RapidFiber® Termination Panel, 288-Position 4RU, singlemode, LC/UPC to LC/APC breakouts, 69m cable with 108 inch breakout length and 1.2MM Breakout Jacketing | CommScope® | RapidFiber® | RCP | Fiber patch panel ¦ with rapid cable
RCP-4KBPUZ06945B |  | Variant of RAPID-FIBER-PANELS | RapidFiber® Termination Panel, 288-Position 4RU, singlemode, LC/UPC to LC/APC breakouts, 69m cable with 45 inch breakout length and 1.2MM Breakout Jacketing | CommScope® | RapidFiber® | RCP | Fiber patch panel ¦ with rapid cable
RCP-4KBPUZ06967B |  | Variant of RAPID-FIBER-PANELS | RapidFiber® Termination Panel, 288-Position 4RU, singlemode, LC/UPC to LC/APC breakouts, 69m cable with 67 inch breakout length and 1.2MM Breakout Jacketing | CommScope® | RapidFiber® | RCP | Fiber patch panel ¦ with rapid cable
RCP-4KBPUZ09245B |  | Variant of RAPID-FIBER-PANELS | RapidFiber® Termination Panel, 288-Position 4RU, singlemode, LC/UPC to LC/APC breakouts, 92m cable with 45 inch breakout length and 1.2MM Breakout Jacketing | CommScope® | RapidFiber® | RCP | Fiber patch panel ¦ with rapid cable
RCP-4KBPUZ09267B |  | Variant of RAPID-FIBER-PANELS | RapidFiber® Termination Panel, 288-Position 4RU, singlemode, LC/UPC to LC/APC breakouts, 92m cable with 67 inch breakout length and 1.2MM Breakout Jacketing | CommScope® | RapidFiber® | RCP | Fiber patch panel ¦ with rapid cable
RCP-4KBPUZ11425B |  | Variant of RAPID-FIBER-PANELS | RapidFiber® Termination Panel, 288-Position 4RU, singlemode, LC/UPC to LC/APC breakouts, 114m cable with 25 inch breakout length and 1.2MM Breakout Jacketing | CommScope® | RapidFiber® | RCP | Fiber patch panel ¦ with rapid cable
RCP-4KBPUZ11439B |  | Variant of RAPID-FIBER-PANELS | RapidFiber® Termination Panel, 288-Position 4RU, singlemode, LC/UPC to LC/APC breakouts, 114m cable with 39 inch breakout length and 1.2MM Breakout Jacketing | CommScope® | RapidFiber® | RCP | Fiber patch panel ¦ with rapid cable
RCP-4KBPUZ13709B |  | Variant of RAPID-FIBER-PANELS | RapidFiber® Termination Panel, 288-Position 4RU, singlemode, LC/UPC to LC/APC breakouts, 137m cable with 108 inch breakout length and 1.2MM Breakout Jacketing | CommScope® | RapidFiber® | RCP | Fiber patch panel ¦ with rapid cable
RCP-4KBPUZ13739B |  | Variant of RAPID-FIBER-PANELS | RapidFiber® Termination Panel, 288-Position 4RU, singlemode, LC/UPC to LC/APC breakouts, 137m cable with 39 inch breakout length and 1.2MM Breakout Jacketing | CommScope® | RapidFiber® | RCP | Fiber patch panel ¦ with rapid cable
RCP-4KBPUZ13767B |  | Variant of RAPID-FIBER-PANELS | RapidFiber® Termination Panel, 288-Position 4RU, singlemode, LC/UPC to LC/APC breakouts, 137m cable with 67 inch breakout length and 1.2MM Breakout Jacketing | CommScope® | RapidFiber® | RCP | Fiber patch panel ¦ with rapid cable
RCP-4KBPUZ16009B |  | Variant of RAPID-FIBER-PANELS | RapidFiber® Termination Panel, 288-Position 4RU, singlemode, LC/UPC to LC/APC breakouts, 160m cable with 108 inch breakout length and 1.2MM Breakout Jacketing | CommScope® | RapidFiber® | RCP | Fiber patch panel ¦ with rapid cable
RCP-4KBPUZ16025B |  | Variant of RAPID-FIBER-PANELS | RapidFiber® Termination Panel, 288-Position 4RU, singlemode, LC/UPC to LC/APC breakouts, 160m cable with 25 inch breakout length and 1.2MM Breakout Jacketing | CommScope® | RapidFiber® | RCP | Fiber patch panel ¦ with rapid cable
RCP-4KBPUZ16045B |  | Variant of RAPID-FIBER-PANELS | RapidFiber® Termination Panel, 288-Position 4RU, singlemode, LC/UPC to LC/APC breakouts, 160m cable with 45 inch breakout length and 1.2MM Breakout Jacketing | CommScope® | RapidFiber® | RCP | Fiber patch panel ¦ with rapid cable
RCP-4KBPUZ16067B |  | Variant of RAPID-FIBER-PANELS | RapidFiber® Termination Panel, 288-Position 4RU, singlemode, LC/UPC to LC/APC breakouts, 160m cable with 67 inch breakout length and 1.2MM Breakout Jacketing | CommScope® | RapidFiber® | RCP | Fiber patch panel ¦ with rapid cable
760244652 | FACT-MMDLC2-B | Variant of FACT-MODULES | FACT® MPO Module, left sided, LC at front side, 1x24 fiber MPO at rear side, ULL multimode OM4, wiring method B Enhanced | CommScope® | FACT® | FACT | Fiber module
RCP-4KBPUZ18345B |  | Variant of RAPID-FIBER-PANELS | RapidFiber® Termination Panel, 288-Position 4RU, singlemode, LC/UPC to LC/APC breakouts, 183m cable with 45 inch breakout length and 1.2MM Breakout Jacketing | CommScope® | RapidFiber® | RCP | Fiber patch panel ¦ with rapid cable
760244653 | FACT-MMDRC2-B | Variant of FACT-MODULES | FACT® MPO Module, right sided, LC at front side, 1x24 fiber MPO at rear side, ULL multimode OM4, wiring method B Enhanced | CommScope® | FACT® | FACT | Fiber module
RCP-4KBPUZ18367B |  | Variant of RAPID-FIBER-PANELS | RapidFiber® Termination Panel, 288-Position 4RU, singlemode, LC/UPC to LC/APC breakouts, 183m cable with 67 inch breakout length and 1.2MM Breakout Jacketing | CommScope® | RapidFiber® | RCP | Fiber patch panel ¦ with rapid cable
RCP-4KBPUZ20609B |  | Variant of RAPID-FIBER-PANELS | RapidFiber® Termination Panel, 288-Position 4RU, singlemode, LC/UPC to LC/APC breakouts, 206m cable with 108 inch breakout length and 1.2MM Breakout Jacketing | CommScope® | RapidFiber® | RCP | Fiber patch panel ¦ with rapid cable
760244849 | FACT-MMDL5H-B | Variant of FACT-MODULES | FACT® MPO Module, left sided, LC at front side, 2x12 fiber MPO at rear side, ULL multimode OM5, wiring method B Enhanced | CommScope® | FACT® | FACT | Fiber module
RCP-4KBPUZ20625B |  | Variant of RAPID-FIBER-PANELS | RapidFiber® Termination Panel, 288-Position 4RU, singlemode, LC/UPC to LC/APC breakouts, 206m cable with 25 inch breakout length and 1.2MM Breakout Jacketing | CommScope® | RapidFiber® | RCP | Fiber patch panel ¦ with rapid cable
RCP-4KBPUZ20639B |  | Variant of RAPID-FIBER-PANELS | RapidFiber® Termination Panel, 288-Position 4RU, singlemode, LC/UPC to LC/APC breakouts, 206m cable with 39 inch breakout length and 1.2MM Breakout Jacketing | CommScope® | RapidFiber® | RCP | Fiber patch panel ¦ with rapid cable
RCP-4KBPUZ20645B |  | Variant of RAPID-FIBER-PANELS | RapidFiber® Termination Panel, 288-Position 4RU, singlemode, LC/UPC to LC/APC breakouts, 206m cable with 45 inch breakout length and 1.2MM Breakout Jacketing | CommScope® | RapidFiber® | RCP | Fiber patch panel ¦ with rapid cable
RCP-4KBPUZ22909B |  | Variant of RAPID-FIBER-PANELS | RapidFiber® Termination Panel, 288-Position 4RU, singlemode, LC/UPC to LC/APC breakouts, 229m cable with 108 inch breakout length and 1.2MM Breakout Jacketing | CommScope® | RapidFiber® | RCP | Fiber patch panel ¦ with rapid cable
RCP-4KBPUZ22925B |  | Variant of RAPID-FIBER-PANELS | RapidFiber® Termination Panel, 288-Position 4RU, singlemode, LC/UPC to LC/APC breakouts, 229m cable with 25 inch breakout length and 1.2MM Breakout Jacketing | CommScope® | RapidFiber® | RCP | Fiber patch panel ¦ with rapid cable
RCP-4KBPUZ22939B |  | Variant of RAPID-FIBER-PANELS | RapidFiber® Termination Panel, 288-Position 4RU, singlemode, LC/UPC to LC/APC breakouts, 229m cable with 39 inch breakout length and 1.2MM Breakout Jacketing | CommScope® | RapidFiber® | RCP | Fiber patch panel ¦ with rapid cable
RCP-4KBPUZ22945B |  | Variant of RAPID-FIBER-PANELS | RapidFiber® Termination Panel, 288-Position 4RU, singlemode, LC/UPC to LC/APC breakouts, 229m cable with 45 inch breakout length and 1.2MM Breakout Jacketing | CommScope® | RapidFiber® | RCP | Fiber patch panel ¦ with rapid cable
RCP-4ZBPUK02309B |  | Variant of RAPID-FIBER-PANELS | RapidFiber® Termination Panel, 288-Position 4RU, singlemode, LC/APC to LC/UPC breakouts, 23m cable with 108 inch breakout length and 1.2MM Breakout Jacketing | CommScope® | RapidFiber® | RCP | Fiber patch panel ¦ with rapid cable
760244852 | FACT-MMDR52-B | Variant of FACT-MODULES | FACT® MPO Module, right sided, LC at front side, 1x24 fiber MPO at rear side, ULL multimode OM5, wiring method B Enhanced | CommScope® | FACT® | FACT | Fiber module
760244851 | FACT-MMDL52-B | Variant of FACT-MODULES | FACT® MPO Module, left sided, LC at front side, 1x24 fiber MPO at rear side, ULL multimode OM5, wiring method B Enhanced | CommScope® | FACT® | FACT | Fiber module
RCP-4ZBPUK02339B |  | Variant of RAPID-FIBER-PANELS | RapidFiber® Termination Panel, 288-Position 4RU, singlemode, LC/APC to LC/UPC breakouts, 23m cable with 39 inch breakout length and 1.2MM Breakout Jacketing | CommScope® | RapidFiber® | RCP | Fiber patch panel ¦ with rapid cable
RCP-4ZBPUK04609B |  | Variant of RAPID-FIBER-PANELS | RapidFiber® Termination Panel, 288-Position 4RU, singlemode, LC/APC to LC/UPC breakouts, 46m cable with 108 inch breakout length and 1.2MM Breakout Jacketing | CommScope® | RapidFiber® | RCP | Fiber patch panel ¦ with rapid cable
760244853 | FACT-MMDLCH-A | Variant of FACT-MODULES | FACT® MPO Module, left sided, LC at front side, 2x12 fiber MPO at rear side, ULL multimode OM4, wiring method A | CommScope® | FACT® | FACT | Fiber module
RCP-4ZBPUK04667B |  | Variant of RAPID-FIBER-PANELS | RapidFiber® Termination Panel, 288-Position 4RU, singlemode, LC/APC to LC/UPC breakouts, 46m cable with 67 inch breakout length and 1.2MM Breakout Jacketing | CommScope® | RapidFiber® | RCP | Fiber patch panel ¦ with rapid cable
760244855 | FACT-MMDLC2-A | Variant of FACT-MODULES | FACT® MPO Module, left sided, LC at front side, 1x24 fiber MPO at rear side, ULL multimode OM4, wiring method A | CommScope® | FACT® | FACT | Fiber module
760244922 | FACT-MMDRKE-A | Variant of FACT-MODULES | FACT® MPO Module, right sided, LC/UPC at front side, 2x12 fiber MPO at rear side, singlemode, wiring method A | CommScope® | FACT® | FACT | Fiber module
760244924 | FACT-MMDRME-A | Variant of FACT-MODULES | FACT® MPO Module, right sided, LC/APC at front side, 2x12 fiber MPO at rear side, singlemode, wiring method A | CommScope® | FACT® | FACT | Fiber module
760244923 | FACT-MMDLME-A | Variant of FACT-MODULES | FACT® MPO Module, left sided, LC/APC at front side, 2x12 fiber MPO at rear side, singlemode, wiring method A | CommScope® | FACT® | FACT | Fiber module
RCP-4ZBPUK06967B |  | Variant of RAPID-FIBER-PANELS | RapidFiber® Termination Panel, 288-Position 4RU, singlemode, LC/APC to LC/UPC breakouts, 69m cable with 67 inch breakout length and 1.2MM Breakout Jacketing | CommScope® | RapidFiber® | RCP | Fiber patch panel ¦ with rapid cable
RCP-4ZBPUK09209B |  | Variant of RAPID-FIBER-PANELS | RapidFiber® Termination Panel, 288-Position 4RU, singlemode, LC/APC to LC/UPC breakouts, 92m cable with 108 inch breakout length and 1.2MM Breakout Jacketing | CommScope® | RapidFiber® | RCP | Fiber patch panel ¦ with rapid cable
RCP-4ZBPUK09239B |  | Variant of RAPID-FIBER-PANELS | RapidFiber® Termination Panel, 288-Position 4RU, singlemode, LC/APC to LC/UPC breakouts, 92m cable with 39 inch breakout length and 1.2MM Breakout Jacketing | CommScope® | RapidFiber® | RCP | Fiber patch panel ¦ with rapid cable
RCP-4ZBPUK09245B |  | Variant of RAPID-FIBER-PANELS | RapidFiber® Termination Panel, 288-Position 4RU, singlemode, LC/APC to LC/UPC breakouts, 92m cable with 45 inch breakout length and 1.2MM Breakout Jacketing | CommScope® | RapidFiber® | RCP | Fiber patch panel ¦ with rapid cable
RCP-4ZBPUK11409B |  | Variant of RAPID-FIBER-PANELS | RapidFiber® Termination Panel, 288-Position 4RU, singlemode, LC/APC to LC/UPC breakouts, 114m cable with 108 inch breakout length and 1.2MM Breakout Jacketing | CommScope® | RapidFiber® | RCP | Fiber patch panel ¦ with rapid cable
RCP-4ZBPUK11425B |  | Variant of RAPID-FIBER-PANELS | RapidFiber® Termination Panel, 288-Position 4RU, singlemode, LC/APC to LC/UPC breakouts, 114m cable with 25 inch breakout length and 1.2MM Breakout Jacketing | CommScope® | RapidFiber® | RCP | Fiber patch panel ¦ with rapid cable
RCP-4ZBPUK11445B |  | Variant of RAPID-FIBER-PANELS | RapidFiber® Termination Panel, 288-Position 4RU, singlemode, LC/APC to LC/UPC breakouts, 114m cable with 45 inch breakout length and 1.2MM Breakout Jacketing | CommScope® | RapidFiber® | RCP | Fiber patch panel ¦ with rapid cable
RCP-4ZBPUK13739B |  | Variant of RAPID-FIBER-PANELS | RapidFiber® Termination Panel, 288-Position 4RU, singlemode, LC/APC to LC/UPC breakouts, 137m cable with 39 inch breakout length and 1.2MM Breakout Jacketing | CommScope® | RapidFiber® | RCP | Fiber patch panel ¦ with rapid cable
RCP-4ZBPUK13745B |  | Variant of RAPID-FIBER-PANELS | RapidFiber® Termination Panel, 288-Position 4RU, singlemode, LC/APC to LC/UPC breakouts, 137m cable with 45 inch breakout length and 1.2MM Breakout Jacketing | CommScope® | RapidFiber® | RCP | Fiber patch panel ¦ with rapid cable
RCP-4ZBPUK13767B |  | Variant of RAPID-FIBER-PANELS | RapidFiber® Termination Panel, 288-Position 4RU, singlemode, LC/APC to LC/UPC breakouts, 137m cable with 67 inch breakout length and 1.2MM Breakout Jacketing | CommScope® | RapidFiber® | RCP | Fiber patch panel ¦ with rapid cable
RCP-4ZBPUK16009B |  | Variant of RAPID-FIBER-PANELS | RapidFiber® Termination Panel, 288-Position 4RU, singlemode, LC/APC to LC/UPC breakouts, 160m cable with 108 inch breakout length and 1.2MM Breakout Jacketing | CommScope® | RapidFiber® | RCP | Fiber patch panel ¦ with rapid cable
RCP-4ZBPUK16039B |  | Variant of RAPID-FIBER-PANELS | RapidFiber® Termination Panel, 288-Position 4RU, singlemode, LC/APC to LC/UPC breakouts, 160m cable with 39 inch breakout length and 1.2MM Breakout Jacketing | CommScope® | RapidFiber® | RCP | Fiber patch panel ¦ with rapid cable
RCP-4ZBPUK16045B |  | Variant of RAPID-FIBER-PANELS | RapidFiber® Termination Panel, 288-Position 4RU, singlemode, LC/APC to LC/UPC breakouts, 160m cable with 45 inch breakout length and 1.2MM Breakout Jacketing | CommScope® | RapidFiber® | RCP | Fiber patch panel ¦ with rapid cable
RCP-4ZBPUK18309B |  | Variant of RAPID-FIBER-PANELS | RapidFiber® Termination Panel, 288-Position 4RU, singlemode, LC/APC to LC/UPC breakouts, 183m cable with 108 inch breakout length and 1.2MM Breakout Jacketing | CommScope® | RapidFiber® | RCP | Fiber patch panel ¦ with rapid cable
RCP-4ZBPUK18325B |  | Variant of RAPID-FIBER-PANELS | RapidFiber® Termination Panel, 288-Position 4RU, singlemode, LC/APC to LC/UPC breakouts, 183m cable with 25 inch breakout length and 1.2MM Breakout Jacketing | CommScope® | RapidFiber® | RCP | Fiber patch panel ¦ with rapid cable
RCP-4ZBPUK18345B |  | Variant of RAPID-FIBER-PANELS | RapidFiber® Termination Panel, 288-Position 4RU, singlemode, LC/APC to LC/UPC breakouts, 183m cable with 45 inch breakout length and 1.2MM Breakout Jacketing | CommScope® | RapidFiber® | RCP | Fiber patch panel ¦ with rapid cable
RCP-4ZBPUK20609B |  | Variant of RAPID-FIBER-PANELS | RapidFiber® Termination Panel, 288-Position 4RU, singlemode, LC/APC to LC/UPC breakouts, 206m cable with 108 inch breakout length and 1.2MM Breakout Jacketing | CommScope® | RapidFiber® | RCP | Fiber patch panel ¦ with rapid cable
RCP-4ZBPUK20625B |  | Variant of RAPID-FIBER-PANELS | RapidFiber® Termination Panel, 288-Position 4RU, singlemode, LC/APC to LC/UPC breakouts, 206m cable with 25 inch breakout length and 1.2MM Breakout Jacketing | CommScope® | RapidFiber® | RCP | Fiber patch panel ¦ with rapid cable
RCP-4ZBPUK22925B |  | Variant of RAPID-FIBER-PANELS | RapidFiber® Termination Panel, 288-Position 4RU, singlemode, LC/APC to LC/UPC breakouts, 229m cable with 25 inch breakout length and 1.2MM Breakout Jacketing | CommScope® | RapidFiber® | RCP | Fiber patch panel ¦ with rapid cable
RCP-4ZBPUK22939B |  | Variant of RAPID-FIBER-PANELS | RapidFiber® Termination Panel, 288-Position 4RU, singlemode, LC/APC to LC/UPC breakouts, 229m cable with 39 inch breakout length and 1.2MM Breakout Jacketing | CommScope® | RapidFiber® | RCP | Fiber patch panel ¦ with rapid cable
RCP-4ZBPUK22945B |  | Variant of RAPID-FIBER-PANELS | RapidFiber® Termination Panel, 288-Position 4RU, singlemode, LC/APC to LC/UPC breakouts, 229m cable with 45 inch breakout length and 1.2MM Breakout Jacketing | CommScope® | RapidFiber® | RCP | Fiber patch panel ¦ with rapid cable
RCP-4ZBPUZ02309B |  | Variant of RAPID-FIBER-PANELS | RapidFiber® Termination Panel, 288-Position 4RU, singlemode, LC/APC to LC/APC breakouts, 23m cable with 108 inch breakout length and 1.2MM Breakout Jacketing | CommScope® | RapidFiber® | RCP | Fiber patch panel ¦ with rapid cable
RCP-4ZBPUZ02325B |  | Variant of RAPID-FIBER-PANELS | RapidFiber® Termination Panel, 288-Position 4RU, singlemode, LC/APC to LC/APC breakouts, 23m cable with 25 inch breakout length and 1.2MM Breakout Jacketing | CommScope® | RapidFiber® | RCP | Fiber patch panel ¦ with rapid cable
RCP-4ZBPUZ04639B |  | Variant of RAPID-FIBER-PANELS | RapidFiber® Termination Panel, 288-Position 4RU, singlemode, LC/APC to LC/APC breakouts, 46m cable with 39 inch breakout length and 1.2MM Breakout Jacketing | CommScope® | RapidFiber® | RCP | Fiber patch panel ¦ with rapid cable
RCP-4ZBPUZ04667B |  | Variant of RAPID-FIBER-PANELS | RapidFiber® Termination Panel, 288-Position 4RU, singlemode, LC/APC to LC/APC breakouts, 46m cable with 67 inch breakout length and 1.2mm Breakout Jacketing | CommScope® | RapidFiber® | RCP | Fiber patch panel ¦ with rapid cable
RCP-4ZBPUZ06909B |  | Variant of RAPID-FIBER-PANELS | RapidFiber® Termination Panel, 288-Position 4RU, singlemode, LC/APC to LC/APC breakouts, 69m cable with 108 inch breakout length and 1.2MM Breakout Jacketing | CommScope® | RapidFiber® | RCP | Fiber patch panel ¦ with rapid cable
RCP-4ZBPUZ06945B |  | Variant of RAPID-FIBER-PANELS | RapidFiber® Termination Panel, 288-Position 4RU, singlemode, LC/APC to LC/APC breakouts, 69m cable with 45 inch breakout length and 1.2MM Breakout Jacketing | CommScope® | RapidFiber® | RCP | Fiber patch panel ¦ with rapid cable
RCP-4ZBPUZ09225B |  | Variant of RAPID-FIBER-PANELS | RapidFiber® Termination Panel, 288-Position 4RU, singlemode, LC/APC to LC/APC breakouts, 92m cable with 25 inch breakout length and 1.2MM Breakout Jacketing | CommScope® | RapidFiber® | RCP | Fiber patch panel ¦ with rapid cable
RCP-4ZBPUZ09239B |  | Variant of RAPID-FIBER-PANELS | RapidFiber® Termination Panel, 288-Position 4RU, singlemode, LC/APC to LC/APC breakouts, 92m cable with 39 inch breakout length and 1.2MM Breakout Jacketing | CommScope® | RapidFiber® | RCP | Fiber patch panel ¦ with rapid cable
RCP-4ZBPUZ09267B |  | Variant of RAPID-FIBER-PANELS | RapidFiber® Termination Panel, 288-Position 4RU, singlemode, LC/APC to LC/APC breakouts, 92m cable with 67 inch breakout length and 1.2MM Breakout Jacketing | CommScope® | RapidFiber® | RCP | Fiber patch panel ¦ with rapid cable
RCP-4ZBPUZ11409B |  | Variant of RAPID-FIBER-PANELS | RapidFiber® Termination Panel, 288-Position 4RU, singlemode, LC/APC to LC/APC breakouts, 114m cable with 108 inch breakout length and 1.2MM Breakout Jacketing | CommScope® | RapidFiber® | RCP | Fiber patch panel ¦ with rapid cable
RCP-4ZBPUZ11425B |  | Variant of RAPID-FIBER-PANELS | RapidFiber® Termination Panel, 288-Position 4RU, singlemode, LC/APC to LC/APC breakouts, 114m cable with 25 inch breakout length and 1.2MM Breakout Jacketing | CommScope® | RapidFiber® | RCP | Fiber patch panel ¦ with rapid cable
RCP-4ZBPUZ11467B |  | Variant of RAPID-FIBER-PANELS | RapidFiber® Termination Panel, 288-Position 4RU, singlemode, LC/APC to LC/APC breakouts, 114m cable with 67 inch breakout length and 1.2MM Breakout Jacketing | CommScope® | RapidFiber® | RCP | Fiber patch panel ¦ with rapid cable
RCP-4ZBPUZ13709B |  | Variant of RAPID-FIBER-PANELS | RapidFiber® Termination Panel, 288-Position 4RU, singlemode, LC/APC to LC/APC breakouts, 137m cable with 108 inch breakout length and 1.2MM Breakout Jacketing | CommScope® | RapidFiber® | RCP | Fiber patch panel ¦ with rapid cable
RCP-4ZBPUZ13767B |  | Variant of RAPID-FIBER-PANELS | RapidFiber® Termination Panel, 288-Position 4RU, singlemode, LC/APC to LC/APC breakouts, 137m cable with 67 inch breakout length and 1.2MM Breakout Jacketing | CommScope® | RapidFiber® | RCP | Fiber patch panel ¦ with rapid cable
RCP-4ZBPUZ16025B |  | Variant of RAPID-FIBER-PANELS | RapidFiber® Termination Panel, 288-Position 4RU, singlemode, LC/APC to LC/APC breakouts, 160m cable with 25 inch breakout length and 1.2MM Breakout Jacketing | CommScope® | RapidFiber® | RCP | Fiber patch panel ¦ with rapid cable
RCP-4ZBPUZ16045B |  | Variant of RAPID-FIBER-PANELS | RapidFiber® Termination Panel, 288-Position 4RU, singlemode, LC/APC to LC/APC breakouts, 160m cable with 45 inch breakout length and 1.2MM Breakout Jacketing | CommScope® | RapidFiber® | RCP | Fiber patch panel ¦ with rapid cable
RCP-4ZBPUZ16067B |  | Variant of RAPID-FIBER-PANELS | RapidFiber® Termination Panel, 288-Position 4RU, singlemode, LC/APC to LC/APC breakouts, 160m cable with 67 inch breakout length and 1.2MM Breakout Jacketing | CommScope® | RapidFiber® | RCP | Fiber patch panel ¦ with rapid cable
RCP-4ZBPUZ18345B |  | Variant of RAPID-FIBER-PANELS | RapidFiber® Termination Panel, 288-Position 4RU, singlemode, LC/APC to LC/APC breakouts, 183m cable with 45 inch breakout length and 1.2MM Breakout Jacketing | CommScope® | RapidFiber® | RCP | Fiber patch panel ¦ with rapid cable
RCP-4ZBPUZ18367B |  | Variant of RAPID-FIBER-PANELS | RapidFiber® Termination Panel, 288-Position 4RU, singlemode, LC/APC to LC/APC breakouts, 183m cable with 67 inch breakout length and 1.2MM Breakout Jacketing | CommScope® | RapidFiber® | RCP | Fiber patch panel ¦ with rapid cable
RCP-4ZBPUZ20625B |  | Variant of RAPID-FIBER-PANELS | RapidFiber® Termination Panel, 288-Position 4RU, singlemode, LC/APC to LC/APC breakouts, 206m cable with 25 inch breakout length and 1.2MM Breakout Jacketing | CommScope® | RapidFiber® | RCP | Fiber patch panel ¦ with rapid cable
RCP-4ZBPUZ20639B |  | Variant of RAPID-FIBER-PANELS | RapidFiber® Termination Panel, 288-Position 4RU, singlemode, LC/APC to LC/APC breakouts, 206m cable with 39 inch breakout length and 1.2MM Breakout Jacketing | CommScope® | RapidFiber® | RCP | Fiber patch panel ¦ with rapid cable
RCP-4ZBPUZ20645B |  | Variant of RAPID-FIBER-PANELS | RapidFiber® Termination Panel, 288-Position 4RU, singlemode, LC/APC to LC/APC breakouts, 206m cable with 45 inch breakout length and 1.2MM Breakout Jacketing | CommScope® | RapidFiber® | RCP | Fiber patch panel ¦ with rapid cable
RCP-4ZBPUZ20667B |  | Variant of RAPID-FIBER-PANELS | RapidFiber® Termination Panel, 288-Position 4RU, singlemode, LC/APC to LC/APC breakouts, 206m cable with 67 inch breakout length and 1.2MM Breakout Jacketing | CommScope® | RapidFiber® | RCP | Fiber patch panel ¦ with rapid cable
RCP-4ZBPUZ22909B |  | Variant of RAPID-FIBER-PANELS | RapidFiber® Termination Panel, 288-Position 4RU, singlemode, LC/APC to LC/APC breakouts, 229m cable with 108 inch breakout length and 1.2MM Breakout Jacketing | CommScope® | RapidFiber® | RCP | Fiber patch panel ¦ with rapid cable
RCP-4ZBPUZ22925B |  | Variant of RAPID-FIBER-PANELS | RapidFiber® Termination Panel, 288-Position 4RU, singlemode, LC/APC to LC/APC breakouts, 229m cable with 25 inch breakout length and 1.2MM Breakout Jacketing | CommScope® | RapidFiber® | RCP | Fiber patch panel ¦ with rapid cable
RCP-4ZBPUZ22945B |  | Variant of RAPID-FIBER-PANELS | RapidFiber® Termination Panel, 288-Position 4RU, singlemode, LC/APC to LC/APC breakouts, 229m cable with 45 inch breakout length and 1.2MM Breakout Jacketing | CommScope® | RapidFiber® | RCP | Fiber patch panel ¦ with rapid cable
760244554 |  | Variant | EHD/MHP spare pigtail kit | SYSTIMAX® |  | EHD | Fiber accessory kit
RCP-4ZBPUK20639B |  | Variant of RAPID-FIBER-PANELS | RapidFiber® Termination Panel, 288-Position 4RU, singlemode, LC/APC to LC/UPC breakouts, 206m cable with 39 inch breakout length and 1.2MM Breakout Jacketing | CommScope® | RapidFiber® | RCP | Fiber patch panel ¦ with rapid cable
760245550 | ODF-ACC-BRK-23 | Variant of FLEX-CAB-ACCESSORIES | Flex Frame, 23" rack mount brack for Universal Splice cabinet, 1 kit per cabinet | CommScope® |  |  | Mounting bracket
760249074 | ODF- ACCCBLCLMP-19 | Variant of FLEX-CAB-ACCESSORIES | Flex Frame, Cable Clamp Management Bracket, 19" rack or wall. | CommScope® |  |  | Cable clamp
760248150 | G2-SP-12LAG-RPT | Variant of G2-SPLICE-CASSETTES | G2 Splice Cassette, 12LC/APC with internal shutters, OS2, with ribbon pigtails | CommScope® |  | G2 | Fiber cassette with ribbon pigtail
760252804 | PPL-AP-8-MPO16-ALL-B | Variant of PROPEL-ADAPTER-PACKS | Propel pass-through adapter pack, 8 MPO16 ports, Type B | CommScope® | Propel | PPL | Fiber adapter pack
760252806 | PPL-AP-4-MPO16-ALL-B | Variant of PROPEL-ADAPTER-PACKS | Propel pass-through adapter pack, 4 MPO16 ports, Type B | CommScope® | Propel | PPL | Fiber adapter pack
760252805 | PPL-AP-6-MPO16-ALL-B | Variant of PROPEL-ADAPTER-PACKS | Propel pass-through adapter pack, 6 MPO16 ports, Type B | CommScope® | Propel | PPL | Fiber adapter pack
760249062 | FACT-ACCCTU6X7MM | Variant of FACT-CHASSIS-ACCESSORIES | FACT® Cable Termination Unit (CTU) for 6 cables with max. diameter of 7 mm |  | FACT® | FACT | Cable termination kit
FPX-1FRH08120 |  | Variant of FPX-TERMINATION-SPLICE-PANELS | FPX Fiber Optic Termination Panel with HMFOC tether, 1RU, 19in, Singlemode, 12 fiber, LC/UPC Connector to 12f HMFOC, putty white | CommScope® |  | FPX | Fiber patch panel
FPX-1FRH0Z120 |  | Variant of FPX-TERMINATION-SPLICE-PANELS | FPX Fiber Optic Termination Panel with HMFOC tether, 1RU, 19in, Singlemode, 12 fiber, LC/APC Connector to 12f HMFOC, putty white | CommScope® |  | FPX | Fiber patch panel
FPX-1FRH08240 |  | Variant of FPX-TERMINATION-SPLICE-PANELS | FPX Fiber Optic Termination Panel with HMFOC tether, 1RU, 19in, Singlemode, 24 fiber, LC/UPC Connector to 2x12 fiber HMFOC, putty white | CommScope® |  | FPX | Fiber patch panel
FPX-1FRH0Z240 |  | Variant of FPX-TERMINATION-SPLICE-PANELS | FPX Fiber Optic Termination Panel with HMFOC tether, 1RU, 19in, Singlemode, 24 fiber, LC/APC Connector to 2x12 fiber HMFOC, putty white | CommScope® |  | FPX | Fiber patch panel
FPX-2FRH0Z480 |  | Variant of FPX-TERMINATION-SPLICE-PANELS | FPX Fiber Optic Termination Panel with HMFOC tether, 2RU, 19in, Singlemode, 48 fiber, LC/APC Connector to 4x12 fiber HMFOC, putty white | CommScope® |  | FPX | Fiber patch panel
760248969 | 360G2-iP-32-MPO-SD-KIT-1PK | Variant | SYSTIMAX 360™ iPatch® 32-MPO Sliding Shelf, 1PK imVision Upgrade Kit | SYSTIMAX® | LazrSPEED® ¦ SYSTIMAX 360™ ¦ iPatch® |  | Upgrade kit
760248968 | 360G2-iP-96F-LC-SD-KIT-1PK | Variant | SYSTIMAX 360™ iPatch® 96F-LC, Sliding Shelf 1PK imVision Upgrade Kit | SYSTIMAX® | LazrSPEED® ¦ SYSTIMAX 360™ ¦ iPatch® |  | Upgrade kit
760252056 | 360G2-iP-LC-SUP-INS-4PK | Variant | 360G2 iPatch LC Support Insert, 4 Pack | CommScope® |  |  | Adapter
760250709 | FIST-SOSA2-2RR-S | Variant of FIST-SPLICE-TRAYS | FIST® Splice Sub-assembly kit for rollable ribbon. Kit with 2 trays, each for holding up to 3 12-strip rollable ribbon fiber, with Heat Shrink type ribbon splice holder |  | FIST® | FIST-SOSA2 | Fiber splice tray
FMT-PANELS |  | Base Product | FMT (Fiber Management Tray) Series Fiber Optic Panels |  |  | FMT | Fiber patch/storage panel ¦ Fiber splice panel ¦ Fiber storage panel
MP-PANELS |  | Base Product | 360MP Fiber Optic Panel series |  |  |  | Fiber patch panel
NG4-MON-MODULES |  | Base Product | NG4access Monitoring Module |  | NG4access® | FACT ¦ NG4 | Monitoring module | Build America Buy America (BABA) compliant*
OMX-BLOCK-ACCESSORIES |  | Base Product | OMX Fiber Block Accessories | CommScope® |  | OMX | Fiber cable clamp
FACT-SPLITTER-CHASSIS |  | Base Product | FACT® Series Optical Splitter Chassis for FACT ODF |  | FACT® | FACT | Fiber splitter chassis
CO/LGX-SPLICE-CASSETTES |  | Base Product | Simplex Splice Cassettes with pigtails for use with rack and wall boxes. Pigtails follow TIA-576 color codes. | CommScope® |  |  | Fiber cassette
NG4-ACCCLMPEXP1 |  | Variant of NG4-CHASSIS-ACCESSORIES | NG4access® Cable Clamp Kit, for securing 6 OSP or IFC cables at the top of the frame |  | NG4access® | NG4 | Cable clamp
NG4-ACCCLMPEXP2 |  | Variant of NG4-CHASSIS-ACCESSORIES | NG4access® Cable Clamp Kit, for securing 4 OSP or IFC cables at the top of the frame |  | NG4access® | NG4 | Cable clamp
NG4-CBOUT-288 |  | Variant of NG4-CHASSIS-ACCESSORIES | Fiber Optic Ribbon Breakout Kit, High Density, 1:3, 288f in - 96f x 3 out |  |  |  | Fiber breakout kit ¦ rectangular
NG4-CBOUT-BULK |  | Variant of NG4-CHASSIS-ACCESSORIES | Fiber Optic Ribbon Breakout Kit, High Density, 1:3, 288f in - 96f x 3 out; 24 kits |  |  |  | Fiber breakout kit ¦ rectangular
NG4-ACCWHSFS |  | Variant of NG4-SPLICE-TRAYS | NG4access® Splice Tray, single fusion, up to 24 protection sleeves, 148 mm x 191 mm x 19 mm |  | NG4access® | NG4 | Fiber splice tray
NG4-APLC120000 |  | Variant of NG4-ADAPTER-PACKS | NG4access® Adapter Pack Universal Kit, 2 blocks with 12 LC Adapter positions each |  | NG4access® | FACT ¦ NG4 | Fiber adapter pack
NG4-MMD7E0R000 |  | Variant of NG4-MODULES | NG4access® MPO Module, singlemode, SC/UPC-MPO 12 fiber, right exit (for MPO module) | CommScope® | NG4access® | NG4 | Fiber module
NG4-MMDCM0L000 |  | Variant of NG4-MODULES | NG4access® MPO Module, multimode, LC/UPC-MPO 24 fiber, left exit (for MPO module) | CommScope® | NG4access® | NG4 | Fiber module
NG4-MMDME0L000 |  | Variant of NG4-MODULES | NG4access® MPO Module, singlemode, LC/APC-MPO 24 fiber, left exit (for MPO module) | CommScope® | NG4access® | NG4 | Fiber module
NG4-MMDKE0L000 |  | Variant of NG4-MODULES | NG4access® MPO Module, singlemode, LC/UPC-MPO 24 fiber, left exit (for MPO module) | CommScope® | NG4access® | NG4 | Fiber module
NG4-VCKL2Q430000 |  | Variant of NG4-WDM-MODULES | NG4access® Module VAM, CWDM, 10 channels, 1310 nm port, 2 circuits, LC/UPC, left, 1431 nm starting channel, no test ports |  | NG4access® | FACT ¦ NG4 | CWDM module | Build America Buy America (BABA) compliant*
NG4-MMDTM0L000 |  | Variant of NG4-MODULES | NG4access® MPO Module, multimode, SC/UPC-MPO 12 fiber, left exit (for MPO module) | CommScope® | NG4access® | NG4 | Fiber module
NG4-MMDKE0R000 |  | Variant of NG4-MODULES | NG4access® MPO Module, singlemode, LC/UPC-MPO 24 fiber, right exit (for MPO module) | CommScope® | NG4access® | NG4 | Fiber module
NG4-VDML1MBA20BA00 |  | Variant of NG4-WDM-MODULES | NG4access® Module VAM, DWDM, 8 channels, upgrade port, 100 GHz channel spacing, starting channel 20, 1 circuit, Mux, LC/APC, left, no test ports |  | NG4access® | FACT ¦ NG4 | DWDM module | Build America Buy America (BABA) compliant*
NG4-MMDLE0L000 |  | Variant of NG4-MODULES | NG4access® MPO Module, singlemode, SC/APC-MPO 12 fiber, left exit (for MPO module) | CommScope® | NG4access® | NG4 | Fiber module
NG4-VCML2B43AC2K |  | Variant of NG4-WDM-MODULES | NG4access® Module VAM, CWDM, 8 channels, upgrade port, 2 circuits, LC/APC, left, 1431 nm starting channel, 2 test ports |  | NG4access® | FACT ¦ NG4 | CWDM module | Build America Buy America (BABA) compliant*
NG4-MMDTM0R000 |  | Variant of NG4-MODULES | NG4access® MPO Module, multimode, SC/UPC-MPO 12 fiber, right exit (for MPO module) | CommScope® | NG4access® | NG4 | Fiber module
NG4-VDKR1DQA20001L |  | Variant of NG4-WDM-MODULES | NG4access® Module VAM, DWDM, 40 channels, 100 GHz channel spacing, starting channel 20, 1 circuit, Demux, LC/UPC, right, 1 test port |  | NG4access® | FACT ¦ NG4 | DWDM module | Build America Buy America (BABA) compliant*
NG4-VDML1MDA200C2K |  | Variant of NG4-WDM-MODULES | NG4access® Module VAM, DWDM, 8 channels, upgrade port, EXP port, 100 GHz channel spacing, starting channel 20, 1 circuit, Mux, LC/APC, left, 2 test ports |  | NG4access® | FACT ¦ NG4 | DWDM module | Build America Buy America (BABA) compliant*
NG4-VDKL1DQA20001L |  | Variant of NG4-WDM-MODULES | NG4access® Module VAM, DWDM, 40 channels, 100 GHz channel spacing, starting channel 20, 1 circuit, Demux, LC/UPC, left, 1 test port |  | NG4access® | FACT ¦ NG4 | DWDM module | Build America Buy America (BABA) compliant*
NG4-VCMR1Q430000 |  | Variant of NG4-WDM-MODULES | NG4access® Module VAM, CWDM, 10 channels, 1310 nm port, 1 circuit, LC/APC, right, 1431 nm starting channel, no test ports |  | NG4access® | FACT ¦ NG4 | CWDM module | Build America Buy America (BABA) compliant*
NG4-VCKR2B470C2K |  | Variant of NG4-WDM-MODULES | NG4access® Module VAM, CWDM, 8 channels, upgrade port, 2 circuits, LC/UPC, right, 1471 nm starting channel, 2 test ports |  | NG4access® | FACT ¦ NG4 | CWDM module | Build America Buy America (BABA) compliant*
NG4-VDKL1DQA21001L |  | Variant of NG4-WDM-MODULES | NG4access® Module VAM, DWDM, 40 channels, 100 GHz channel spacing, starting channel 21, 1 circuit, Demux, LC/UPC, left, 1 test port |  | NG4access® | FACT ¦ NG4 | DWDM module | Build America Buy America (BABA) compliant*
NG4-VDKR1MQA20001L |  | Variant of NG4-WDM-MODULES | NG4access® Module VAM, DWDM, 40 channels, 100 GHz channel spacing, starting channel 20, 1 circuit, Mux, LC/UPC, right, 1 test port |  | NG4access® | FACT ¦ NG4 | DWDM module | Build America Buy America (BABA) compliant*
NG4-VDML1MGA500C2K |  | Variant of NG4-WDM-MODULES | NG4access® Module VAM, DWDM, 12 channels, 100 GHz channel spacing, starting channel 50, 1 circuit, Mux, LC/APC, left, 2 test ports |  | NG4access® | FACT ¦ NG4 | DWDM module | Build America Buy America (BABA) compliant*
NG4-VCKL2455001K |  | Variant of NG4-WDM-MODULES | NG4access® Module VAM, CWDM, 4 channels, 2 circuits, LC/UPC, left, 1551 nm starting channel, 1 test port |  | NG4access® | FACT ¦ NG4 | CWDM module | Build America Buy America (BABA) compliant*
NG4-VCKR2C470B1K |  | Variant of NG4-WDM-MODULES | NG4access® Module VAM, CWDM, 4 channels, upgrade port, 1310 nm port, 2 circuits, LC/UPC, right, 1471 nm starting channel, 1 test port |  | NG4access® | FACT ¦ NG4 | CWDM module | Build America Buy America (BABA) compliant*
NG4-VDKR2MDA280C1K |  | Variant of NG4-WDM-MODULES | NG4access® Module VAM, DWDM, 8 channels, upgrade port, EXP port, 100 GHz channel spacing, starting channel 28, 2 circuits, Mux, LC/UPC, right, 1 test port |  | NG4access® | FACT ¦ NG4 | DWDM module | Build America Buy America (BABA) compliant*
NG4-VDKL1MQA20001L |  | Variant of NG4-WDM-MODULES | NG4access® Module VAM, DWDM, 40 channels, 100 GHz channel spacing, starting channel 20, 1 circuit, Mux, LC/UPC, left, 1 test port |  | NG4access® | FACT ¦ NG4 | DWDM module | Build America Buy America (BABA) compliant*
NG4-VDKL1MQA21001L |  | Variant of NG4-WDM-MODULES | NG4access® Module VAM, DWDM, 40 channels, 100 GHz channel spacing, starting channel 21, 1 circuit, Mux, LC/UPC, left, 1 test port |  | NG4access® | FACT ¦ NG4 | DWDM module | Build America Buy America (BABA) compliant*
NG4-VDML1MQA200C2K |  | Variant of NG4-WDM-MODULES | NG4access® Module VAM, DWDM, 40 channels, 100 GHz channel spacing, starting channel 20, 1 circuit, Mux, LC/APC, left, 2 test ports |  | NG4access® | FACT ¦ NG4 | DWDM module | Build America Buy America (BABA) compliant*
NG4-VCMR2B43AB00 |  | Variant of NG4-WDM-MODULES | NG4access® Module VAM, CWDM, 8 channels, upgrade port, 2 circuits, LC/APC, right, 1431 nm starting channel, no test ports |  | NG4access® | FACT ¦ NG4 | CWDM module | Build America Buy America (BABA) compliant*
NG4-VDMR1DQA200C00 |  | Variant of NG4-WDM-MODULES | NG4access® Module VAM, DWDM, 40 channels, 100 GHz channel spacing, starting channel 20, 1 circuit, Demux, LC/APC, right, no test ports |  | NG4access® | FACT ¦ NG4 | DWDM module | Build America Buy America (BABA) compliant*
NG4-VDKR2MDA440C1K |  | Variant of NG4-WDM-MODULES | NG4access® Module VAM, DWDM, 8 channels, upgrade port, EXP port, 100 GHz channel spacing, starting channel 44, 2 circuits, Mux, LC/UPC, right, 1 test port |  | NG4access® | FACT ¦ NG4 | DWDM module | Build America Buy America (BABA) compliant*
NG4-VDML2DDA200C1K |  | Variant of NG4-WDM-MODULES | NG4access® Module VAM, DWDM, 8 channels, upgrade port, EXP port, 100 GHz channel spacing, starting channel 20, 2 circuits, Demux, LC/APC, left, 1 test port |  | NG4access® | FACT ¦ NG4 | DWDM module | Build America Buy America (BABA) compliant*
NG4-VDML1MSA200C2K |  | Variant of NG4-WDM-MODULES | NG4access® Module VAM, DWDM, 16 channels, 100 GHz channel spacing, starting channel 20, 1 circuit, Mux, LC/APC, left, 2 test ports |  | NG4access® | FACT ¦ NG4 | DWDM module | Build America Buy America (BABA) compliant*
NG4-VDKR2MDA520C1K |  | Variant of NG4-WDM-MODULES | NG4access® Module VAM, DWDM, 8 channels, upgrade port, EXP port, 100 GHz channel spacing, starting channel 52, 2 circuits, Mux, LC/UPC, right, 1 test port |  | NG4access® | FACT ¦ NG4 | DWDM module | Build America Buy America (BABA) compliant*
NG4-VDML1MSA20B000 |  | Variant of NG4-WDM-MODULES | NG4access® Module VAM, DWDM, 16 channels, 100 GHz channel spacing, starting channel 20, 1 circuit, Mux, LC/APC, left, no test ports |  | NG4access® | FACT ¦ NG4 | DWDM module | Build America Buy America (BABA) compliant*
NG4-VDML2DDB211C1K |  | Variant of NG4-WDM-MODULES | NG4access® Module VAM, DWDM, 8 channels, upgrade port, EXP port, 200 GHz channel spacing, starting channel 21, 2 circuits, Demux, LC/APC, left, 1 test port |  | NG4access® | FACT ¦ NG4 | DWDM module | Build America Buy America (BABA) compliant*
NG4-VDMR1MSA250C2K |  | Variant of NG4-WDM-MODULES | NG4access® Module VAM, DWDM, 16 channels, 100 GHz channel spacing, starting channel 25, 1 circuit, Mux, LC/APC, right, 2 test ports |  | NG4access® | FACT ¦ NG4 | DWDM module | Build America Buy America (BABA) compliant*
NG4-VCMR2B470C2K |  | Variant of NG4-WDM-MODULES | NG4access® Module VAM, CWDM, 8 channels, upgrade port, 2 circuits, LC/APC, right, 1471 nm starting channel, 2 test ports |  | NG4access® | FACT ¦ NG4 | CWDM module | Build America Buy America (BABA) compliant*
NG4-VDML1DQA200C00 |  | Variant of NG4-WDM-MODULES | NG4access® Module VAM, DWDM, 40 channels, 100 GHz channel spacing, starting channel 20, 1 circuit, Demux, LC/APC, left, no test ports |  | NG4access® | FACT ¦ NG4 | DWDM module | Build America Buy America (BABA) compliant*
NG4-VDKL2MDA360C1K |  | Variant of NG4-WDM-MODULES | NG4access® Module VAM, DWDM, 8 channels, upgrade port, EXP port, 100 GHz channel spacing, starting channel 36, 2 circuits, Mux, LC/UPC, left, 1 test port |  | NG4access® | FACT ¦ NG4 | DWDM module | Build America Buy America (BABA) compliant*
NG4-VDMR1MDA200C2K |  | Variant of NG4-WDM-MODULES | NG4access® Module VAM, DWDM, 8 channels, upgrade port, EXP port, 100 GHz channel spacing, starting channel 20, 1 circuit, Mux, LC/APC, right, 2 test ports |  | NG4access® | FACT ¦ NG4 | DWDM module | Build America Buy America (BABA) compliant*
NG4-VDKL2MDA440C1K |  | Variant of NG4-WDM-MODULES | NG4access® Module VAM, DWDM, 8 channels, upgrade port, EXP port, 100 GHz channel spacing, starting channel 44, 2 circuits, Mux, LC/UPC, left, 1 test port |  | NG4access® | FACT ¦ NG4 | DWDM module | Build America Buy America (BABA) compliant*
NG4-VDML1MSB211C2K |  | Variant of NG4-WDM-MODULES | NG4access® Module VAM, DWDM, 16 channels, 200 GHz channel spacing, starting channel 21, 1 circuit, Mux, LC/APC, left, 2 test ports |  | NG4access® | FACT ¦ NG4 | DWDM module | Build America Buy America (BABA) compliant*
NG4-VDMR2MDA440C1K |  | Variant of NG4-WDM-MODULES | NG4access® Module VAM, DWDM, 8 channels, upgrade port, EXP port, 100 GHz channel spacing, starting channel 44, 2 circuits, Mux, LC/APC, right, 1 test port |  | NG4access® | FACT ¦ NG4 | DWDM module | Build America Buy America (BABA) compliant*
NG4-VSMRF116 |  | Variant of NG4-SPLTR-MODULES | NG4access® Module VAM, Splitter, 1x16, symmetrical split, singlemode, LC/APC, right, 1 circuit |  | NG4access® | FACT ¦ NG4 | Splitter module | Build America Buy America (BABA) compliant*
NG4-VDMR2MDA520C1K |  | Variant of NG4-WDM-MODULES | NG4access® Module VAM, DWDM, 8 channels, upgrade port, EXP port, 100 GHz channel spacing, starting channel 52, 2 circuits, Mux, LC/APC, right, 1 test port |  | NG4access® | FACT ¦ NG4 | DWDM module | Build America Buy America (BABA) compliant*
NG4-VMKNLF4J010GM |  | Variant of NG4-MON-MODULES | NG4access® Module VAM, Monitoring, 60/40, multimode, LC/UPC, front, left, 4 circuits |  | NG4access® | NG4 | Monitoring module | Build America Buy America (BABA) compliant*
NG4-VDMR4B6A21BA4K |  | Variant of NG4-WDM-MODULES | NG4access® Module VAM, DWDM, 6 channels, 100 GHz channel spacing, starting channel 21, 4 circuits, Mux/Demux, LC/APC, right, 1 test port |  | NG4access® | FACT ¦ NG4 | DWDM module | Build America Buy America (BABA) compliant*
NG4-VDMR1MQA200C2K |  | Variant of NG4-WDM-MODULES | NG4access® Module VAM, DWDM, 40 channels, 100 GHz channel spacing, starting channel 20, 1 circuit, Mux, LC/APC, right, 2 test ports |  | NG4access® | FACT ¦ NG4 | DWDM module | Build America Buy America (BABA) compliant*
NG4-VMKNRF4C010GM |  | Variant of NG4-MON-MODULES | NG4access® Module VAM, Monitoring, 50/50, multimode, LC/UPC, front, right, 4 circuits |  | NG4access® | NG4 | Monitoring module | Build America Buy America (BABA) compliant*
NG4-VSMRF44 |  | Variant of NG4-SPLTR-MODULES | NG4access® Module VAM, Splitter, 1x4, symmetrical split, singlemode, LC/APC, front, right, 4 circuits |  | NG4access® | FACT ¦ NG4 | Splitter module | Build America Buy America (BABA) compliant*
NG4-VSMLF116 |  | Variant of NG4-SPLTR-MODULES | NG4access® Module VAM, Splitter, 1x16, symmetrical split, singlemode, LC/APC, front, left, 1 circuit |  | NG4access® | FACT ¦ NG4 | Splitter module | Build America Buy America (BABA) compliant*
NGF-ACCRCMSLD |  | Variant of NGF-BLOCK-ACCESSORIES | Next Generation Frame (NGF) Cable Clamping and Block Conversion Kit, 96, 144, or 192-block left downward |  |  | NGF | Hardware
NG4-VDMR1MSA200C2K |  | Variant of NG4-WDM-MODULES | NG4access® Module VAM, DWDM, 16 channels, 100 GHz channel spacing, starting channel 20, 1 circuit, Mux, LC/APC, right, 2 test ports |  | NG4access® | FACT ¦ NG4 | DWDM module | Build America Buy America (BABA) compliant*
NG4-VMKNRF4H010GM |  | Variant of NG4-MON-MODULES | NG4access® Module VAM, Monitoring, 70/30, multimode, LC/UPC, front, right, 4 circuits |  | NG4access® | NG4 | Monitoring module | Build America Buy America (BABA) compliant*
NG4-VSMLF132 |  | Variant of NG4-SPLTR-MODULES | NG4access® Module VAM, Splitter, 1x32, symmetrical split, singlemode, LC/APC, front, left, 1 circuit |  | NG4access® | FACT ¦ NG4 | Splitter module | Build America Buy America (BABA) compliant*
NGF-ACCRCMSLU |  | Variant of NGF-BLOCK-ACCESSORIES | Next Generation Frame (NGF) Cable Clamping and Block Conversion Kit, 96, 144, or 192-block left upward |  |  | NGF | Hardware
NG4-VSMRF8C |  | Variant of NG4-SPLTR-MODULES | NG4access® Module VAM, Splitter, 1x2, symmetrical split, singlemode, LC/APC, front, right, 8 circuits |  | NG4access® | FACT ¦ NG4 | Splitter module | Build America Buy America (BABA) compliant*
NG4-VSMLF44 |  | Variant of NG4-SPLTR-MODULES | NG4access® Module VAM, Splitter, 1x4, symmetrical split, singlemode, LC/APC, front, left, 4 circuits |  | NG4access® | FACT ¦ NG4 | Splitter module | Build America Buy America (BABA) compliant*
NG4-VM7LF2B |  | Variant of NG4-MON-MODULES | NG4access® Module VAM, Monitoring, 95/5, singlemode, SC/UPC, front, left, 2 circuits |  | NG4access® | NG4 | Monitoring module | Build America Buy America (BABA) compliant*
NG4-VDMR2DDA200C1K |  | Variant of NG4-WDM-MODULES | NG4access® Module VAM, DWDM, 8 channels, upgrade port, EXP port, 100 GHz channel spacing, starting channel 20, 2 circuits, Demux, LC/APC, right, 1 test port |  | NG4access® | FACT ¦ NG4 | DWDM module | Build America Buy America (BABA) compliant*
NGF-ACCRCMSRD |  | Variant of NGF-BLOCK-ACCESSORIES | Next Generation Frame (NGF) Cable Clamping and Block Conversion Kit, 96, 144, or 192-block right downward |  |  | NGF | Hardware
NGF-ACCRCMSRU |  | Variant of NGF-BLOCK-ACCESSORIES | Next Generation Frame (NGF) Cable Clamping and Block Conversion Kit, 96, 144, or 192-block right upward |  |  | NGF | Hardware
NG4-VMKRF4C |  | Variant of NG4-MON-MODULES | NG4access® Module VAM, Monitoring, 50/50, singlemode, LC/UPC, front, right, 4 circuits |  | NG4access® | NG4 | Monitoring module | Build America Buy America (BABA) compliant*
NG4-VMKLF4J |  | Variant of NG4-MON-MODULES | NG4access® Module VAM, Monitoring, 60/40, singlemode, LC/UPC, front, left, 4 circuits |  | NG4access® | NG4 | Monitoring module | Build America Buy America (BABA) compliant*
NG4-VMKRF4J |  | Variant of NG4-MON-MODULES | NG4access® Module VAM, Monitoring, 60/40, singlemode, LC/UPC, front, right, 4 circuits |  | NG4access® | NG4 | Monitoring module | Build America Buy America (BABA) compliant*
NGF-ACCCLMP08 |  | Variant of NGF-BLOCK-ACCESSORIES | Next Generation Frame (NGF) Cable Clamp Kit, IFC/OSP cables, dielectric cable without grounding hardware |  |  | NGF | Cable clamp
NG4-VDMR2MDA280C1K |  | Variant of NG4-WDM-MODULES | NG4access® Module VAM, DWDM, 8 channels, upgrade port, EXP port, 100 GHz channel spacing, starting channel 28, 2 circuits, Mux, LC/APC, right, 1 test port |  | NG4access® | FACT ¦ NG4 | DWDM module | Build America Buy America (BABA) compliant*
NG4-VMMLF4A |  | Variant of NG4-MON-MODULES | NG4access® Module VAM, Monitoring, 90/10, singlemode, LC/APC, front, left, 4 circuits |  | NG4access® | FACT ¦ NG4 | Monitoring module | Build America Buy America (BABA) compliant*
NGF-SAP70E00 |  | Variant of NGF-ADAPTER-PACKS | Next Generation Frame (NGF) 4/4 Sliding Adapter Pack, singlemode, 8 simplex SC/UPC adapters |  |  | NGF | Fiber adapter pack
NGF-SAP70J00 |  | Variant of NGF-ADAPTER-PACKS | Next Generation Frame (NGF) 4/4 Sliding Adapter Pack, singlemode, 8 simplex SC/UPC adapters |  |  | NGF | Fiber adapter pack
XPND-SPLICE-CASSETTES |  | Base Product | CommScope XPND™ Singlemode Splice Cassette, stranded |  | CommScope XPND™ |  | Fiber cassette with pigtails
FMS4U-PANELS |  | Base Product | Fiber Management System (FMS) Fiber Optic Termination Panel, 4U, 19/21 inches, 96 ports (SC - Simplex, LC - Duplex), Single Mode, Gray |  |  | FMS | Fiber patch/splice panel
XPND-RAPID-REEL-MODULES |  | Base Product | XPND Rapid Reel Modules |  | CommScope XPND™ | XPND | Fiber cabled module
XPND-SPLITTER-MODULES |  | Base Product | XPND Splitter Modules |  |  | XPND | Splitter module | Build America Buy America (BABA) compliant*
FPS-SPA1AJJ |  | Variant of FDF-FL2-SPLTR-MODULES | FCM/FL2 VAM Fiber Optic Splitter Module, 1 x 32, standard, SC/APC, singlemode |  |  | FDF | Splitter module
FPS-SPA1EJJ |  | Variant of FDF-FL2-SPLTR-MODULES | FCM/FL2 VAM Fiber Optic Splitter Module, 2 x 32, standard, SC/APC, singlemode |  |  | FDF | Splitter module
FPS-SPA1NJJ |  | Variant of FDF-FL2-SPLTR-MODULES | FCM/FL2 VAM Fiber Optic Splitter Module, 1 x 4, standard, SC/APC, singlemode |  |  | FDF | Splitter module
FPS-SPL1CJJ |  | Variant of LSX-SPLTR-MODULES | LGX Fiber Optic Splitter Module, 1 x 16, 9 in, SC/APC, singlemode |  |  | LGX | Splitter module
FPS-FMTSP-ANN01 |  | Variant | FMT Fiber Optic Splitter Patch Panel, 1U, 19 in, 1x32 splitter, SC/UPC splitter and output connect., 1 splitter |  |  | FMT | Splitter patch panel
FPS-SPB1AJJ |  | Variant of FDF-FL2-SPLTR-MODULES | FCM/FL2 wideVAM Fiber Optic Splitter Module, 1 x 32, SC/APC, singlemode |  |  | FDF | Splitter module
FPS-MPP3LJJ |  | Variant of NGF-SPLTR-MODULES | Next Generation Frame (NGF) Modular Splitter Module, dual 1x8, SC/APC (front pgtl) input connect., SC/APC output connect. |  |  | NGF | Splitter module | Build America Buy America (BABA) compliant*
FPS-SPB1ANJ |  | Variant of FDF-FL2-SPLTR-MODULES | FCM/FL2 wideVAM Fiber Optic Splitter Module, 1 x 32, SC/UPC input, SC/APC output, singlemode |  |  | FDF | Splitter module
FPS-MPP3MJJ |  | Variant of NGF-SPLTR-MODULES | Next Generation Frame (NGF) Modular Splitter Module, dual 1x16, SC/APC (front pgtl) input connect., SC/APC output connect. |  |  | NGF | Splitter module | Build America Buy America (BABA) compliant*
FPS-SPB1ANN |  | Variant of FDF-FL2-SPLTR-MODULES | FCM/FL2 wideVAM Fiber Optic Splitter Module, 1 x 32, SC/UPC, singlemode |  |  | FDF | Splitter module
FPS-MPP3WJJ |  | Variant of NGF-SPLTR-MODULES | Next Generation Frame (NGF) Modular Splitter Module, 1x2 splitter, SC/APC (front pgtl) to SC/APC |  |  | NGF | Splitter module | Build America Buy America (BABA) compliant*
FPS-SPB1CJJ |  | Variant of FDF-FL2-SPLTR-MODULES | FCM/FL2 wideVAM Fiber Optic Splitter Module, 1 x 16, SC/APC, singlemode |  |  | FDF | Splitter module
FPX-1FRA0Z-240 |  | Variant of FPX-TERMINATION-SPLICE-PANELS | FPX Fiber Optic Termination Module, 1RU, 19in, Singlemode, 24 fiber, LC/APC Connector, putty white | CommScope® |  | FPX | Fiber patch panel
FPS-SPB1EJJ |  | Variant of FDF-FL2-SPLTR-MODULES | FCM/FL2 wideVAM Fiber Optic Splitter Module, 2 x 32, SC/APC, singlemode |  |  | FDF | Splitter module
FPX-1FRA0Z-480 |  | Variant of FPX-TERMINATION-SPLICE-PANELS | FPX Fiber Optic Termination Module, 1RU, 19in, Singlemode, 48 fiber, LC/APC Connector, putty white | CommScope® |  | FPX | Fiber patch panel
FPX-1FRA07-240 |  | Variant of FPX-TERMINATION-SPLICE-PANELS | FPX Fiber Optic Termination Module, 1RU, 19in, Singlemode, 24 fiber, SC/UPC Connector, putty white | CommScope® |  | FPX | Fiber patch panel
FPX-1FRP08-482 |  | Variant of FPX-TERMINATION-SPLICE-PANELS | FPX Fiber Optic Termination/Splice Module, 1RU, 19in, Singlemode, 48 fiber, LC/UPC Connector, putty white | CommScope® |  | FPX | Fiber patch/splice panel
FPX-1FRP0J-122 |  | Variant of FPX-TERMINATION-SPLICE-PANELS | FPX Fiber Optic Termination/Splice Module, 1RU, 19in, Singlemode, 12 fiber, SC/APC Connector, putty white | CommScope® |  | FPX | Fiber patch/splice panel
FPX-1FRP0J-240 |  | Variant of FPX-TERMINATION-SPLICE-PANELS | FPX Fiber Optic Termination/Splice Module, 1RU, 19in, Singlemode, 24 fiber, SC/APC Connector, putty white | CommScope® |  | FPX | Fiber patch/splice panel
FPX-12MPRDA9 |  | Variant of FPX-MODULES | FPX Fiber Optic MPO Module, Multimode Ultra 50/125 (OM3), 12 fiber SC adapter, right, putty white | CommScope® |  | FPX | Fiber module
FPX-1FRP07-242 |  | Variant of FPX-TERMINATION-SPLICE-PANELS | FPX Fiber Optic Termination/Splice Module, 1RU, 19in, Singlemode, 24 fiber, SC/UPC Connector, putty white | CommScope® |  | FPX | Fiber patch/splice panel
FPX-1FRA08-480 |  | Variant of FPX-TERMINATION-SPLICE-PANELS | FPX Fiber Optic Termination Module, 1RU, 19in, Singlemode, 48 fiber, LC/UPC Connector, putty white | CommScope® |  | FPX | Fiber patch panel
FPX-12MPRS07 |  | Variant of FPX-MODULES | FPX Fiber Optic MPO Module, Singlemode OS2, 12 fiber UPC/UPC adapter, right, putty white | CommScope® |  | FPX | Fiber module
FPX-1FRR07-243 |  | Variant of FPX-TERMINATION-SPLICE-PANELS | FPX Fiber Optic Termination/Splice Module, 1RU, 19in, Singlemode, 24 fiber, SC/UPC Connector, putty white | CommScope® |  | FPX | Fiber patch/splice panel
FPX-1FRA09-120 |  | Variant of FPX-TERMINATION-SPLICE-PANELS | FPX Fiber Optic Termination Module, 1RU, 19in, Multimode, 12 fiber, SC Connector, putty white | CommScope® |  | FPX | Fiber patch panel
FPX-12MPRS0J |  | Variant of FPX-MODULES | FPX Fiber Optic MPO Module, Singlemode OS2, 12 fiber SC/APC adapter, right, putty white | CommScope® |  | FPX | Fiber module
FPX-1FRR08-483 |  | Variant of FPX-TERMINATION-SPLICE-PANELS | FPX Fiber Optic Termination/Splice Module, 2RU, 19in, Singlemode, 48 fiber, LC/UPC Connector, putty white | CommScope® |  | FPX | Fiber patch/splice panel
FPX-1FS7/01JD023 |  | Variant of FPX-PRE-TERMINATED-PANELS | FPX Fiber Optic Termination Panel with OSP Stranded Cable, 1RU, 19in, Singlemode, 12 fiber, SC/UPC connectors, Stub tail at far end, putty white, 23m | CommScope® |  | FPX | Fiber patch panel ¦ with IFC cable
FPX-1FS7/01HU061 |  | Variant of FPX-PRE-TERMINATED-PANELS | FPX Fiber Optic Termination Panel with Indoor/Outdoor Cable, 1RU, 19in, Singlemode, 12 fiber, SC/UPC connectors, Stub tail at far end, putty white, 61m | CommScope® |  | FPX | Fiber patch panel ¦ with IFC cable
FPX-1FRAA9-240 |  | Variant of FPX-TERMINATION-SPLICE-PANELS | FPX Fiber Optic Termination Module, 1RU, 19in, Multimode, 24 fiber, SC Connector, putty white | CommScope® |  | FPX | Fiber patch panel
FPX-1FS7/01HU092 |  | Variant of FPX-PRE-TERMINATED-PANELS | FPX Fiber Optic Termination Panel with Indoor/Outdoor Cable, 1RU, 19in, Singlemode, 12 fiber, SC/UPC connectors, Stub tail at far end, putty white, 92m | CommScope® |  | FPX | Fiber patch panel ¦ with IFC cable
FPX-1FS7/02HU153 |  | Variant of FPX-PRE-TERMINATED-PANELS | FPX Fiber Optic Termination Panel with Indoor/Outdoor Cable, 1RU, 19in, Singlemode, 24 fiber, SC/UPC connectors, Stub tail at far end, putty white, 153m | CommScope® |  | FPX | Fiber patch panel ¦ with indoor/outdoor cable
FPX-1FS7/02AU046 |  | Variant of FPX-PRE-TERMINATED-PANELS | FPX Fiber Optic Termination Panel with IFC Stranded Cable, 1RU, 19in, Singlemode, 24 fiber, SC/UPC connectors, Stub tail at far end, putty white, 46m | CommScope® |  | FPX | Fiber patch panel ¦ with IFC cable
FPX-1FS8/04AU031 |  | Variant of FPX-PRE-TERMINATED-PANELS | FPX Fiber Optic Termination Panel with IFC Stranded Cable, 1RU, 19in, Singlemode, 48 fiber, LC/UPC connectors, Stub tail at far end, putty white, 31m | CommScope® |  | FPX | Fiber patch panel ¦ with IFC cable
FPX-1FS7/02HU183 |  | Variant of FPX-PRE-TERMINATED-PANELS | FPX Fiber Optic Termination Panel with Indoor/Outdoor Cable, 1RU, 19in, Singlemode, 24 fiber, SC/UPC connectors, Stub tail at far end, putty white, 183m | CommScope® |  | FPX | Fiber patch panel ¦ with IFC cable
FPX-1FSJ/01JU061 |  | Variant of FPX-PRE-TERMINATED-PANELS | FPX Fiber Optic Termination Panel with OSP Stranded Cable, 1RU, 19in, Singlemode, 12 fiber, SC/APC connectors, Stub tail at far end, putty white, 61m | CommScope® |  | FPX | Fiber patch panel ¦ with IFC cable
FPX-1FS7/02AU122 |  | Variant of FPX-PRE-TERMINATED-PANELS | FPX Fiber Optic Termination Panel with IFC Stranded Cable, 1RU, 19in, Singlemode, 24 fiber, SC/UPC connectors, Stub tail at far end, putty white, 122m | CommScope® |  | FPX | Fiber patch panel ¦ with IFC cable
FPX-1FS7/02GU039 |  | Variant of FPX-PRE-TERMINATED-PANELS | FPX Fiber Optic Termination Panel with Armored Cable, 1RU, 19in, Singlemode, 24 fiber, SC/UPC connectors, Stub tail at far end, putty white, 39m | CommScope® |  | FPX | Fiber patch panel ¦ with IFC cable
FPX-1FSJ/02AU016 |  | Variant of FPX-PRE-TERMINATED-PANELS | FPX Fiber Optic Termination Panel with IFC Stranded Cable, 1RU, 19in, Singlemode, 24 fiber, SC/APC connectors, Stub tail at far end, putty white, 16m | CommScope® |  | FPX | Fiber patch panel ¦ with IFC cable
FPX-1FS7/02MU016 |  | Variant of FPX-PRE-TERMINATED-PANELS | FPX Fiber Optic Termination Panel with IFC Ribbon Cable, 1RU, 19in, Singlemode, 24 fiber, SC/UPC connectors, Stub tail at far end, putty white, 16m | CommScope® |  | FPX | Fiber patch panel ¦ with IFC cable
FPX-1FS7/02HU016 |  | Variant of FPX-PRE-TERMINATED-PANELS | FPX Fiber Optic Termination Panel with Indoor/Outdoor Cable, 1RU, 19in, Singlemode, 24 fiber, SC/UPC connectors, Stub tail at far end, putty white, 16m | CommScope® |  | FPX | Fiber patch panel ¦ with IFC cable
FPX-1FS7/02HU031 |  | Variant of FPX-PRE-TERMINATED-PANELS | FPX Fiber Optic Termination Panel with Indoor/Outdoor Cable, 1RU, 19in, Singlemode, 24 fiber, SC/UPC connectors, Stub tail at far end, putty white, 31m | CommScope® |  | FPX | Fiber patch panel ¦ with IFC cable
FPX-1FSJ/02JU061 |  | Variant of FPX-PRE-TERMINATED-PANELS | FPX Fiber Optic Termination Panel with OSP Stranded Cable, 1RU, 19in, Singlemode, 24 fiber, SC/APC connectors, Stub tail at far end, putty white, 61m | CommScope® |  | FPX | Fiber patch panel ¦ with IFC cable
FPX-1FRA06-240 |  | Variant of FPX-TERMINATION-SPLICE-PANELS | FPX Fiber Optic Termination Module, 1RU, 19in, Multimode, 24 fiber, LC Connector, putty white | CommScope® |  | FPX | Fiber patch panel
FPX-1FRA0J-240 |  | Variant of FPX-TERMINATION-SPLICE-PANELS | FPX Fiber Optic Termination Module, 1RU, 19in, Singlemode, 24 fiber, SC/APC Connector, putty white | CommScope® |  | FPX | Fiber patch panel
FPX-1TRP08-242 |  | Variant of FPX-TERMINATION-SPLICE-PANELS | FPX Fiber Optic Termination/Splice Module, 1RU, 19in, Singlemode, 24 fiber, LC/UPC Connector, putty white | CommScope® |  | FPX | Fiber patch/splice panel
FPX-24MPLS08 |  | Variant of FPX-MODULES | FPX Fiber Optic MPO Module, Singlemode OS2, 24 fiber LC/UPC adapter, left, putty white | CommScope® |  | FPX | Fiber module
FPX-2FSJ/74AU019 |  | Variant of FPX-PRE-TERMINATED-PANELS | FPX Fiber Optic Termination Panel with IFC Stranded Cable, 2RU, 19in, Singlemode, 48 fiber, SC/APC connectors, Stub tail at far end, putty white, 19m | CommScope® |  | FPX | Fiber patch panel ¦ with OSP cable
FPX-2FRP08-722 |  | Variant of FPX-TERMINATION-SPLICE-PANELS | FPX Fiber Optic Termination/Splice Module, 2RU, 19in, Singlemode, 72 fiber, LC/UPC Connector, putty white | CommScope® |  | FPX | Fiber patch/splice panel
FPX-2FS7/04AU153 |  | Variant of FPX-PRE-TERMINATED-PANELS | FPX Fiber Optic Termination Panel with IFC Stranded Cable, 2RU, 19in, Singlemode, 48 fiber, SC/UPC connectors, Stub tail at far end, putty white, 153m | CommScope® |  | FPX | Fiber patch panel ¦ with OSP cable
FPX-1FS7/02MU092 |  | Variant of FPX-PRE-TERMINATED-PANELS | FPX Fiber Optic Termination Panel with IFC Ribbon Cable, 1RU, 19in, Singlemode, 24 fiber, SC/UPC connectors, Stub tail at far end, putty white, 92m | CommScope® |  | FPX | Fiber patch panel ¦ with IFC cable
FPX-2FRP08-962 |  | Variant of FPX-TERMINATION-SPLICE-PANELS | FPX Fiber Optic Termination/Splice Module, 2RU, 19in, Singlemode, 96 fiber, LC/UPC Connector, putty white | CommScope® |  | FPX | Fiber patch/splice panel
FPX-2FRP0J-482 |  | Variant of FPX-TERMINATION-SPLICE-PANELS | FPX Fiber Optic Termination/Splice Module, 2RU, 19in, Singlemode, 48 fiber, SC/APC Connector, putty white | CommScope® |  | FPX | Fiber patch/splice panel
FPX-2FSJ/74AU031 |  | Variant of FPX-PRE-TERMINATED-PANELS | FPX Fiber Optic Termination Panel with IFC Stranded Cable, 2RU, 19in, Singlemode, 48 fiber, SC/APC connectors, Stub tail at far end, putty white, 31m | CommScope® |  | FPX | Fiber patch panel ¦ with OSP cable
FPX-2FS7/04FU092 |  | Variant of FPX-PRE-TERMINATED-PANELS | FPX Fiber Optic Termination Panel with IFC Stranded Plenem Cable, 2RU, 19in, Singlemode, 48 fiber, SC/UPC connectors, Stub tail at far end, putty white, 92m | CommScope® |  | FPX | Fiber patch panel ¦ with OSP cable
FPX-2FRR07-483 |  | Variant of FPX-TERMINATION-SPLICE-PANELS | FPX Fiber Optic Termination/Splice Module, 2RU, 19in, Singlemode, 48 fiber, SC/UPC Connector, putty white | CommScope® |  | FPX | Fiber patch/splice panel
FPX-2FS7/04HU061 |  | Variant of FPX-PRE-TERMINATED-PANELS | FPX Fiber Optic Termination Panel with Indoor/Outdoor Cable, 2RU, 19in, Singlemode, 48 fiber, SC/UPC connectors, Stub tail at far end, putty white, 61m | CommScope® |  | FPX | Fiber patch panel ¦ with indoor/outdoor cable
FPX-2FRA0J-480 |  | Variant of FPX-TERMINATION-SPLICE-PANELS | FPX Fiber Optic Termination Module, 2RU, 19in, Singlemode, 48 fiber, SC/APC Connector, putty white | CommScope® |  | FPX | Fiber patch panel
FPX-2FS7/04AU046 |  | Variant of FPX-PRE-TERMINATED-PANELS | FPX Fiber Optic Termination Panel with IFC Stranded Cable, 2RU, 19in, Singlemode, 48 fiber, SC/UPC connectors, Stub tail at far end, putty white, 46m | CommScope® |  | FPX | Fiber patch panel ¦ with OSP cable
FPX-3FRA0J-720 |  | Variant of FPX-TERMINATION-SPLICE-PANELS | FPX Fiber Optic Termination Module, 3RU, 19in, Singlemode, 72 fiber, SC/APC Connector, putty white | CommScope® |  | FPX | Fiber patch panel
FPX-3FRP07-722 |  | Variant of FPX-TERMINATION-SPLICE-PANELS | FPX Fiber Optic Termination/Splice Module, 3RU, 19in, Singlemode, 72 fiber, SC/UPC Connector, putty white | CommScope® |  | FPX | Fiber patch/splice panel
FPX-2FRJA9-482 |  | Variant of FPX-TERMINATION-SPLICE-PANELS | FPX Fiber Optic Termination Module, 2RU, 19in, Multimode, 48 fiber, SC Connector, putty white | CommScope® |  | FPX | Fiber patch panel
FPX-2FSJ/04AU016 |  | Variant of FPX-PRE-TERMINATED-PANELS | FPX Fiber Optic Termination Panel with IFC Stranded Cable, 2RU, 19in, Singlemode, 48 fiber, SC/APC connectors, Stub tail at far end, putty white, 16m | CommScope® |  | FPX | Fiber patch panel ¦ with OSP cable
FPX-2FRP07-482 |  | Variant of FPX-TERMINATION-SPLICE-PANELS | FPX Fiber Optic Termination/Splice Module, 2RU, 19in, Singlemode, 48 fiber, SC/UPC Connector, putty white | CommScope® |  | FPX | Fiber patch/splice panel
FPX-3FS8/0AMU077 |  | Variant of FPX-PRE-TERMINATED-PANELS | FPX Fiber Optic Termination Panel with IFC Ribbon Cable, 5RU, 19in, Singlemode, 144 fiber, LC/UPC connectors, Stub tail at far end, putty white, 77m | CommScope® |  | FPX | Fiber patch panel ¦ with IFC cable
FPX-3FS7/07AU016 |  | Variant of FPX-PRE-TERMINATED-PANELS | FPX Fiber Optic Termination Panel with IFC Stranded Cable, 3RU, 19in, Singlemode, 72 fiber, SC/UPC connectors, Stub tail at far end, putty white, 16m | CommScope® |  | FPX | Fiber patch panel ¦ with IFC cable
FPX-3FS7/07MU016 |  | Variant of FPX-PRE-TERMINATED-PANELS | FPX Fiber Optic Termination Panel with IFC Ribbon Cable, 4RU, 19in, Singlemode, 72 fiber, SC/UPC connectors, Stub tail at far end, putty white, 16m | CommScope® |  | FPX | Fiber patch panel ¦ with IFC cable
FPX-3FS8/0AMU214 |  | Variant of FPX-PRE-TERMINATED-PANELS | FPX Fiber Optic Termination Panel with IFC Ribbon Cable, 3RU, 19in, Singlemode, 144 fiber, LC/UPC connectors, Stub tail at far end, putty white, 214m | CommScope® |  | FPX | Fiber patch panel ¦ with IFC cable
FPX-3FS7/07AU077 |  | Variant of FPX-PRE-TERMINATED-PANELS | FPX Fiber Optic Termination Panel with IFC Stranded Cable, 3RU, 19in, Singlemode, 72 fiber, SC/UPC connectors, Stub tail at far end, putty white, 77m | CommScope® |  | FPX | Fiber patch panel ¦ with IFC cable
FPX-3FS7/07AU092 |  | Variant of FPX-PRE-TERMINATED-PANELS | FPX Fiber Optic Termination Panel with IFC Stranded Cable, 3RU, 19in, Singlemode, 72 fiber, SC/UPC connectors, Stub tail at far end, putty white, 92m | CommScope® |  | FPX | Fiber patch panel ¦ with IFC cable
FPX-3FRP0J-722 |  | Variant of FPX-TERMINATION-SPLICE-PANELS | FPX Fiber Optic Termination/Splice Module, 3RU, 19in, Singlemode, 72 fiber, SC/APC Connector, putty white | CommScope® |  | FPX | Fiber patch/splice panel
FPX-3FS7/07RU031 |  | Variant of FPX-PRE-TERMINATED-PANELS | FPX Fiber Optic Termination Panel with Indoor/Outdoor Cable, 3RU, 19in, Singlemode, 72 fiber, SC/UPC connectors, Stub tail at far end, putty white, 31m | CommScope® |  | FPX | Fiber patch panel ¦ with IFC cable
FPX-3FSJ/07AU016 |  | Variant of FPX-PRE-TERMINATED-PANELS | FPX Fiber Optic Termination Panel with IFC Stranded Cable, 5RU, 19in, Singlemode, 72 fiber, SC/APC connectors, Stub tail at far end, putty white, 16m | CommScope® |  | FPX | Fiber patch panel ¦ with IFC cable
FPX-3FS7/07FD077 |  | Variant of FPX-PRE-TERMINATED-PANELS | FPX Fiber Optic Termination Panel with IFC Stranded Plenem Cable, 3RU, 19in, Singlemode, 72 fiber, SC/UPC connectors, Stub tail at far end, putty white, 77m | CommScope® |  | FPX | Fiber patch panel ¦ with IFC cable
FPX-3FRP0Z-1442 |  | Variant of FPX-TERMINATION-SPLICE-PANELS | FPX Fiber Optic Termination/Splice Module, 3RU, 19in, Singlemode, 144 fiber, LC/APC Connector, putty white | CommScope® |  | FPX | Fiber patch/splice panel
FPX-3FRR07-723 |  | Variant of FPX-TERMINATION-SPLICE-PANELS | FPX Fiber Optic Termination/Splice Module, 3RU, 19in, Singlemode, 72 fiber, SC/UPC Connector, putty white | CommScope® |  | FPX | Fiber patch/splice panel
FPX-3FS7/07HU031 |  | Variant of FPX-PRE-TERMINATED-PANELS | FPX Fiber Optic Termination Panel with Indoor/Outdoor Cable, 3RU, 19in, Singlemode, 72 fiber, SC/UPC connectors, Stub tail at far end, putty white, 31m | CommScope® |  | FPX | Fiber patch panel ¦ with IFC cable
FPX-3FS7/07HU153 |  | Variant of FPX-PRE-TERMINATED-PANELS | FPX Fiber Optic Termination Panel with Indoor/Outdoor Cable, 3RU, 19in, Singlemode, 72 fiber, SC/UPC connectors, Stub tail at far end, putty white, 153m | CommScope® |  | FPX | Fiber patch panel ¦ with IFC cable
FPX-3FSJ/07AU031 |  | Variant of FPX-PRE-TERMINATED-PANELS | FPX Fiber Optic Termination Panel with IFC Stranded Cable, 3RU, 19in, Singlemode, 72 fiber, SC/APC connectors, Stub tail at far end, putty white, 31m | CommScope® |  | FPX | Fiber patch panel ¦ with IFC cable
FPX-3FS7/07RU092 |  | Variant of FPX-PRE-TERMINATED-PANELS | FPX Fiber Optic Termination Panel with Indoor/Outdoor Cable, 3RU, 19in, Singlemode, 72 fiber, SC/UPC connectors, Stub tail at far end, putty white, 92m | CommScope® |  | FPX | Fiber patch panel ¦ with IFC cable
FPX-3FSZ/0AGS031 |  | Variant of FPX-PRE-TERMINATED-PANELS | FPX Fiber Optic Termination Panel with Armored Cable, 3RU, 19in, Singlemode, 144 fiber, LC/APC connectors, Stub tail at far end, putty white, 31m | CommScope® |  | FPX | Fiber patch panel ¦ with OSP cable
FPX-3FSJ/07AU061 |  | Variant of FPX-PRE-TERMINATED-PANELS | FPX Fiber Optic Termination Panel with IFC Stranded Cable, 5RU, 19in, Singlemode, 72 fiber, SC/APC connectors, Stub tail at far end, putty white, 61m | CommScope® |  | FPX | Fiber patch panel ¦ with IFC cable
FPX-3FS8/0AAU031 |  | Variant of FPX-PRE-TERMINATED-PANELS | FPX Fiber Optic Termination Panel with IFC Stranded Cable, 3RU, 19in, Singlemode, 144 fiber, LC/UPC connectors, Stub tail at far end, putty white, 31m | CommScope® |  | FPX | Fiber patch panel ¦ with IFC cable
FPX-5FRA08-1440 |  | Variant of FPX-TERMINATION-SPLICE-PANELS | FPX Fiber Optic Termination Module, 5RU, 19in, Singlemode, 144 fiber, LC/UPC Connector, putty white | CommScope® |  | FPX | Fiber patch panel
FPX-4FS7/09FU031 |  | Variant of FPX-PRE-TERMINATED-PANELS | FPX Fiber Optic Termination Panel with IFC Stranded Plenem Cable, 4RU, 19in, Singlemode, 96 fiber, SC/UPC connectors, Stub tail at far end, putty white, 31m | CommScope® |  | FPX | Fiber patch panel ¦ with IFC cable
FPX-24MPRDA6 |  | Variant of FPX-MODULES | FPX Fiber Optic MPO Module, Multimode Ultra 50/125 (OM3), 12 fiber LC adapter, right, putty white | CommScope® |  | FPX | Fiber module
FPX-4FRP07-962 |  | Variant of FPX-TERMINATION-SPLICE-PANELS | FPX Fiber Optic Termination/Splice Module, 4RU, 19in, Singlemode, 96 fiber, SC/UPC Connector, putty white | CommScope® |  | FPX | Fiber patch/splice panel
FPX-5FRR07-1443 |  | Variant of FPX-TERMINATION-SPLICE-PANELS | FPX Fiber Optic Termination/Splice Module, 5RU, 19in, Singlemode, 144 fiber, SC/UPC Connector, putty white | CommScope® |  | FPX | Fiber patch/splice panel
FPX-24MPRQA6 |  | Variant of FPX-MODULES | FPX Fiber Optic MPO Module, Multimode OM4, 24 fiber LC adapter, right, putty white | CommScope® |  | FPX | Fiber module
FPX-4FS7/09GU031 |  | Variant of FPX-PRE-TERMINATED-PANELS | FPX Fiber Optic Termination Panel with Armored Cable, 4RU, 19in, Singlemode, 96 fiber, SC/UPC connectors, Stub tail at far end, putty white, 31m | CommScope® |  | FPX | Fiber patch panel ¦ with IFC cable
FPX-4FRP08-1922 |  | Variant of FPX-TERMINATION-SPLICE-PANELS | FPX Fiber Optic Termination/Splice Module, 4RU, 19in, Singlemode, 192 fiber, LC/UPC Connector, putty white | CommScope® |  | FPX | Fiber patch/splice panel
FPX-5FS7/0AAU050 |  | Variant of FPX-PRE-TERMINATED-PANELS | FPX Fiber Optic Termination Panel with IFC Stranded Cable, 5RU, 19in, Singlemode, 144 fiber, SC/UPC connectors, Stub tail at far end, putty white, 50m | CommScope® |  | FPX | Fiber patch panel ¦ with IFC cable
FPX-5FRR0E-1443 |  | Variant of FPX-TERMINATION-SPLICE-PANELS | FPX Fiber Optic Termination/Splice Module, 1RU, 19in, Singlemode, 144 fiber, SC/UPC Duplex Connector, putty white | CommScope® |  | FPX | Fiber patch/splice panel
FPX-4FRP0J-962 |  | Variant of FPX-TERMINATION-SPLICE-PANELS | FPX Fiber Optic Termination/Splice Module, 4RU, 19in, Singlemode, 96 fiber, SC/APC Connector, putty white | CommScope® |  | FPX | Fiber patch/splice panel
FPX-5FRR0J-1443 |  | Variant of FPX-TERMINATION-SPLICE-PANELS | FPX Fiber Optic Termination/Splice Module, 5RU, 19in, Singlemode, 144 fiber, SC/APC Connector, putty white | CommScope® |  | FPX | Fiber patch/splice panel
FPX-4FS7/09GU122 |  | Variant of FPX-PRE-TERMINATED-PANELS | FPX Fiber Optic Termination Panel with Armored Cable, 4RU, 19in, Singlemode, 96 fiber, SC/UPC connectors, Stub tail at far end, putty white, 122m | CommScope® |  | FPX | Fiber patch panel ¦ with IFC cable
FPX-5FRP07-1442 |  | Variant of FPX-TERMINATION-SPLICE-PANELS | FPX Fiber Optic Termination/Splice Module, 5RU, 19in, Singlemode, 144 fiber, SC/UPC Connector, putty white | CommScope® |  | FPX | Fiber patch/splice panel
FPX-5FRP08-1442 |  | Variant of FPX-TERMINATION-SPLICE-PANELS | FPX Fiber Optic Termination/Splice, 5RU, 19in, Singlemode, 144 fiber, LC/UPC Connector, putty white | CommScope® |  | FPX | Fiber patch/splice panel
FPX-5FS7/0AAD016 |  | Variant of FPX-PRE-TERMINATED-PANELS | FPX Fiber Optic Termination Panel with IFC Stranded Cable, 5RU, 19in, Singlemode, 144 fiber, SC/UPC connectors, Stub tail at far end, putty white, 16m | CommScope® |  | FPX | Fiber patch panel ¦ with IFC cable
FPX-4FS7/09AU031 |  | Variant of FPX-PRE-TERMINATED-PANELS | FPX Fiber Optic Termination Panel with IFC Stranded Cable, 4RU, 19in, Singlemode, 96 fiber, SC/UPC connectors, Stub tail at far end, putty white, 31m | CommScope® |  | FPX | Fiber patch panel ¦ with IFC cable
FPX-5FS7/0AAU016 |  | Variant of FPX-PRE-TERMINATED-PANELS | FPX Fiber Optic Termination Panel with IFC Stranded Cable, 5RU, 19in, Singlemode, 144 fiber, SC/UPC connectors, Stub tail at far end, putty white, 16m | CommScope® |  | FPX | Fiber patch panel ¦ with IFC cable
FPX-4FS7/09AU037 |  | Variant of FPX-PRE-TERMINATED-PANELS | FPX Fiber Optic Termination Panel with IFC Stranded Cable, 4RU, 19in, Singlemode, 96 fiber, SC/UPC connectors, Stub tail at far end, putty white, 37m | CommScope® |  | FPX | Fiber patch panel ¦ with IFC cable
FPX-5FRP0J-1442 |  | Variant of FPX-TERMINATION-SPLICE-PANELS | FPX Fiber Optic Termination/Splice Module, 5RU, 19in, Singlemode, 144 fiber, SC/APC Connector, putty white | CommScope® |  | FPX | Fiber patch/splice panel
FPX-5FS7/0AAU023 |  | Variant of FPX-PRE-TERMINATED-PANELS | FPX Fiber Optic Termination Panel with IFC Stranded Cable, 5RU, 19in, Singlemode, 144 fiber, SC/UPC connectors, Stub tail at far end, putty white, 23m | CommScope® |  | FPX | Fiber patch panel ¦ with IFC cable
FPX-5FRP0Z-2882 |  | Variant of FPX-TERMINATION-SPLICE-PANELS | FPX Fiber Optic Termination/Splice Module, 5RU, 19in, Singlemode, 288 fiber, LC/APC Connector, putty white | CommScope® |  | FPX | Fiber patch panel
FPX-5FS7/0AAU031 |  | Variant of FPX-PRE-TERMINATED-PANELS | FPX Fiber Optic Termination Panel with IFC Stranded Cable, 5RU, 19in, Singlemode, 144 fiber, SC/UPC connectors, Stub tail at far end, putty white, 31m | CommScope® |  | FPX | Fiber patch panel ¦ with IFC cable
FPX-4FSJ/09AU031 |  | Variant of FPX-PRE-TERMINATED-PANELS | FPX Fiber Optic Termination Panel with IFC Stranded Cable, 4RU, 19in, Singlemode, 96 fiber, SC/APC connectors, Stub tail at far end, putty white, 31m | CommScope® |  | FPX | Fiber patch panel ¦ with IFC cable
FPX-4FS7/09AU061 |  | Variant of FPX-PRE-TERMINATED-PANELS | FPX Fiber Optic Termination Panel with IFC Stranded Cable, 4RU, 19in, Singlemode, 96 fiber, SC/UPC connectors, Stub tail at far end, putty white, 61m | CommScope® |  | FPX | Fiber patch panel ¦ with IFC cable
FPX-ACCDRKT5U |  | Variant | FPX 5RU Smoked Front Door Kit |  |  | FPX | Door kit
FPX-24MPRS0Z |  | Variant of FPX-MODULES | FPX Fiber Optic MPO Module, Singlemode OS2, 24 fiber LC/APC adapter, right, putty white | CommScope® |  | FPX | Fiber module
FPX-5FSJ/0AAU092 |  | Variant of FPX-PRE-TERMINATED-PANELS | FPX Fiber Optic Termination Panel with IFC Stranded Cable, 5RU, 19in, Singlemode, 144 fiber, SC/APC connectors, Stub tail at far end, putty white, 92m | CommScope® |  | FPX | Fiber patch panel ¦ with IFC cable
FPX-AF-12APRA9 |  | Variant of FPX-ADAPTER-PACKS | FPX Fiber Optic Adapter Pack Only, Multimode, 12 fiber, SC/UPC adapter, right, aqua, putty white |  |  | FPX | Fiber adapter pack
FPX-5FS7/0ARU152 |  | Variant of FPX-PRE-TERMINATED-PANELS | FPX Fiber Optic Termination Panel with Indoor/Outdoor Cable, 5RU, 19in, Singlemode, 144 fiber, SC/UPC connectors, Stub tail at far end, putty white, 152m | CommScope® |  | FPX | Fiber patch panel ¦ with indoor/outdoor cable
FPX-AF-00AP00 |  | Variant of FPX-ADAPTER-PACKS | FPX Fiber Optic Blank Adapter Pack |  |  | FPX | Fiber adapter pack ¦ blank
FPX-5FS7/0ARU153 |  | Variant of FPX-PRE-TERMINATED-PANELS | FPX Fiber Optic Termination Panel with Indoor/Outdoor Cable, 5RU, 19in, Singlemode, 144 fiber, SC/UPC connectors, Stub tail at far end, putty white, 153m | CommScope® |  | FPX | Fiber patch panel ¦ with indoor/outdoor cable
FPX-AF-12APL07 |  | Variant of FPX-ADAPTER-PACKS | FPX Fiber Optic Adapter Pack Only, Singlemode, 12 fiber, SC/UPC adapter, left, blue, putty white |  |  | FPX | Fiber adapter pack
FPX-5FS7/0AAU122 |  | Variant of FPX-PRE-TERMINATED-PANELS | FPX Fiber Optic Termination Panel with IFC Stranded Cable, 5RU, 19in, Singlemode, 144 fiber, SC/UPC connectors, Stub tail at far end, putty white, 122m | CommScope® |  | FPX | Fiber patch panel ¦ with IFC cable
FPX-5FSJ/0AJU061 |  | Variant of FPX-PRE-TERMINATED-PANELS | FPX Fiber Optic Termination Panel with OSP Stranded Cable, 5RU, 19in, Singlemode, 144 fiber, SC/APC connectors, Stub tail at far end, putty white, 61m | CommScope® |  | FPX | Fiber patch panel ¦ with IFC cable
FPX-AF-12APL0J |  | Variant of FPX-ADAPTER-PACKS | FPX Fiber Optic Adapter Pack Only, Singlemode, 12 fiber, SC/APC adapter, left, green, putty white |  |  | FPX | Fiber adapter pack
FPX-AF-24APL08SP3 |  | Variant of FPX-ADAPTER-PACKS | FPX Fiber Optic Adapter Pack with 3m Stranded Pigtail, Singlemode, 24 fiber, LC/UPC adapter, left, blue, putty white |  |  | FPX | Fiber adapter pack with pigtails
FPX-5FSJ/0AJU122 |  | Variant of FPX-PRE-TERMINATED-PANELS | FPX Fiber Optic Termination Panel with OSP Stranded Cable, 5RU, 19in, Singlemode, 144 fiber, SC/APC connectors, Stub tail at far end, putty white, 122m | CommScope® |  | FPX | Fiber patch panel ¦ with IFC cable
FPX-AF-12APLA9 |  | Variant of FPX-ADAPTER-PACKS | FPX Fiber Optic Adapter Pack Only, Multimode, 12 fiber, UPC/UPC adapter, left, aqua, putty white |  |  | FPX | Fiber adapter pack
FPX-AF-24APL08SR3 |  | Variant of FPX-ADAPTER-PACKS | FPX Fiber Optic Adapter Pack with 3m Ribbon Pigtail, Singlemode, 24 fiber, LC adapter, left, blue, putty white |  |  | FPX | Fiber adapter pack with pigtails
FPX-AF-12APLA9DP3 |  | Variant of FPX-ADAPTER-PACKS | FPX Fiber Optic Adapter Pack with 3m Stranded Pigtail, Multimode, 12 fiber, SC adapter, left, aqua, putty white |  |  | FPX | Fiber adapter pack with pigtails
FPX-AF-12APR07 |  | Variant of FPX-ADAPTER-PACKS | FPX Fiber Optic Adapter Pack Only, Singlemode, 12 fiber, SC/UPC adapter, right, blue, putty white |  |  | FPX | Fiber adapter pack
FPX-AF-24APLA6 |  | Variant of FPX-ADAPTER-PACKS | FPX Fiber Optic Adapter Pack Only, Multimode, 24 fiber, LC (2F/LC) adapter, left, aqua, putty white |  |  | FPX | Fiber adapter pack
FPX-9FS7/0CRU061 |  | Variant of FPX-PRE-TERMINATED-PANELS | FPX Fiber Optic Termination Panel with Indoor/Outdoor Cable, 9RU, 19in, Singlemode, 216 fiber, SC/UPC connectors, Stub tail at far end, putty white, 61m | CommScope® |  | FPX | Fiber patch panel ¦ with indoor/outdoor cable
FPX-5FSJ/0AAU009 |  | Variant of FPX-PRE-TERMINATED-PANELS | FPX Fiber Optic Termination Panel with IFC Stranded Cable, 5RU, 19in, Singlemode, 144 fiber, SC/APC connectors, Stub tail at far end, putty white, 9m | CommScope® |  | FPX | Fiber patch panel ¦ with IFC cable
FPX-AF-24APLA6DP3 |  | Variant of FPX-ADAPTER-PACKS | FPX Fiber Optic Adapter Pack with 3m Stranded Pigtail, Multimode, 24 fiber, LC adapter, left, aqua, putty white |  |  | FPX | Fiber adapter pack with pigtails
FPX-5FSJ/0AAU016 |  | Variant of FPX-PRE-TERMINATED-PANELS | FPX Fiber Optic Termination Panel with IFC Stranded Cable, 5RU, 19in, Singlemode, 144 fiber, SC/APC connectors, Stub tail at far end, putty white, 16m | CommScope® |  | FPX | Fiber patch panel ¦ with IFC cable
FPX-9FS7/0CRU092 |  | Variant of FPX-PRE-TERMINATED-PANELS | FPX Fiber Optic Termination Panel with Indoor/Outdoor Cable, 9RU, 19in, Singlemode, 216 fiber, SC/UPC connectors, Stub tail at far end, putty white, 92m | CommScope® |  | FPX | Fiber patch panel ¦ with indoor/outdoor cable
FPX-ACCCLMP |  | Variant | FPX Panel Cable Clamp Kit |  |  | FPX | Cable clamp
FPX-4FSJ/09GU122 |  | Variant of FPX-PRE-TERMINATED-PANELS | FPX Fiber Optic Termination Panel with Armored Cable, 4RU, 19in, Singlemode, 96 fiber, SC/APC connectors, Stub tail at far end, putty white, 122m | CommScope® |  | FPX | Fiber patch panel ¦ with IFC cable
FPX-4FRA08-960 |  | Variant of FPX-TERMINATION-SPLICE-PANELS | FPX Fiber Optic Termination Module, 4RU, 19in, Singlemode, 96 fiber, LC/UPC Connector, putty white | CommScope® |  | FPX | Fiber patch panel
FPX-AF-24APRA6 |  | Variant of FPX-ADAPTER-PACKS | FPX Fiber Optic Adapter Pack Only, Multimode, 24 fiber, LC (2F/LC) adapter, right, aqua, putty white |  |  | FPX | Fiber adapter pack
FPX-4FRA0J-960 |  | Variant of FPX-TERMINATION-SPLICE-PANELS | FPX Fiber Optic Termination Module, 4RU, 19in, Singlemode, 96 fiber, SC/APC Connector, putty white | CommScope® |  | FPX | Fiber patch panel
FPXB-1FS7/02FU061 |  | Variant of FPX-PRE-TERMINATED-PANELS | FPX Fiber Optic Termination Panel with IFC Stranded Plenem Cable, 1RU, 19in, Singlemode, 24 fiber, SC/UPC connectors, Stub tail at far end, black, 61m | CommScope® |  | FPX | Fiber patch panel ¦ with IFC cable
FPXB-2FS7/04HU213 |  | Variant of FPX-PRE-TERMINATED-PANELS | FPX Fiber Optic Termination Panel with Indoor/Outdoor Cable, 2RU, 19in, Singlemode, 48 fiber, SC/UPC connectors, Stub tail at far end, black, 213m | CommScope® |  | FPX | Fiber patch panel ¦ with IFC cable
FPX-4FSJ/09JU031 |  | Variant of FPX-PRE-TERMINATED-PANELS | FPX Fiber Optic Termination Panel with OSP Stranded Cable, 4RU, 19in, Singlemode, 96 fiber, SC/APC connectors, Stub tail at far end, putty white, 31m | CommScope® |  | FPX | Fiber patch panel ¦ with IFC cable
FPXB-1FSJ/01HU092 |  | Variant of FPX-PRE-TERMINATED-PANELS | FPX Fiber Optic Termination Panel with Indoor/Outdoor Cable, 1RU, 19in, Singlemode, 12 fiber, SC/APC connectors, Stub tail at far end, black, 92m | CommScope® |  | FPX | Fiber patch panel ¦ with indoor/outdoor cable
FPXB-2FS7/04RD061 |  | Variant of FPX-PRE-TERMINATED-PANELS | FPX Fiber Optic Termination Panel with Indoor/Outdoor Cable, 2RU, 19in, Singlemode, 48 fiber, SC/UPC connectors, Stub tail at far end, black, 61m | CommScope® |  | FPX | Fiber patch panel ¦ with indoor/outdoor cable
FPX-5FS7/0AMU031 |  | Variant of FPX-PRE-TERMINATED-PANELS | FPX Fiber Optic Termination Panel with IFC Ribbon Cable, 5RU, 19in, Singlemode, 144 fiber, SC/UPC connectors, Stub tail at far end, putty white, 31m | CommScope® |  | FPX | Fiber patch panel ¦ with IFC cable
FPX-5FS7/0AMU061 |  | Variant of FPX-PRE-TERMINATED-PANELS | FPX Fiber Optic Termination Panel with IFC Ribbon Cable, 5RU, 19in, Singlemode, 144 fiber, SC/UPC connectors, Stub tail at far end, putty white, 61m | CommScope® |  | FPX | Fiber patch panel ¦ with IFC cable
FPXB-2FSE/04RD092 |  | Variant of FPX-PRE-TERMINATED-PANELS | FPX Fiber Optic Termination Panel with Indoor/Outdoor Cable, 2RU, 19in, Singlemode, 48 fiber, SC/UPC connectors, Stub tail at far end, black, 92m | CommScope® |  | FPX | Fiber patch panel ¦ with indoor/outdoor cable
FPXB-1FS7/01AU092 |  | Variant of FPX-PRE-TERMINATED-PANELS | FPX Fiber Optic Termination Panel with IFC Stranded Cable, 1RU, 19in, Singlemode, 12 fiber, SC/UPC connectors, Stub tail at far end, black, 92m | CommScope® |  | FPX | Fiber patch panel ¦ with IFC cable
FPXB-1FS7/02HU061 |  | Variant of FPX-PRE-TERMINATED-PANELS | FPX Fiber Optic Termination Panel with Indoor/Outdoor Cable, 1RU, 19in, Singlemode, 24 fiber, SC/UPC connectors, Stub tail at far end, black, 61m | CommScope® |  | FPX | Fiber patch panel ¦ with indoor/outdoor cable
FPXB-2FSE/04RD153 |  | Variant of FPX-PRE-TERMINATED-PANELS | FPX Fiber Optic Termination Panel with Indoor/Outdoor Cable, 2RU, 19in, Singlemode, 48 fiber, SC/UPC connectors, Stub tail at far end, black, 153m | CommScope® |  | FPX | Fiber patch panel ¦ with indoor/outdoor cable
FPXB-1FS7/01HU061 |  | Variant of FPX-PRE-TERMINATED-PANELS | FPX Fiber Optic Termination Panel with Indoor/Outdoor Cable, 1RU, 19in, Singlemode, 12 fiber, SC/UPC connectors, Stub tail at far end, black, 61m | CommScope® |  | FPX | Fiber patch panel ¦ with indoor/outdoor cable
FPXB-2FSE/04RD183 |  | Variant of FPX-PRE-TERMINATED-PANELS | FPX Fiber Optic Termination Panel with Indoor/Outdoor Cable, 2RU, 19in, Singlemode, 48 fiber, SC/UPC connectors, Stub tail at far end, black, 183m | CommScope® |  | FPX | Fiber patch panel ¦ with indoor/outdoor cable
FPXB-1FS7/02HU153 |  | Variant of FPX-PRE-TERMINATED-PANELS | FPX Fiber Optic Termination Panel with Indoor/Outdoor Cable, 1RU, 19in, Singlemode, 24 fiber, SC/UPC connectors, Stub tail at far end, black, 153m | CommScope® |  | FPX | Fiber patch panel ¦ with indoor/outdoor cable
FPXB-2FS7/04HU016 |  | Variant of FPX-PRE-TERMINATED-PANELS | FPX Fiber Optic Termination Panel with Indoor/Outdoor Cable, 2RU, 19in, Singlemode, 48 fiber, SC/UPC connectors, Stub tail at far end, black, 16m | CommScope® |  | FPX | Fiber patch panel ¦ with indoor/outdoor cable
FPXB-2FS7/04HU061 |  | Variant of FPX-PRE-TERMINATED-PANELS | FPX Fiber Optic Termination Panel with Indoor/Outdoor Cable, 2RU, 19in, Singlemode, 48 fiber, SC/UPC connectors, Stub tail at far end, black, 61m | CommScope® |  | FPX | Fiber patch panel ¦ with indoor/outdoor cable
FPX-5FS7/0ARU038 |  | Variant of FPX-PRE-TERMINATED-PANELS | FPX Fiber Optic Termination Panel with Indoor/Outdoor Cable, 5RU, 19in, Singlemode, 144 fiber, SC/UPC connectors, Stub tail at far end, putty white, 38m | CommScope® |  | FPX | Fiber patch panel ¦ with indoor/outdoor cable
FST-DRS24-HS |  | Variant of FST-SPLICE-WHEELS | FST Fiber Optic Round Splice Tray, holds 24 heat shrink splice protectors |  |  | FL2000 ¦ NGF ¦ OMX | Fiber splice tray
FST-MT |  | Variant of FST-SPLICE-TRAYS | FST Fiber Optic Splice Tray, 12 splice capacity |  |  |  | Fiber splice tray
FST-DRS24-NT |  | Variant of FST-SPLICE-WHEELS | FST Fiber Optic Round Splice Tray, holds 24 heat shrink splice protectors |  |  | FL2000 ¦ NGF ¦ OMX | Fiber splice tray
FPXB-5FS7/0AHU061 |  | Variant of FPX-PRE-TERMINATED-PANELS | FPX Fiber Optic Termination Panel with Indoor/Outdoor Cable, 5RU, 19in, Singlemode, 144 fiber, SC/UPC connectors, Stub tail at far end, black, 61m | CommScope® |  | FPX | Fiber patch panel ¦ with indoor/outdoor cable
FST-F3DF-HS |  | Variant of FST-SPLICE-TRAYS | FST Fiber Optic Splice Tray, 24 splice capacity |  |  |  | Fiber splice tray |  | Discontinued
FST-F3DF-MT-D |  | Variant of FST-SPLICE-TRAYS | FST Fiber Optic Splice Tray, 24 splice capacity |  |  |  | Fiber splice tray
FPXB-5FS7/0AHU122 |  | Variant of FPX-PRE-TERMINATED-PANELS | FPX Fiber Optic Termination Panel with Indoor/Outdoor Cable, 5RU, 19in, Singlemode, 144 fiber, SC/UPC connectors, Stub tail at far end, black, 122m | CommScope® |  | FPX | Fiber patch panel ¦ with indoor/outdoor cable
FST-HS-24 |  | Variant of FST-SPLICE-TRAYS | FST Fiber Optic Splice Tray, 24 splice capacity |  |  |  | Fiber splice tray
FST-HS-48 |  | Variant of FST-SPLICE-TRAYS | FST Fiber Optic Splice Tray, 48 splice capacity |  |  |  | Fiber splice tray
FPXB-5FSJ/0AAU031 |  | Variant of FPX-PRE-TERMINATED-PANELS | FPX Fiber Optic Termination Panel with IFC Stranded Cable, 5RU, 19in, Singlemode, 144 fiber, SC/APC connectors, Stub tail at far end, black, 31m | CommScope® |  | FPX | Fiber patch panel ¦ with IFC cable
FST-D-HS |  | Variant of FST-SPLICE-TRAYS | FST Fiber Optic Splice Tray, 24 splice capacity |  |  |  | Fiber splice tray
FST-D-MT-AC |  | Variant of FST-SPLICE-TRAYS | FST Fiber Optic Splice Tray, 24 splice capacity, ribbon mass fusion |  |  |  | Fiber splice tray
FST-DRS12-MT |  | Variant of FST-SPLICE-WHEELS | FST Fiber Optic Round Splice Tray, for 12 mass fusion splices |  |  | FL2000 ¦ NGF ¦ OMX | Fiber splice tray
FVM-19X700X11 |  | Variant of FVM-PANELS | FVM Fiber Panel, unloaded, 4RU, 19 in, putty white | CommScope® |  | FVM | Fiber patch panel
FVM-LGX19X175-W |  | Variant of FVM-PANELS | FVM, LGX compatible Fiber Panel, unloaded, 1RU, 19 in, putty white | CommScope® |  | FVM ¦ LGX | Fiber patch panel
FVM-19X175W |  | Variant of FVM-PANELS | FVM Fiber Panel, unloaded, 1RU, 19 in, putty white | CommScope® |  | FVM | Fiber patch panel
FVM-19X350 |  | Variant of FVM-PANELS | FVM Fiber Panel, unloaded, 2RU, 19 in, putty white | CommScope® |  | FVM | Fiber patch panel
FVM-VLM19X900-W |  | Variant of FVM-PANELS | FVM, LGX compatible Fiber Panel, unloaded, 5RU, 19 in, putty white | CommScope® |  | FVM ¦ LGX | Fiber patch panel
FVM-19X700 |  | Variant of FVM-PANELS | FVM Fiber Panel, unloaded, 4RU, 19 in, putty white | CommScope® |  | FVM | Fiber patch panel
FVM-19X700-B |  | Variant of FVM-PANELS | FVM Fiber Panel, unloaded, 4RU, 19 in, black | CommScope® |  | FVM | Fiber patch panel
FVM-19X700W |  | Variant of FVM-PANELS | FVM Fiber Panel, unloaded, 4RU, 19 in, putty white | CommScope® |  | FVM | Fiber patch panel
G35247-000 | FOSC-OC-3DBD1212NN | Variant | FOSC® D-TRAY-72 type, DWDM, 8 channels + upgrade port, demux, 1560.61 nm starting wavelength, 200 GHz channel spacing |  | FOSC® | FOSC-OC | DWDM splice tray |  | Discontinued
LSX-CBLCLMPKIT |  | Variant | LSX Fiber Cable Clamp Kit | CommScope® |  | LGX | Cable clamp
760245080 | RFE-MOD-024-8W-MPO-LA02 | Variant of LGX/1000-MODULES | ReadyPATCH® Singlemode Standard Module, 24 LC/APC ports | CommScope® | ReadyPATCH® ¦ TeraSPEED® | RFE | Fiber module
760245742 | HD-CBL-MGMT-TRAY-4PK | Variant of HD-ACCESSORIES | Cable management tray for HD sliding panels. Pack of 4 | CommScope® |  | HD | Cable management hardware
760248037 | EHD-FT-00-LC-SM-00-00 | Variant of EHD-SPLICE-CASSETTES | EHD Singlemode, 24 port LC field term splice cassette | CommScope® |  | EHD | Fiber cassette
760248039 | EHD-FT-00-LC-LS-00-00 | Variant of EHD-SPLICE-CASSETTES | EHD Multimode OM4, 24 port LC field term splice cassette | CommScope® |  | EHD | Fiber cassette
RCP-1K2DUE03100 |  | Variant of RAPID-FIBER-PANELS | RapidFiber® Termination Panel, 24-Position 1RU, singlemode, LC/UPC to MPO, 31 m | CommScope® | RapidFiber® | RCP | Fiber patch panel ¦ with rapid cable
760245882 | EPX-SPLICE-24-ANT | Variant of EPX-SPLICE-TRAYS | Fiber Optic Splice Tray Kit, stackable, 24-fiber capacity for ANT splice protectors | CommScope® |  | AGILE | Fiber splice tray
FPXB-4FR000-000 |  | Variant of FPX-EMPTY-PANELS | FPX Fiber Optic Termination/Splice Module, unloaded, 3RU, 19in, black | CommScope® |  | FPX | Fiber patch/splice panel
760249502 | ODF-FF19CM | Variant of FLEX-CAB-ACCESSORIES | Flex Frame, rack RU label kit | CommScope® |  |  | Label kit
760241830 | MFPS-IED-P-SKL1-216 | Variant of MFPS-PANELS | MFPS Fiber Optic panel, 3RU, 72 fibers/RU, splice/patch, SMOUV/front patch cords orientation to the left, 216 LC/UPC, grade C | CommScope® |  | MFPS | Fiber patch/splice panel
760244643 | MFPS-IED-P-SKL2-216 | Variant of MFPS-PANELS | MFPS Fiber Optic panel, 3RU, 72 fibers/RU, splice/patch, SMOUV/front patch cords orientation to the left, 216 LC/APC, grade C | CommScope® |  | MFPS | Fiber patch/splice panel
760242853 | MFPS-IHD-P-PMS1-144 | Variant of MFPS-PANELS | MFPS Fiber Optic panel, 3RU, 48 fibers/RU, patch/patch, front patch cords orientation to the left, 144 SC/UPC | CommScope® |  | MFPS | Fiber patch panel
760245919 | MFPS-IHD-P-SKL1-144 | Variant of MFPS-PANELS | MFPS Fiber Optic panel, 3RU, 48 fibers/RU, splice/patch, SMOUV/front patch cords orientation to the left, 144 LC/UPC, grade C | CommScope® |  | MFPS | Fiber patch/splice panel
760248535 | MFPS-IHD-P-SLE9-144 | Variant of MFPS-PANELS | MFPS Fiber Optic panel, 3RU, 48 fibers/RU, splice/patch, ANT/front patch cords orientation to the left, 144 LSH/UPC, grade B | CommScope® |  | MFPS | Fiber patch/splice panel
760245768 | MFPS-IXD-P-SLL2-288 | Variant of MFPS-PANELS | MFPS Fiber Optic panel, 3RU, 96 fibers/RU, splice/patch, ANT/front patch cords orientation to the left, 288 LC/APC, grade C | CommScope® |  | MFPS | Fiber patch/splice panel
760248344 | MFPS-IXD-P-SLLG-288 | Variant of MFPS-PANELS | MFPS Fiber Optic panel, 3RU, 96 fibers/RU, splice/patch, ANT/front patch cords orientation to the left, 288 LC/APC, grade B | CommScope® |  | MFPS | Fiber patch/splice panel
760241574 | MFPS-JED-P-SIL2-144 | Variant of MFPS-PANELS | MFPS Fiber Optic panel, 2RU, 72 fibers/RU, splice/patch, SMOUV/front patch cords orientation to the right, 144 LC/APC, grade C | CommScope® |  | MFPS | Fiber patch/splice panel
760240724 | MFPS-JED-P-SILG-144 | Variant of MFPS-PANELS | MFPS Fiber Optic panel, 2RU, 72 fibers/RU, splice/patch, SMOUV/front patch cords orientation to the right, 144 LC/APC, grade B | CommScope® |  | MFPS | Fiber patch/splice panel
760241521 | MFPS-JED-P-SKLF-144 | Variant of MFPS-PANELS | MFPS Fiber Optic panel, 2RU, 72 fibers/RU, splice/patch, SMOUV/front patch cords orientation to the left, 144 LC/UPC, grade B | CommScope® |  | MFPS | Fiber patch/splice panel
760240725 | MFPS-JED-P-SKLG-144 | Variant of MFPS-PANELS | MFPS Fiber Optic panel, 2RU, 72 fibers/RU, splice/patch, SMOUV/front patch cords orientation to the left, 144 LC/APC, grade B | CommScope® |  | MFPS | Fiber patch/splice panel
760242173 | MFPS-JHD-P-SKL1-096 | Variant of MFPS-PANELS | MFPS Fiber Optic panel, 2RU, 48 fibers/RU, splice/patch, SMOUV/front patch cords orientation to the left, 96 LC/UPC, grade C | CommScope® |  | MFPS | Fiber patch/splice panel
760241575 | MFPS-JHD-P-SKL2-096 | Variant of MFPS-PANELS | MFPS Fiber Optic panel, 2RU, 48 fibers/RU, splice/patch, SMOUV/front patch cords orientation to the left, 96 LC/APC, grade C | CommScope® |  | MFPS | Fiber patch/splice panel
760244419 | MFPS-JHD-P-SKS1-096 | Variant of MFPS-PANELS | MFPS Fiber Optic panel, 2RU, 48 fibers/RU, splice/patch, SMOUV/front patch cords orientation to the left, 96 SC/UPC, grade C | CommScope® |  | MFPS | Fiber patch/splice panel
760248534 | MFPS-JHD-P-SLE9-096 | Variant of MFPS-PANELS | MFPS Fiber Optic panel, 2RU, 48 fibers/RU, splice/patch, ANT/front patch cords orientation to the left, 96 LSH/APC, superior grade B | CommScope® |  | MFPS | Fiber patch/splice panel
760242376 | MFPS-JXD-P-SKL2-192 | Variant of MFPS-PANELS | MFPS Fiber Optic panel, 2RU, 96 fibers/RU, splice/patch, SMOUV/front patch cords orientation to the left, 192 LC/APC, grade C | CommScope® |  | MFPS | Fiber patch/splice panel
760245767 | MFPS-JXD-P-SLL2-192 | Variant of MFPS-PANELS | MFPS Fiber Optic panel, 2RU, 96 fibers/RU, splice/patch, ANT/front patch cords orientation to the left, 192 LC/APC, grade C | CommScope® |  | MFPS | Fiber patch/splice panel
760245763 | MFPS-KED-P-SLL2-072 | Variant of MFPS-PANELS | MFPS Fiber Optic panel, 1RU, 72 fibers/RU, splice/patch, ANT/front patch cords orientation to the left, 72 LC/APC, grade C | CommScope® |  | MFPS | Fiber patch/splice panel
760244588 | MFPS-KHD-P-PMS1-048 | Variant of MFPS-PANELS | MFPS Fiber Optic panel, 1RU, 48 fibers/RU, patch/patch, front patch cords orientation to the left, 48 SC/UPC | CommScope® |  | MFPS | Fiber patch panel
760248122 | MFPS-KHD-P-PMS2-048 | Variant of MFPS-PANELS | MFPS Fiber Optic panel, 1RU, 48 fibers/RU, patch/patch, front patch cords orientation to the left, 48 SC/APC | CommScope® |  | MFPS | Fiber patch panel
760241445 | MFPS-KHD-P-PMSF-048 | Variant of MFPS-PANELS | MFPS Fiber Optic panel, 1RU, 48 fibers/RU, patch/patch, front patch cords orientation to the left, 48 SC/UPC | CommScope® |  | MFPS | Fiber patch panel
760244589 | MFPS-KHD-P-PNS1-048 | Variant of MFPS-PANELS | MFPS Fiber Optic panel, 1RU, 48 fibers/RU, patch/patch, front patch cords orientation to the right, 48 SC/UPC | CommScope® |  | MFPS | Fiber patch panel
760248121 | MFPS-KHD-P-PNS2-048 | Variant of MFPS-PANELS | MFPS Fiber Optic panel, 1RU, 48 fibers/RU, patch/patch, front patch cords orientation to the right, 48 SC/APC | CommScope® |  | MFPS | Fiber patch panel
760245782 | MFPS-KHD-P-SIL1-012 | Variant of MFPS-PANELS | MFPS Fiber Optic panel, 1RU, 48 fibers/RU, splice/patch, SMOUV/front patch cords orientation to the right, 12 LC/UPC, grade C | CommScope® |  | MFPS | Fiber patch/splice panel
760241707 | MFPS-KHD-P-SIL1-024 | Variant of MFPS-PANELS | MFPS Fiber Optic panel, 1RU, 48 fibers/RU, splice/patch, SMOUV/front patch cords orientation to the right, 24 LC/UPC, grade C | CommScope® |  | MFPS | Fiber patch/splice panel
760245783 | MFPS-KHD-P-SIL2-012 | Variant of MFPS-PANELS | MFPS Fiber Optic panel, 1RU, 48 fibers/RU, splice/patch, SMOUV/front patch cords orientation to the right, 12 LC/APC, grade C | CommScope® |  | MFPS | Fiber patch/splice panel
760245807 | MFPS-KHD-P-SILF-024 | Variant of MFPS-PANELS | MFPS Fiber Optic panel, 1RU, 24 fibers/RU, splice/patch, SMOUV/front patch cords orientation to the right, 24 LC/UPC, grade B | CommScope® |  | MFPS | Fiber patch/splice panel
760245808 | MFPS-KHD-P-SILG-024 | Variant of MFPS-PANELS | MFPS Fiber Optic panel, 1RU, 48 fibers/RU, splice/patch, SMOUV/front patch cords orientation to the right, 24 LC/APC, grade B | CommScope® |  | MFPS | Fiber patch/splice panel
760245793 | MFPS-KHD-P-SIS2-012 | Variant of MFPS-PANELS | MFPS Fiber Optic panel, 1RU, 48 fibers/RU, splice/patch, SMOUV/front patch cords orientation to the right, 12 SC/APC, grade C | CommScope® |  | MFPS | Fiber patch/splice panel
760245816 | MFPS-KHD-P-SIS2-024 | Variant of MFPS-PANELS | MFPS Fiber Optic panel, 1RU, 48 fibers/RU, splice/patch, SMOUV/front patch cords orientation to the right, 24 SC/APC, grade C | CommScope® |  | MFPS | Fiber patch/splice panel
760245794 | MFPS-KHD-P-SISF-012 | Variant of MFPS-PANELS | MFPS Fiber Optic panel, 1RU, 48 fibers/RU, splice/patch, SMOUV/front patch cords orientation to the right, 12 SC/UPC, grade B | CommScope® |  | MFPS | Fiber patch/splice panel
760245795 | MFPS-KHD-P-SISG-012 | Variant of MFPS-PANELS | MFPS Fiber Optic panel, 1RU, 48 fibers/RU, splice/patch, SMOUV/front patch cords orientation to the right, 12 SC/APC, grade B | CommScope® |  | MFPS | Fiber patch/splice panel
760245786 | MFPS-KHD-P-SJL2-012 | Variant of MFPS-PANELS | MFPS Fiber Optic panel, 1RU, 48 fibers/RU, splice/patch, ANT/front patch cords orientation to the right, 12 LC/APC, grade C | CommScope® |  | MFPS | Fiber patch/splice panel
760245809 | MFPS-KHD-P-SJL2-024 | Variant of MFPS-PANELS | MFPS Fiber Optic panel, 1RU, 48 fibers/RU, splice/patch, ANT/front patch cords orientation to the right, 24 LC/APC, grade C | CommScope® |  | MFPS | Fiber patch/splice panel
760245810 | MFPS-KHD-P-SKL1-024 | Variant of MFPS-PANELS | MFPS Fiber Optic panel, 1RU, 48 fibers/RU, splice/patch, SMOUV/front patch cords orientation to the left, 24 LC/UPC, grade C | CommScope® |  | MFPS | Fiber patch/splice panel
760245788 | MFPS-KHD-P-SKL2-012 | Variant of MFPS-PANELS | MFPS Fiber Optic panel, 1RU, 48 fibers/RU, splice/patch, SMOUV/front patch cords orientation to the left, 12 LC/APC, grade C | CommScope® |  | MFPS | Fiber patch/splice panel
760245811 | MFPS-KHD-P-SKL2-024 | Variant of MFPS-PANELS | MFPS Fiber Optic panel, 1RU, 48 fibers/RU, splice/patch, SMOUV/front patch cords orientation to the left, 24 LC/APC, grade C | CommScope® |  | MFPS | Fiber patch/splice panel
760244639 | MFPS-KHD-P-SKL2-048 | Variant of MFPS-PANELS | MFPS Fiber Optic panel, 1RU, 48 fibers/RU, splice/patch, SMOUV/front patch cords orientation to the left, 48 LC/APC, grade C | CommScope® |  | MFPS | Fiber patch/splice panel
760244318 | MFPS-KHD-P-SKLF-048 | Variant of MFPS-PANELS | MFPS Fiber Optic panel, 1RU, 48 fibers/RU, splice/patch, SMOUV/front patch cords orientation to the left, 48 LC/UPC, grade B | CommScope® |  | MFPS | Fiber patch/splice panel
760245790 | MFPS-KHD-P-SKLG-012 | Variant of MFPS-PANELS | MFPS Fiber Optic panel, 1RU, 48 fibers/RU, splice/patch, SMOUV/front patch cords orientation to the left, 12 LC/APC, grade B | CommScope® |  | MFPS | Fiber patch/splice panel
760245819 | MFPS-KHD-P-SKS1-024 | Variant of MFPS-PANELS | MFPS Fiber Optic panel, 1RU, 48 fibers/RU, splice/patch, SMOUV/front patch cords orientation to the left, 24 SC/UPC, grade C | CommScope® |  | MFPS | Fiber patch/splice panel
760244415 | MFPS-KHD-P-SKS1-048 | Variant of MFPS-PANELS | MFPS Fiber Optic panel, 1RU, 48 fibers/RU, splice/patch, SMOUV/front patch cords orientation to the left, 48 SC/UPC, grade C | CommScope® |  | MFPS | Fiber patch/splice panel
760245821 | MFPS-KHD-P-SKSF-024 | Variant of MFPS-PANELS | MFPS Fiber Optic panel, 1RU, 48 fibers/RU, splice/patch, SMOUV/front patch cords orientation to the left, 24 SC/UPC, grade B | CommScope® |  | MFPS | Fiber patch/splice panel
760245791 | MFPS-KHD-P-SLL2-012 | Variant of MFPS-PANELS | MFPS Fiber Optic panel, 1RU, 48 fibers/RU, splice/patch, ANT/front patch cords orientation to the left, 12 LC/APC, grade C | CommScope® |  | MFPS | Fiber patch/splice panel
760245814 | MFPS-KHD-P-SLL2-024 | Variant of MFPS-PANELS | MFPS Fiber Optic panel, 1RU, 48 fibers/RU, splice/patch, ANT/front patch cords orientation to the left, 24 LC/APC, grade C | CommScope® |  | MFPS | Fiber patch/splice panel
760241905 | MFPS-KXD-P-CQL2-096-30-OK | Variant of MFPS-PANELS | MFPS Fiber Optic panel, 1RU, 96 fibers/RU, pre-cabled I/O LSZH, 10m, front patch cords orientation to the right, 96 LC/APC, grade C | CommScope® |  | MFPS | Fiber patch panel ¦ with indoor/outdoor cable
760242630 | MFPS-KXD-P-SKL1-096 | Variant of MFPS-PANELS | MFPS Fiber Optic panel, 1RU, 96 fibers/RU, splice/patch, SMOUV/front patch cords orientation to the left, 96 LC/UPC, grade C | CommScope® |  | MFPS | Fiber patch/splice panel
760238812 | MFPS-KXD-P-SKLF-096 | Variant of MFPS-PANELS | MFPS Fiber Optic panel, 1RU, 96 fibers/RU, splice/patch, SMOUV/front patch cords orientation to the left, 96 LC/UPC, grade B | CommScope® |  | MFPS | Fiber patch/splice panel
760245766 | MFPS-KXD-P-SLL2-096 | Variant of MFPS-PANELS | MFPS Fiber Optic panel, 1RU, 96 fibers/RU, splice/patch, ANT/front patch cords orientation to the left, 96 LC/APC, grade C | CommScope® |  | MFPS | Fiber patch/splice panel
760246317 | EHD24-DM-24LC-SM-AS-LL | Variant of EHD-MODULES | EHD LL Singlemode MPO-24 distribution module, 24LC to 1x24f MPO pinned, dust plugs | CommScope® |  | EHD | Fiber module
760246318 | EHD24-DM-24LC-SM-AF-LL | Variant of EHD-MODULES | EHD LL Singlemode MPO-24 distribution module, 24LC to 1x24f MPO pinned, dust plugs | CommScope® |  | EHD | Fiber module
760246312 | DM24-24LC-SM | Variant of G2-MODULES | G2 Singlemode MPO-24 Distribution Module, 24LC to 1X24f MPO unpinned, internal shutters | CommScope® |  | G2 | Fiber module
760246313 | DM24-24LC-SM-AS | Variant of G2-MODULES | G2 Singlemode MPO-24 Distribution Module, 24LC to 1x24f MPO pinned, internal shutters, Method A Straight | CommScope® |  | G2 | Fiber module
760246314 | DM24-24LC-SM-AF | Variant of G2-MODULES | G2 Singlemode MPO-24 Distribution Module, 24LC to 1x24f MPO pinned , internal shutters, Method A | CommScope® |  | G2 | Fiber module
1777268-1 | FPS-OCM-I-F-4U-SHELF | Variant of FPS-OCM-PANELS | FPS-OCM Front patching shelf, 19” (4RU) with pigtail routing rings, for holding up to 12 OCM1 or 24 OCMF optical modules | CommScope® |  | FPS | Fiber patch panel
E01294-000 | FPS-OCM-I-S | Variant of FPS-OCM-PANELS | FPS-OCM Front patching shelf, 19” (5RU) with storage basket, for holding up to 12 OCM1 or 24 OCMF optical modules | CommScope® |  | FPS | Fiber VAM panel
760248323 | G2-SP-12LCW-PT-ANT | Variant of G2-SPLICE-CASSETTES | G2 Splice Cassette, 12LC/UPC with internal shutters, OS2, with pigtails | CommScope® |  | G2 | Fiber cassette with pigtails
760248324 | G2-SP-24LCW-PT-ANT | Variant of G2-SPLICE-CASSETTES | G2 Splice Cassette, 24LC/UPC, OS2, with pigtails | CommScope® |  | G2 | Fiber cassette with pigtails |  | Discontinued
CHD-1U |  | Variant of CHD-PANELS | SYSTIMAX® CHD 1U sliding tray fiber panel, accepts (12) CHD ULL modules, splice cassettes or MPO panels, providing up to 72 duplex LC ports or up to 72 MPO ports, black, High Speed Migration | CommScope® |  | CHD | Fiber patch panel |  | Discontinued
CHD-4U |  | Variant of CHD-PANELS | SYSTIMAX® CHD 4U sliding tray fiber panel, accepts (48) CHD ULL modules, splice cassettes or MPO panels, providing up to 288 duplex LC ports or up to 288 MPO ports, black, High Speed Migration | CommScope® |  | CHD | Fiber patch panel |  | Discontinued
CHD-2U |  | Variant of CHD-PANELS | SYSTIMAX® CHD 2U sliding tray fiber panel, accepts (24) CHD ULL modules, splice cassettes or MPO panels, providing up to 144 duplex LC ports or up to 144 MPO ports, black, High Speed Migration | CommScope® |  | CHD | Fiber patch panel |  | Discontinued
760248406 | CHD08-DM-PBLC-WB-B-ULL | Variant of CHD-MODULES | CHD ULL Multimode, MPO-8 distribution module, 8LC to 1x8f MPO unpinned with port blockers, dust plugs | CommScope® | SYSTIMAX ULL | CHD | Fiber module
760244686 | DM12-12LCA-SM-AS | Variant of G2-MODULES | G2 MPOptimate® Singlemode MPO-12 Distribution Module, 12LC APC to 1x12f MPO pinned , internal shutters | CommScope® |  | G2 | Fiber module
760242717 | NG4-FLXACCSMCMP | Variant of NG4-CHASSIS-ACCESSORIES | NG4access® Cable Clamp Kit, for cables with a diameter range of 10 mm (0.4”) to 30 mm (1.2”), Kit of 2 |  |  |  | Cable clamp
RCP-4KBPUE09200 |  | Variant of RAPID-FIBER-PANELS | RapidFiber® Termination Panel, 288-Position 4RU, singlemode, LC/UPC to MPO breakouts, 92m | CommScope® | RapidFiber® | RCP | Fiber patch panel ¦ with rapid cable
RCP-4KBPUE11400 |  | Variant of RAPID-FIBER-PANELS | RapidFiber® Termination Panel, 288-Position 4RU, singlemode, LC/UPC to MPO breakouts, 114m | CommScope® | RapidFiber® | RCP | Fiber patch panel ¦ with rapid cable
RCP-4KBPUE16000 |  | Variant of RAPID-FIBER-PANELS | RapidFiber® Termination Panel, 288-Position 4RU, singlemode, LC/UPC to MPO breakouts, 160m | CommScope® | RapidFiber® | RCP | Fiber patch panel ¦ with rapid cable
RCP-4ZBPUE06900 |  | Variant of RAPID-FIBER-PANELS | RapidFiber® Termination Panel, 288-Position 4RU, singlemode, LC/APC to MPO breakouts, 69m | CommScope® | RapidFiber® | RCP | Fiber patch panel ¦ with rapid cable
RCP-4ZBPUE11400 |  | Variant of RAPID-FIBER-PANELS | RapidFiber® Termination Panel, 288-Position 4RU, singlemode, LC/APC to MPO breakouts, 114m | CommScope® | RapidFiber® | RCP | Fiber patch panel ¦ with rapid cable
RCP-4ZBPUE16000 |  | Variant of RAPID-FIBER-PANELS | RapidFiber® Termination Panel, 288-Position 4RU, singlemode, LC/APC to MPO breakouts, 160m | CommScope® | RapidFiber® | RCP | Fiber patch panel ¦ with rapid cable
RCP-4ZBPUE20600 |  | Variant of RAPID-FIBER-PANELS | RapidFiber® Termination Panel, 288-Position 4RU, singlemode, LC/APC to MPO breakouts, 206m | CommScope® | RapidFiber® | RCP | Fiber patch panel ¦ with rapid cable
RCP-4ZBPUE22900 |  | Variant of RAPID-FIBER-PANELS | RapidFiber® Termination Panel, 288-Position 4RU, singlemode, LC/APC to MPO breakouts, 229m | CommScope® | RapidFiber® | RCP | Fiber patch panel ¦ with rapid cable
RCP-4KBPU002300 |  | Variant of RAPID-FIBER-PANELS | RapidFiber® Termination Panel, 288-Position 4RU, singlemode, LC/UPC to stub, 23m | CommScope® | RapidFiber® | RCP | Fiber patch panel ¦ with rapid cable
RCP-4KBPU006900 |  | Variant of RAPID-FIBER-PANELS | RapidFiber® Termination Panel, 288-Position 4RU, singlemode, LC/UPC to stub, 69m | CommScope® | RapidFiber® | RCP | Fiber patch panel ¦ with rapid cable
RCP-4KBPU020600 |  | Variant of RAPID-FIBER-PANELS | RapidFiber® Termination Panel, 288-Position 4RU, singlemode, LC/UPC to stub, 206m | CommScope® | RapidFiber® | RCP | Fiber patch panel ¦ with rapid cable
RCP-4KBPU022900 |  | Variant of RAPID-FIBER-PANELS | RapidFiber® Termination Panel, 288-Position 4RU, singlemode, LC/UPC to stub, 229m | CommScope® | RapidFiber® | RCP | Fiber patch panel ¦ with rapid cable
RCP-4ZBPU004600 |  | Variant of RAPID-FIBER-PANELS | RapidFiber® Termination Panel, 288-Position 4RU, singlemode, LC/APC to stub, 46m | CommScope® | RapidFiber® | RCP | Fiber patch panel ¦ with rapid cable
RCP-4ZBPU006900 |  | Variant of RAPID-FIBER-PANELS | RapidFiber® Termination Panel, 288-Position 4RU, singlemode, LC/APC to stub, 69m | CommScope® | RapidFiber® | RCP | Fiber patch panel ¦ with rapid cable
RCP-4ZBPU011400 |  | Variant of RAPID-FIBER-PANELS | RapidFiber® Termination Panel, 288-Position 4RU, singlemode, LC/APC to stub, 114m | CommScope® | RapidFiber® | RCP | Fiber patch panel ¦ with rapid cable
RCP-4ZBPU013700 |  | Variant of RAPID-FIBER-PANELS | RapidFiber® Termination Panel, 288-Position 4RU, singlemode, LC/APC to stub, 137m | CommScope® | RapidFiber® | RCP | Fiber patch panel ¦ with rapid cable
RCP-4ZBPU018300 |  | Variant of RAPID-FIBER-PANELS | RapidFiber® Termination Panel, 288-Position 4RU, singlemode, LC/APC to stub, 183m | CommScope® | RapidFiber® | RCP | Fiber patch panel ¦ with rapid cable
RCP-4ZBPU020600 |  | Variant of RAPID-FIBER-PANELS | RapidFiber® Termination Panel, 288-Position 4RU, singlemode, LC/APC to stub, 206m | CommScope® | RapidFiber® | RCP | Fiber patch panel ¦ with rapid cable
RCP-C4KBPUK02300 |  | Variant of RAPID-FIBER-PANELS | RapidFiber® Termination Panel, 288-Position 4RU, singlemode, LC/UPC to LC/UPC CMOD, 23m | CommScope® | RapidFiber® | RCP | Fiber patch panel ¦ with rapid cable
RCP-C4KBPUK04600 |  | Variant of RAPID-FIBER-PANELS | RapidFiber® Termination Panel, 288-Position 4RU, singlemode, LC/UPC to LC/UPC CMOD, 46m | CommScope® | RapidFiber® | RCP | Fiber patch panel ¦ with rapid cable
RCP-C4KBPUK13700 |  | Variant of RAPID-FIBER-PANELS | RapidFiber® Termination Panel, 288-Position 4RU, singlemode, LC/UPC to LC/UPC CMOD, 137m | CommScope® | RapidFiber® | RCP | Fiber patch panel ¦ with rapid cable
RCP-C4KBPUK16000 |  | Variant of RAPID-FIBER-PANELS | RapidFiber® Termination Panel, 288-Position 4RU, singlemode, LC/UPC to LC/UPC CMOD, 160m | CommScope® | RapidFiber® | RCP | Fiber patch panel ¦ with rapid cable
760250738 |  | Variant | 12 position cable gland mounting bracket. For use with 3/8" cable gland | CommScope® |  |  | Mounting bracket
760250905 | MFPS-JHD-P-SILF-096 | Variant of MFPS-PANELS | MFPS Fiber Optic panel, 2RU, 48 fibers/RU, splice/patch, SMOUV/front patch cords orientation to the right, 96 LC/UPC, grade B | CommScope® |  | MFPS | Fiber patch/splice panel
760244352 | MFPS-JHD-P-SILG-096 | Variant of MFPS-PANELS | MFPS Fiber Optic panel, 2RU, 48 fibers/RU, splice/patch, SMOUV/front patch cords orientation to the right, 96 LC/UPC, grade B | CommScope® |  | MFPS | Fiber patch/splice panel
760250970 | MFPS-JHD-P-SKSG-096 | Variant of MFPS-PANELS | MFPS Fiber Optic panel, 2RU, 48 fibers/RU, splice/patch, SMOUV/front patch cords orientation to the left, 96 SC/APC, grade B | CommScope® |  | MFPS | Fiber patch/splice panel
760250969 | MFPS-KHD-P-SKSG-048 | Variant of MFPS-PANELS | MFPS Fiber Optic panel, 1RU, 48 fibers/RU, splice/patch, SMOUV/front patch cords orientation to the left, 48 SC/APC, grade B | CommScope® |  | MFPS | Fiber patch/splice panel
760251229 | FACT-MMDL5H-A | Variant of FACT-MODULES | FACT® MPO Module, left sided, LC at front side, 2x12 fiber MPO at rear side, Ultra Low Loss (ULL) multimode OM5, wiring method A straight | CommScope® | FACT® | FACT | Fiber module
760251230 | FACT-MMDR5H-A | Variant of FACT-MODULES | FACT® MPO Module, right sided, LC at front side, 2x12 fiber MPO at rear side, Ultra Low Loss (ULL) multimode OM5, wiring method A straight | CommScope® | FACT® | FACT | Fiber module
RCP-1Z4PUZ03125 |  | Variant of RAPID-FIBER-PANELS | RapidFiber® Termination Panel, 48-Position 1RU, singlemode, LC/APC to LC/APC, 31 m, 25 in breakout, putty | CommScope® | RapidFiber® | RCP | Fiber patch panel ¦ with rapid cable
RCP-3ZAPUZ03125 |  | Variant of RAPID-FIBER-PANELS | RapidFiber® Termination Panel, 144-Position 3RU, singlemode, LC/APC to LC/APC, 31 m | CommScope® | RapidFiber® | RCP | Fiber patch panel ¦ with rapid cable
LX1SSP2102006 | LGX SPLTR MOD (6) 1X2 UPC/LC | Variant of LGX-SPLTR-MOD | Single width LGX module, 1x2 symmetrical split ratio, 6 splitters, LC/UPC connectors |  |  | LGX | Splitter module | Build America Buy America (BABA) compliant*
1RU-SP3132001 | 1RU SPLTR PNL 1X32 APC/SC | Variant of 1RU-SPLTR-PNLS | 1RU panel, 1X32 split ratio, 1 splitter, SC/APC connectors |  |  | 1RU | Splitter patch panel | Build America Buy America (BABA) compliant*
NG4-VXLFB06AAN |  | Variant of CEX-WDM-MOD | NG4 Module, CEx 2, 6 circuits, LC/APC connectors |  |  | NG4 | Coexistence Element (CEx) | Build America Buy America (BABA) compliant*
NG4-VXLFC06AAN |  | Variant of CEX-WDM-MOD | NG4 Module, CEx 3, 6 circuits, LC/APC connectors |  |  | NG4 | Coexistence Element (CEx) | Build America Buy America (BABA) compliant*
760252359 | PPL-AP-8-LC-SM | Variant of PROPEL-ADAPTER-PACKS | Propel pass-through adapter pack, singlemode, 4 duplex LC/UPC ports | CommScope® | Propel | PPL | Fiber adapter pack
LX1SXB06AAN |  | Variant of CEX-WDM-MOD | Single Width LGX Module, CEx 2, 6 circuits, LC/APC connectors |  |  | LGX | Coexistence Element (CEx) | Build America Buy America (BABA) compliant*
LX1SXB03CCN |  | Variant of CEX-WDM-MOD | Single Width LGX Module, CEx 2, 3 circuits, SC/APC connectors |  |  | LGX | Coexistence Element (CEx) | Build America Buy America (BABA) compliant*
LX1SXD02CCN |  | Variant of CEX-WDM-MOD | Single Width LGX Module, CEx 4, 2 circuits, SC/APC connectors |  |  | LGX | Coexistence Element (CEx) | Build America Buy America (BABA) compliant*
FL2-48TS875-B |  | Variant of FL2-PANELS | FL2000 Fiber Termination/Splice Panel, unloaded, 48 Ports, 5RU, 19 in, black | CommScope® |  | FL2000 | Fiber patch/splice panel
FL2-12RPNL |  | Variant of FL2-PANELS | FL2000 Fiber Termination Panel, unloaded, 12 Ports, 1RU, 19 in, putty white | CommScope® |  | FL2000 | Fiber patch panel
FL2-6P2SC605R |  | Variant of FL2-ADAPTER-PACKS | FL2000 Fiber Optic Adapter-pack, with 6 singlemode FC/UPC simplex adapters, with pigtails, 5 meters |  |  | FL2000 | Fiber adapter pack with pigtails |  | Discontinued
FL2-12RPNL-B |  | Variant of FL2-PANELS | FL2000 Fiber Termination Panel, unloaded, 12 Ports, 1RU, 19 in, black | CommScope® |  | FL2000 | Fiber patch panel
FL2-6P8SC603R |  | Variant of FL2-ADAPTER-PACKS | FL2000 Fiber Optic Adapter-pack, with 6 singlemode LC/UPC duplex adapters, with pigtails, 3 meters |  |  | FL2000 | Fiber adapter pack with pigtails
FL2-6PMMLC-A |  | Variant of FL2-ADAPTER-PACKS | FL2000 Fiber Optic Adapter pack, 6 multimode LC/UPC duplex adapters |  |  | FL2000 | Fiber adapter pack
FL2-6P8SC605R |  | Variant of FL2-ADAPTER-PACKS | FL2000 Fiber Optic Adapter-pack, with 6 singlemode LC/UPC duplex adapters, with pigtails, 5 meters |  |  | FL2000 | Fiber adapter pack with pigtails
FL2-48RPNL |  | Variant of FL2-PANELS | FL2000 Fiber Termination Panel, unloaded, 48 Ports, 3RU, 19 in, putty white | CommScope® |  | FL2000 | Fiber patch panel
FL2-12TS350-B |  | Variant of FL2-PANELS | FL2000 Fiber Termination/Splice Panel, unloaded, 12 Ports, 19 in, 2RU, black | CommScope® |  | FL2000 | Fiber patch/splice panel
FL2-144SPNL |  | Variant of FL2-PANELS | FL2000 Fiber Splice Panel, unloaded, for 144 splices, 19 in, 5RU, putty white | CommScope® |  | FL2000 | Fiber splice panel
FL2-6PBLNK |  | Variant of FL2-ADAPTER-PACKS | FL2000 Fiber Optic Adapter pack, blank plate |  |  | FL2000 | Fiber adapter pack ¦ blank
FL2-6PMMSC-A |  | Variant of FL2-ADAPTER-PACKS | FL2000 Fiber Optic Adapter pack, 6 multimode SC/UPC simplex adapters |  |  | FL2000 | Fiber adapter pack
FL2-48SPNL |  | Variant of FL2-PANELS | FL2000 Fiber Splice Panel, unloaded, for 48 splices, 19 in, 2RU, putty white | CommScope® |  | FL2000 | Fiber splice panel
FL2-144SPNL2 |  | Variant of FL2-PANELS | FL2000 Fiber Splice Panel, unloaded, for 144 splices, 19 in, 5RU, putty white | CommScope® |  | FL2000 | Fiber splice panel
FL2-6PBSC605R |  | Variant of FL2-ADAPTER-PACKS | FL2000 Fiber Optic Adapter-pack, with 12 singlemode LC/APC adapters, with pigtails, 5 meters |  |  | FL2000 | Fiber adapter pack with pigtails
FL2-6P6JC603R |  | Variant of FL2-ADAPTER-PACKS | FL2000 Fiber Optic Adapter-pack, with 6 multimode LC/UPC duplex adapters, with pigtails, 3 meters |  |  | FL2000 | Fiber adapter pack with pigtails
FL2-6PSMAFC |  | Variant of FL2-ADAPTER-PACKS | FL2000 Fiber Optic Adapter pack, 6 singlemode FC/APC simplex adapters |  |  | FL2000 | Fiber adapter pack |  | Discontinued
FL2-48SPNL2 |  | Variant of FL2-PANELS | FL2000 Fiber Splice Panel, unloaded, for 48 splices, 19 in, 2RU, putty white | CommScope® |  | FL2000 | Fiber splice panel
FL2-6P7SC605R |  | Variant of FL2-ADAPTER-PACKS | FL2000 Fiber Optic Adapter-pack, with 6 singlemode SC/UPC simplex adapters, with pigtails, 5 meters |  |  | FL2000 | Fiber adapter pack with pigtails
FL2-6PMMDSC |  | Variant of FL2-ADAPTER-PACKS | FL2000 Fiber Optic Adapter pack, 3 multimode SC/UPC duplex adapters |  |  | FL2000 | Fiber adapter pack
FL2-6P7SD605R |  | Variant of FL2-ADAPTER-PACKS | FL2000 Fiber Optic Adapter-pack, with 6 singlemode SC/UPC simplex adapters, with pigtails, 5 meters |  |  | FL2000 | Fiber adapter pack with pigtails
FL2-96RPNL-B |  | Variant of FL2-PANELS | FL2000 Fiber Termination Panel, unloaded, 96 Ports, 6RU, 19 in, black | CommScope® |  | FL2000 | Fiber patch panel
FL2-72RPNL |  | Variant of FL2-PANELS | FL2000 Fiber Termination Panel, unloaded, 72 Ports, 5RU, 19 in, putty white | CommScope® |  | FL2000 | Fiber patch panel
FL2-6PMMDSC-A |  | Variant of FL2-ADAPTER-PACKS | FL2000 Fiber Optic Adapter pack, 3 multimode SC/UPC duplex adapters |  |  | FL2000 | Fiber adapter pack
FL2-ACC021 |  | Variant | FL2 Panel Cable Clamp Kit |  |  | FL2000 | Cable clamp
FL2-72RPNL-B |  | Variant of FL2-PANELS | FL2000 Fiber Termination Panel, unloaded, 72 Ports, 5RU, 19 in, black | CommScope® |  | FL2000 | Fiber patch panel
FL2-96SPNL |  | Variant of FL2-PANELS | FL2000 Fiber Splice Panel, unloaded, for 96 splices, 19 in, 4RU, putty white | CommScope® |  | FL2000 | Fiber splice panel
FL2-48TS875 |  | Variant of FL2-PANELS | FL2000 Fiber Termination/Splice Panel, unloaded, 48 Ports, 5RU, 19 in, putty white | CommScope® |  | FL2000 | Fiber patch/splice panel
FL2-6PSMDSC |  | Variant of FL2-ADAPTER-PACKS | FL2000 Fiber Optic Adapter pack, 3 singlemode SC/UPC duplex adapters |  |  | FL2000 | Fiber adapter pack
FL2-C260048JN-2A00 |  | Variant of FL2-PANELS | FL2000 Fiber Termination/Splice Panel, pre-terminated with pigtails, 48 LC/UPC, multimode, 3RU, 19 in, putty white | CommScope® |  | FL2000 | Fiber patch/splice panel
FL2-6PSMFC |  | Variant of FL2-ADAPTER-PACKS | FL2000 Fiber Optic Adapter pack, 6 singlemode FC/UPC simplex adapters |  |  | FL2000 | Fiber adapter pack |  | Discontinued
FL2-96SPNL2 |  | Variant of FL2-PANELS | FL2000 Fiber Splice Panel, unloaded, for 96 splices, 19 in, 4RU, putty white | CommScope® |  | FL2000 | Fiber splice panel
FL2-72TS140-B |  | Variant of FL2-PANELS | FL2000 Fiber Termination/Splice Panel, unloaded, 72 Ports, 8RU, 19 in, black | CommScope® |  | FL2000 | Fiber patch/splice panel
FL2-C280048RM-2D00 |  | Variant of FL2-PANELS | FL2000 Fiber Termination/Splice Panel, pre-terminated with pigtails, 48 LC/UPC, singlemode, 3RU, 19 in, putty white | CommScope® |  | FL2000 | Fiber patch/splice panel
FL2-C270012P2-1A00 |  | Variant of FL2-PANELS | FL2000 Fiber Termination/Splice Panel, pre-terminated with pigtails, 12 SC/UPC, singlemode, 3RU, 19 in, putty white | CommScope® |  | FL2000 | Fiber patch/splice panel
FL2-C270024R7-2A00 |  | Variant of FL2-PANELS | FL2000 Fiber Termination/Splice Panel, pre-terminated with pigtails, 24 SC/UPC, singlemode, 3RU, 19 in, putty white | CommScope® |  | FL2000 | Fiber patch/splice panel
FL2-96SPNL2-B |  | Variant of FL2-PANELS | FL2000 Fiber Splice Panel, unloaded, for 96 splices, 19 in, 4RU, black | CommScope® |  | FL2000 | Fiber splice panel
FL2-C190006C1-1A00 |  | Variant of FL2-PANELS | FL2000 Fiber Termination/Splice Panel, pre-terminated with pigtails, 12 SC/UPC, multimode, 2RU, 19 in, putty white | CommScope® |  | FL2000 | Fiber patch/splice panel
FL2-C290012AM-2A02 |  | Variant of FL2-PANELS | FL2000 Fiber Termination/Splice Panel, no pigtails, 12 SC/UPC, multimode, 3RU, 19 in, putty white | CommScope® |  | FL2000 | Fiber patch/splice panel
FL2-C270024A0-0D00 |  | Variant of FL2-PANELS | FL2000 Fiber Termination/Splice Panel, no pigtails, 24 SC/UPC, singlemode, 3RU, 23 in, putty white | CommScope® |  | FL2000 | Fiber patch/splice panel
FL2-C420048A2-4A00 |  | Variant of FL2-PANELS | FL2000 Fiber Termination/Splice Panel, no pigtails, 48 FC/UPC, singlemode, 5RU, 19 in, putty white | CommScope® |  | FL2000 | Fiber patch/splice panel |  | Discontinued
FL2-C290012AW-2A02 |  | Variant of FL2-PANELS | FL2000 Fiber Termination/Splice Panel, no pigtails, 12 SC/UPC, multimode, 3RU, 19 in, putty white | CommScope® |  | FL2000 | Fiber patch/splice panel
FL2-C270024P0-0A02 |  | Variant of FL2-PANELS | FL2000 Fiber Termination/Splice Panel, pre-terminated with pigtails, 24 SC/UPC, singlemode, 3RU, 19 in, putty white | CommScope® |  | FL2000 | Fiber patch/splice panel
FL2-96TS175 |  | Variant of FL2-PANELS | FL2000 Fiber Termination/Splice Panel, unloaded, 96 Ports, 10RU, 19 in, putty white | CommScope® |  | FL2000 | Fiber patch/splice panel
FL2-C420048PW-4A00 |  | Variant of FL2-PANELS | FL2000 Fiber Termination/Splice Panel, pre-terminated with pigtails, 48 FC/UPC, singlemode, 5RU, 19 in, putty white | CommScope® |  | FL2000 | Fiber patch/splice panel |  | Discontinued
FL2-C160024PN-1C00 |  | Variant of FL2-PANELS | FL2000 Fiber Termination/Splice Panel, pre-terminated with pigtails, 24 LC/UPC, multimode, 2RU, 19 in, putty white | CommScope® |  | FL2000 | Fiber patch/splice panel |  | Discontinued
FL2-96TS175-B |  | Variant of FL2-PANELS | FL2000 Fiber Termination/Splice Panel, unloaded, 96 Ports, 10RU, 19 in, black | CommScope® |  | FL2000 | Fiber patch/splice panel
FL2-C270024P1-2D02 |  | Variant of FL2-PANELS | FL2000 Fiber Termination/Splice Panel, pre-terminated with pigtails, 24 SC/UPC, singlemode, 3RU, 23 in, putty white | CommScope® |  | FL2000 | Fiber patch/splice panel
FL2-C270024RM-1A00 |  | Variant of FL2-PANELS | FL2000 Fiber Termination/Splice Panel, pre-terminated with pigtails, 24 SC/UPC, singlemode, 3RU, 19 in, putty white | CommScope® |  | FL2000 | Fiber patch/splice panel
FL2-C170012PW-1A02 |  | Variant of FL2-PANELS | FL2000 Fiber Termination/Splice Panel, pre-terminated with pigtails, 12 SC/UPC, singlemode, 2RU, 19 in, putty white | CommScope® |  | FL2000 | Fiber patch/splice panel
FL2-C190012AW-1A02 |  | Variant of FL2-PANELS | FL2000 Fiber Termination/Splice Panel, no pigtails, 12 SC/UPC, multimode, 2RU, 19 in, putty white | CommScope® |  | FL2000 | Fiber patch/splice panel
FL2-C480048PN-4A02 |  | Variant of FL2-PANELS | FL2000 Fiber Termination/Splice Panel, pre-terminated with pigtails, 48 LC/UPC, singlemode, 5RU, 19 in, putty white | CommScope® |  | FL2000 | Fiber patch/splice panel
FL2-C170012PW-1D00 |  | Variant of FL2-PANELS | FL2000 Fiber Termination/Splice Panel, pre-terminated with pigtails, 12 SC/UPC, singlemode, 2RU, 23 in, putty white | CommScope® |  | FL2000 | Fiber patch/splice panel
FL2-C470048PW-4A00 |  | Variant of FL2-PANELS | FL2000 Fiber Termination/Splice Panel, pre-terminated with pigtails, 48 SC/UPC, singlemode, 5RU, 19 in, putty white | CommScope® |  | FL2000 | Fiber patch/splice panel
FL2-C490048PW-4C00 |  | Variant of FL2-PANELS | FL2000 Fiber Termination/Splice Panel, pre-terminated with pigtails, 48 SC/UPC, multimode, 5RU, 19 in, putty white | CommScope® |  | FL2000 | Fiber patch/splice panel |  | Discontinued
FL2-C470048PW-4C00 |  | Variant of FL2-PANELS | FL2000 Fiber Termination/Splice Panel, pre-terminated with pigtails, 48 SC/UPC, singlemode, 5RU, 19 in, putty white | CommScope® |  | FL2000 | Fiber patch/splice panel
FL2-C780096PN-6D00 |  | Variant of FL2-PANELS | FL2000 Fiber Termination/Splice Panel, pre-terminated with pigtails, 96 LC/UPC, singlemode, 8RU, 23 in, putty white | CommScope® |  | FL2000 | Fiber patch/splice panel
FL2-C480096PN-4A02 |  | Variant of FL2-PANELS | FL2000 Fiber Termination/Splice Panel, pre-terminated with pigtails, 96 LC/UPC, singlemode, 5RU, 19 in, putty white | CommScope® |  | FL2000 | Fiber patch/splice panel
FL2-C270024RM-2D00 |  | Variant of FL2-PANELS | FL2000 Fiber Termination/Splice Panel, pre-terminated with pigtails, 24 SC/UPC, singlemode, 3RU, 23 in, putty white | CommScope® |  | FL2000 | Fiber patch/splice panel
FL2-C4N0048PW-4C00 |  | Variant of FL2-PANELS | FL2000 Fiber Termination/Splice Panel, pre-terminated with pigtails, 48 SC/UPC, singlemode, 5RU, 19 in, putty white | CommScope® |  | FL2000 | Fiber patch/splice panel
FL2-C1N0012PW-1C00 |  | Variant of FL2-PANELS | FL2000 Fiber Termination/Splice Panel, pre-terminated with pigtails, 12 SC/UPC, singlemode, 2RU, 19 in, putty white | CommScope® |  | FL2000 | Fiber patch/splice panel
FL2-C2N0024PW-2C00 |  | Variant of FL2-PANELS | FL2000 Fiber Termination/Splice Panel, pre-terminated with pigtails, 24 SC/UPC, singlemode, 3RU, 19 in, putty white | CommScope® |  | FL2000 | Fiber patch/splice panel
FL2-C780144AN-6D00 |  | Variant of FL2-PANELS | FL2000 Fiber Termination/Splice Panel, no pigtails, 144 LC/UPC, singlemode, 8RU, 23 in, putty white | CommScope® |  | FL2000 | Fiber patch/splice panel
FL2-C720072P2-6D50 |  | Variant of FL2-PANELS | FL2000 Fiber Termination/Splice Panel, pre-terminated with pigtails, 72 FC/UPC, singlemode, 8RU, 23 in, putty white | CommScope® |  | FL2000 | Fiber patch/splice panel |  | Discontinued
FL2-C220024KW-2D00 |  | Variant of FL2-PANELS | FL2000 Fiber Termination/Splice Panel, pre-terminated with pigtails, 24 FC/UPC, singlemode, 3RU, 23 in, putty white | CommScope® |  | FL2000 | Fiber patch/splice panel |  | Discontinued
FL2-C2N0024R7-2D00 |  | Variant of FL2-PANELS | FL2000 Fiber Termination/Splice Panel, pre-terminated with pigtails, 24 SC/UPC, singlemode, 3RU, 23 in, putty white | CommScope® |  | FL2000 | Fiber patch/splice panel
FL2-C7J0072PW-6A00 |  | Variant of FL2-PANELS | FL2000 Fiber Termination/Splice Panel, pre-terminated with pigtails, 72 SC/APC, singlemode, 8RU, 19 in, putty white | CommScope® |  | FL2000 | Fiber patch/splice panel
FL2-C480096RM-4D00 |  | Variant of FL2-PANELS | FL2000 Fiber Termination/Splice Panel, pre-terminated with pigtails, 96 LC/UPC, singlemode, 5RU, 23 in, putty white | CommScope® |  | FL2000 | Fiber patch/splice panel
FL2-C770024PW-2D00 |  | Variant of FL2-PANELS | FL2000 Fiber Termination/Splice Panel, pre-terminated with pigtails, 24 SC/UPC, singlemode, 8RU, 23 in, putty white | CommScope® |  | FL2000 | Fiber patch/splice panel
FL2-C280048PN-2A00 |  | Variant of FL2-PANELS | FL2000 Fiber Termination/Splice Panel, pre-terminated with pigtails, 48 LC/UPC, singlemode, 3RU, 19 in, putty white | CommScope® |  | FL2000 | Fiber patch/splice panel
FL2-C470048PW-4D02 |  | Variant of FL2-PANELS | FL2000 Fiber Termination/Splice Panel, pre-terminated with pigtails, 48 SC/UPC, singlemode, 5RU, 23 in, putty white | CommScope® |  | FL2000 | Fiber patch/splice panel
FL2-C7N0072R7-6D00 |  | Variant of FL2-PANELS | FL2000 Fiber Termination/Splice Panel, pre-terminated with pigtails, 72 SC/APC, singlemode, 8RU, 19 in, putty white | CommScope® |  | FL2000 | Fiber patch/splice panel
FL2-C770072P2-6D50 |  | Variant of FL2-PANELS | FL2000 Fiber Termination/Splice Panel, pre-terminated with pigtails, 72 SC/UPC, singlemode, 8RU, 23 in, putty white | CommScope® |  | FL2000 | Fiber patch/splice panel
FL2-C490048A0-0A00 |  | Variant of FL2-PANELS | FL2000 Fiber Termination/Splice Panel, no pigtails, 48 SC/UPC, multimode, 5RU, 19 in, putty white | CommScope® |  | FL2000 | Fiber patch/splice panel
FL2-C280048PN-2A02 |  | Variant of FL2-PANELS | FL2000 Fiber Termination/Splice Panel, pre-terminated with pigtails, 48 LC/UPC, singlemode, 3RU, 19 in, putty white | CommScope® |  | FL2000 | Fiber patch/splice panel
FL2-C920096PW-8A00 |  | Variant of FL2-PANELS | FL2000 Fiber Termination/Splice Panel, pre-terminated with pigtails, 96 FC/UPC, singlemode, 10RU, 19 in, putty white | CommScope® |  | FL2000 | Fiber patch/splice panel |  | Discontinued
FL2-C770072PW-6C00 |  | Variant of FL2-PANELS | FL2000 Fiber Termination/Splice Panel, pre-terminated with pigtails, 72 SC/UPC, singlemode, 8RU, 19 in, putty white | CommScope® |  | FL2000 | Fiber patch/splice panel
FL2-C970096A2-8A00 |  | Variant of FL2-PANELS | FL2000 Fiber Termination/Splice Panel, no pigtails, 96 SC/UPC, singlemode, 10RU, 19 in, putty white | CommScope® |  | FL2000 | Fiber patch/splice panel
FL2-CB60024PN-2A00 |  | Variant of FL2-PANELS | FL2000 Fiber Termination/Splice Panel, pre-terminated with pigtails, 24 LC/UPC, multimode, 3RU, 19 in, putty white | CommScope® |  | FL2000 | Fiber patch/splice panel |  | Discontinued
FL2-CDB0096PN-4A00 |  | Variant of FL2-PANELS | FL2000 Fiber Termination/Splice Panel, pre-terminated with pigtails, 96 LC/APC, singlemode, 5RU, 19 in, putty white | CommScope® |  | FL2000 | Fiber patch/splice panel
FL2-C280048PN-2C02 |  | Variant of FL2-PANELS | FL2000 Fiber Termination/Splice Panel, pre-terminated with pigtails, 48 LC/UPC, singlemode, 3RU, 19 in, putty white | CommScope® |  | FL2000 | Fiber patch/splice panel
FL2-C780144PN-6D02 |  | Variant of FL2-PANELS | FL2000 Fiber Termination/Splice Panel, pre-terminated with pigtails, 144 LC/UPC, singlemode, 8RU, 23 in, putty white | CommScope® |  | FL2000 | Fiber patch/splice panel
FL2-CE60144PN-6A00 |  | Variant of FL2-PANELS | FL2000 Fiber Termination/Splice Panel, pre-terminated with pigtails, 144 LC/UPC, multimode, 8RU, 19 in, putty white | CommScope® |  | FL2000 | Fiber patch/splice panel |  | Discontinued
FL2-CA70012PW-1C02 |  | Variant of FL2-PANELS | FL2000 Fiber Termination/Splice Panel, pre-terminated with pigtails, 12 SC/UPC, singlemode, 2RU, 19 in, black | CommScope® |  | FL2000 | Fiber patch/splice panel
FL2-R290024A0-0A00 |  | Variant of FL2-PANELS | FL2000 Fiber Termination Panel, 24 SC/UPC, multimode, 2RU, 19 in, putty white | CommScope® |  | FL2000 | Fiber patch panel
FL2-R250024A0-0F00 |  | Variant of FL2-PANELS | FL2000 Fiber Termination Panel, 6 ST/UPC, multimode, 2RU, 19 in, putty white | CommScope® |  | FL2000 | Fiber patch panel |  | Discontinued
FL2-CB80048AN-2C50 |  | Variant of FL2-PANELS | FL2000 Fiber Termination/Splice Panel, no pigtails, 48 LC/UPC, singlemode, 3RU, 19 in, putty white | CommScope® |  | FL2000 | Fiber patch/splice panel
FL2-C7J0024PW-6A03 |  | Variant of FL2-PANELS | FL2000 Fiber Termination/Splice Panel, pre-terminated with pigtails, 24 SC/APC, singlemode, 8RU, 19 in, putty white | CommScope® |  | FL2000 | Fiber patch/splice panel
FL2-R290024A0-0C00 |  | Variant of FL2-PANELS | FL2000 Fiber Termination Panel, 24 SC/UPC, singlemode, 2RU, 19 in, putty white | CommScope® |  | FL2000 | Fiber patch panel
FL2-C780072PN-6A02 |  | Variant of FL2-PANELS | FL2000 Fiber Termination/Splice Panel, pre-terminated with pigtails, 72 LC/UPC, singlemode, 8RU, 19 in, putty white | CommScope® |  | FL2000 | Fiber patch/splice panel
FL2-R260024A0-0A00 |  | Variant of FL2-PANELS | FL2000 Fiber Termination Panel, 24 LC/UPC, multimode, 2RU, 19 in, putty white | CommScope® |  | FL2000 | Fiber patch panel
FL2-C7J0072P2-6A00 |  | Variant of FL2-PANELS | FL2000 Fiber Termination/Splice Panel, pre-terminated with pigtails, 72 SC/APC, singlemode, 8RU, 19 in, putty white | CommScope® |  | FL2000 | Fiber patch/splice panel
FL2-R2J0024A0-0D00 |  | Variant of FL2-PANELS | FL2000 Fiber Termination Panel, 24 SC/APC, singlemode, 2RU, 23 in, putty white | CommScope® |  | FL2000 | Fiber patch panel
FL2-R480096A0-0A00 |  | Variant of FL2-PANELS | FL2000 Fiber Termination Panel, 96 LC/UPC, singlemode, 3RU, 19 in, putty white | CommScope® |  | FL2000 | Fiber patch panel
FL2-R260024A0-0C00 |  | Variant of FL2-PANELS | FL2000 Fiber Termination Panel, 24 LC/UPC, multimode, 2RU, 19 in, putty white | CommScope® |  | FL2000 | Fiber patch panel
FL2-CEB0144PN-6A00 |  | Variant of FL2-PANELS | FL2000 Fiber Termination/Splice Panel, pre-terminated with pigtails, 144 LC/APC, singlemode, 8RU, 19 in, putty white | CommScope® |  | FL2000 | Fiber patch/splice panel
FL2-R480096A0-0C00 |  | Variant of FL2-PANELS | FL2000 Fiber Termination Panel, 96 LC/UPC, singlemode, 3RU, 19 in, putty white | CommScope® |  | FL2000 | Fiber patch panel
FL2-R970096A0-0A00 |  | Variant of FL2-PANELS | FL2000 Fiber Termination Panel, 96 SC/UPC, singlemode, 6RU, 19 in, putty white | CommScope® |  | FL2000 | Fiber patch panel
FL2-R270012A0-0C00 |  | Variant of FL2-PANELS | FL2000 Fiber Termination Panel, 12 SC/UPC, singlemode, 2RU, 19 in, putty white | CommScope® |  | FL2000 | Fiber patch panel
FL2-R490048A0-0A00 |  | Variant of FL2-PANELS | FL2000 Fiber Termination Panel, 48 SC/UPC, multimode, 3RU, 19 in, putty white | CommScope® |  | FL2000 | Fiber patch panel
760254513 | EPX-3U-SPL-ENC | Variant of EPX-PANELS | EPX 3U Splicing Fiber Panel accepts up to 7 EPX splice trays providing up to 336 single fiber splicing or up to 1008 ribbon fiber splicing | CommScope® |  | EPX | Fiber splice panel
760254122 | FMS-K1BI-S1A1-12-SP | Variant of FMS-PANELS | FMS Panel, 1U, 19 in, black, Includes 6 x SC SM Duplex Adaptors (12F), 12 x SM SC Pigtails. 12 x Splice protectors. Splice tray and cable glands | CommScope® |  | FMS | Fiber patch/splice panel
760254436 | FMS-K1BI-L1A1-12-SP | Variant of FMS-PANELS | FMS Panel, 1U, 19 in, black, Includes 6 x LC SM Duplex Adaptors (12F), 12 x SM LC Pigtails. 12 x Splice protectors. Splice tray and cable glands | CommScope® |  | FMS | Fiber patch panel
760254440 | FMS-K2BI-SOM4-24-SP | Variant of FMS-PANELS | FMS Panel, 1U, 19 in, black, Includes 12 x SC OM4 Duplex Adaptors (24F), 24 x OM4 SC Pigtails. 24 x Splice protectors. Splice tray and cable glands | CommScope® |  | FMS | Fiber patch/splice panel
760254441 | FMS-K1BI-LOM4-12-SP | Variant of FMS-PANELS | FMS Panel, 1U, 19 in, black, Includes 6 x LC OM4 Duplex Adaptors (12F), 12 x OM4 LC Pigtails. 12 x Splice protectors. Splice tray and cable glands | CommScope® |  | FMS | Fiber patch/splice panel
760254442 | FMS-K2BI-LOM4-24-SP | Variant of FMS-PANELS | FMS Panel, 1U, 19 in, black, Includes 12 x LC OM4 Duplex Adaptors (24F), 24 x OM4 LC Pigtails. 24 x Splice protectors. Splice trays (2) and cable glands | CommScope® |  | FMS | Fiber patch/splice panel
760254443 | FMS-K2BI-LOM4-48-SP | Variant of FMS-PANELS | FMS Panel, 1U, 19 in, black, Includes 24 x LC OM4 Duplex Adaptors (48F), 48 x OM4 LC Pigtails 48 x Splice protectors. Splice trays (2) and cable glands | CommScope® |  | FMS | Fiber patch/splice panel
760255043 | PPL-SP-12LC-SM-PT-BEU | Variant of PROPEL-SPLICE-CASSETTES | Propel Singlemode Splice Cassette, 12LC/UPC with internal shutters, 250 µm OS2 single fiber pigtails, Method B Enhanced ULL | CommScope® | Propel | PPL | Fiber cassette with pigtails
760252367 | PPL-AP-16-LC-OM5 | Variant of PROPEL-ADAPTER-PACKS | Propel pass-through adapter pack, multimode OM5, 8 duplex LC ports | CommScope® | Propel | PPL | Fiber adapter pack
760252368 | PPL-AP-24-LC-SM | Variant of PROPEL-ADAPTER-PACKS | Propel pass-through adapter pack, singlemode, 12 duplex LC/UPC ports | CommScope® | Propel | PPL | Fiber adapter pack
760252369 | PPL-AP-24-LC-OM4 | Variant of PROPEL-ADAPTER-PACKS | Propel pass through adapter pack, multimode OM4, 12 duplex LC ports | CommScope® | Propel | PPL | Fiber adapter pack
760252372 | PPL-AP-6-MPO-ALL-B | Variant of PROPEL-ADAPTER-PACKS | Propel pass-through adapter pack, 6 MPO8-12-24 ports, Type B | CommScope® | Propel | PPL | Fiber adapter pack
LX2SSP1232001 | LGX SPLTR MOD 2X32 APC/LC | Variant of LGX-SPLTR-MOD | Double width LGX module, 2x32 symmetrical split ratio, 1 splitter, LC/APC connectors |  |  | LGX | Splitter module | Build America Buy America (BABA) compliant*
LX1SSP1208002 | LGX SPLTR MOD (2) 2X8 APC/LC | Variant of LGX-SPLTR-MOD | Single width LGX module, 2x8 symmetrical split ratio, 2 splitters, LC/APC connectors |  |  | LGX | Splitter module | Build America Buy America (BABA) compliant*
LX2SSP1132001 | LGX SPLTR MOD 1X32 APC/LC | Variant of LGX-SPLTR-MOD | Double width LGX module, 1x32 symmetrical split ratio, 1 splitter, LC/APC connectors |  |  | LGX | Splitter module | Build America Buy America (BABA) compliant*
LX1SSP1104004 | LGX SPLTR MOD (4) 1X4 APC/LC | Variant of LGX-SPLTR-MOD | Single width LGX module, 1x4 symmetrical split ratio, 4 splitters, LC/APC connectors |  |  | LGX | Splitter module | Build America Buy America (BABA) compliant*
LX1SSP2208002 | LGX SPLTR MOD (2) 2X8 UPC/LC | Variant of LGX-SPLTR-MOD | Single width LGX module, 2x8 symmetrical split ratio, 2 splitters, LC/UPC connectors |  |  | LGX | Splitter module | Build America Buy America (BABA) compliant*
LX1SSP2204004 | LGX SPLTR MOD (4) 2X4 UPC/LC | Variant of LGX-SPLTR-MOD | Single width LGX module, 2x4 symmetrical split ratio, 4 splitters, LC/UPC connectors |  |  | LGX | Splitter module | Build America Buy America (BABA) compliant*
LX2SSP2132001 | LGX SPLTR MOD 1X32 UPC/LC | Variant of LGX-SPLTR-MOD | Double width LGX module, 1x32 symmetrical split ratio, 1 splitter, LC/UPC connectors |  |  | LGX | Splitter module | Build America Buy America (BABA) compliant*
LX1SSP2116001 | LGX SPLTR MOD 1X16 UPC/LC | Variant of LGX-SPLTR-MOD | Single width LGX module, 1x16 symmetrical split ratio, 1 splitter, LC/UPC connectors |  |  | LGX | Splitter module | Build America Buy America (BABA) compliant*
LX1SSP3202003 | LGX SPLTR MOD (3) 2X2 APC/SC | Variant of LGX-SPLTR-MOD | Single width LGX module, 2x2 symmetrical split ratio, 3 splitters, SC/APC connectors |  |  | LGX | Splitter module | Build America Buy America (BABA) compliant*
LX2SSP3116001 | LGX SPLTR MOD 1X16 APC/SC | Variant of LGX-SPLTR-MOD | Double width LGX module, 1x16 symmetrical split ratio, 1 splitter, SC/APC connectors |  |  | LGX | Splitter module | Build America Buy America (BABA) compliant*
LX1SSP3104002 | LGX SPLTR MOD (2) 1X4 APC/SC | Variant of LGX-SPLTR-MOD | Single width LGX module, 1x4 symmetrical split ratio, 2 splitters, SC/APC connectors |  |  | LGX | Splitter module | Build America Buy America (BABA) compliant*
LX1SSP4208001 | LGX SPLTR MOD 2X8 UPC/SC | Variant of LGX-SPLTR-MOD | Single width LGX module, 2x8 symmetrical split ratio, 1 splitter, SC/UPC connectors |  |  | LGX | Splitter module | Build America Buy America (BABA) compliant*
LX1SSP4204002 | LGX SPLTR MOD (2) 2X4 UPC/SC | Variant of LGX-SPLTR-MOD | Single width LGX module, 2x4 symmetrical split ratio, 2 splitters, SC/UPC connectors |  |  | LGX | Splitter module | Build America Buy America (BABA) compliant*
LX2SSP4116001 | LGX SPLTR MOD 1X16 UPC/SC | Variant of LGX-SPLTR-MOD | Double width LGX module, 1x16 symmetrical split ratio, 1 splitter, SC/UPC connectors |  |  | LGX | Splitter module | Build America Buy America (BABA) compliant*
LX1SSP4104002 | LGX SPLTR MOD (2) 1X4 UPC/SC | Variant of LGX-SPLTR-MOD | Single width LGX module, 1x4 symmetrical split ratio, 2 splitters, SC/UPC connectors |  |  | LGX | Splitter module | Build America Buy America (BABA) compliant*
1RU-SP4232001 | 1RU SPLTR PNL 2X32 UPC/SC | Variant of 1RU-SPLTR-PNLS | 1RU panel, 2X32 split ratio, 1 splitter, SC/UPC connectors |  |  | 1RU | Splitter patch panel | Build America Buy America (BABA) compliant*
1RU-SP1132001 | 1RU SPLTR PNL 1X32 APC/LC | Variant of 1RU-SPLTR-PNLS | 1RU panel, 1X32 split ratio, 1 splitter, LC/APC connectors |  |  | 1RU | Splitter patch panel | Build America Buy America (BABA) compliant*
1RU-SP1132002 | 1RU SPLTR PNL (2) 1X32 APC/LC | Variant of 1RU-SPLTR-PNLS | 1RU panel, 1X32 split ratio, 2 splitters, LC/APC connectors |  |  | 1RU | Splitter patch panel | Build America Buy America (BABA) compliant*
1RU-SP1164001 | 1RU SPLTR PNL 1X64 APC/LC | Variant of 1RU-SPLTR-PNLS | 1RU panel, 1X64 split ratio, 1 splitter, LC/APC connectors |  |  | 1RU | Splitter patch panel | Build America Buy America (BABA) compliant*
1RU-SP2232002 | 1RU SPLTR PNL (2) 2X32 UPC/LC | Variant of 1RU-SPLTR-PNLS | 1RU panel, 2X32 split ratio, 2 splitters, LC/UPC connectors |  |  | 1RU | Splitter patch panel | Build America Buy America (BABA) compliant*
1RU-SP2232001 | 1RU SPLTR PNL 2X32 UPC/LC | Variant of 1RU-SPLTR-PNLS | 1RU panel, 2X32 split ratio, 1 splitter, LC/UPC connectors |  |  | 1RU | Splitter patch panel | Build America Buy America (BABA) compliant*
1RU-SP1232001 | 1RU SPLTR PNL 2X32 APC/LC | Variant of 1RU-SPLTR-PNLS | 1RU panel, 2X32 split ratio, 1 splitter, LC/APC connectors |  |  | 1RU | Splitter patch panel | Build America Buy America (BABA) compliant*
760253083 | CPP-UCMM-3-KIT | Variant | Universal Cable Manager Mounting Kit- 3" (6 ea/pkg), Black | CommScope® |  |  | Cable management hardware
760252363 | PPL-AP-12-LC-OM4 | Variant of PROPEL-ADAPTER-PACKS | Propel pass-through adapter pack, multimode OM4, 6 duplex LC ports | CommScope® | Propel | PPL | Fiber adapter pack
760252364 | PPL-AP-12-LC-OM5 | Variant of PROPEL-ADAPTER-PACKS | Propel pass-through adapter pack, multimode OM5, 6 duplex LC ports | CommScope® | Propel | PPL | Fiber adapter pack
760255887 | G2-SP-12LCX-PT-BE | Variant of G2-SPLICE-CASSETTES | G2 Splice Cassette, 12LC with internal shutters, OM4, with pigtails, Method B Enhanced | CommScope® |  | G2 | Fiber cassette with pigtails |  | Discontinued
760253074 | MFPS-IHD-P-SIEC-144 | Variant of MFPS-PANELS | MFPS Fiber Optic panel, 3RU, 48 fibers/RU, splice/patch, SMOUV/front patch cords orientation to the right, 144 LSH/APC, Grade B | CommScope® |  | MFPS | Fiber patch/splice panel
760253072 | MFPS-IHD-P-SLEC-144 | Variant of MFPS-PANELS | MFPS Fiber Optic panel, 3RU, 48 fibers/RU, splice/patch, ANT/front patch cords orientation to the left, 144 LSH/UPC, grade B | CommScope® |  | MFPS | Fiber patch/splice panel
760252832 | MFPS-JHD-P-SIEC-096 | Variant of MFPS-PANELS | MFPS Fiber Optic panel, 2RU, 48 fibers/RU, splice/patch, SMOUV/front patch cords orientation to the right, 96 LSH/APC, grade B | CommScope® |  | MFPS | Fiber patch/splice panel
760251892 | MFPS-JHD-P-SKLG-096 | Variant of MFPS-PANELS | MFPS Fiber Optic panel, 2RU, 48 fibers/RU, splice/patch, SMOUV/front patch cords orientation to the left, 96 LC/APC, grade B | CommScope® |  | MFPS | Fiber patch/splice panel
760253073 | MFPS-KHD-P-SIEC-048 | Variant of MFPS-PANELS | MFPS Fiber Optic panel, 1RU, 48 fibers/RU, splice/patch, SMOUV/front patch cords orientation to the right, 48 LSH/APC, grade B | CommScope® |  | MFPS | Fiber patch/splice panel
760252336 | PPL-DM-8AU-8LC-OM5-BEU | Variant of PROPEL-MODULES | Propel ULL Multimode OM5 MPO-08 Distribution Module, 4 duplex LC to 1X8f MPO/APC non-pinned, Method B Enhanced | CommScope® | Propel | PPL | Fiber module
760252337 | PPL-DM-8U-24LC-OM4-BEU | Variant of PROPEL-MODULES | Propel ULL Multimode OM4 MPO-08 Distribution Module, 12 duplex LC to 3X8f MPO/UPC non-pinned, Method B Enhanced | CommScope® | Propel | PPL | Fiber module
760252343 | PPL-DM-12U-12LC-OM4-BEU | Variant of PROPEL-MODULES | Propel ULL Multimode OM4 MPO-12 Distribution Module, 6 duplex LC to 1X12f MPO/UPC non-pinned, Method B Enhanced | CommScope® | Propel | PPL | Fiber module
760252345 | PPL-DM-12AU-12LC-SM-BEU | Variant of PROPEL-MODULES | Propel ULL Singlemode MPO-12 Distribution Module, 6 duplex LC/UPC to 1X12f MPO/APC non-pinned, Method B Enhanced | CommScope® | Propel | PPL | Fiber module
760252346 | PPL-DM-12U-24LC-OM4-BEU | Variant of PROPEL-MODULES | Propel ULL Multimode OM4 MPO-12 Distribution Module, 12 duplex LC to 2X12f MPO/UPC non-pinned, Method B Enhanced | CommScope® | Propel | PPL | Fiber module
760252348 | PPL-DM-12AU-24LC-SM-BEU | Variant of PROPEL-MODULES | Propel ULL Singlemode MPO-12 Distribution Module, 12 duplex LC/UPC to 2X12f MPO/APC non-pinned, Method B Enhanced | CommScope® | Propel | PPL | Fiber module
RCPB-1C2DUM03100 |  | Variant of RAPID-FIBER-PANELS | RapidFiber® Termination Panel, 24-Position LC to MPO, 1RU, indoor/outdoor, multimode (OM4), 31 m, black | CommScope® | RapidFiber® | RCP | Fiber patch panel ¦ with rapid cable
760252352 | PPL-DM-16AU-16LC-SM-BEU | Variant of PROPEL-MODULES | Propel ULL Singlemode MPO-16 Distribution Module, 8 duplex LC/UPC to 1X16f MPO/APC non-pinned, Method B Enhanced | CommScope® | Propel | PPL | Fiber module
760252353 | PPL-DM-16AU-16LC-OM4-BEU | Variant of PROPEL-MODULES | Propel ULL Multimode OM4 MPO-16 Distribution Module, 8 duplex LC to 1X16f MPO/APC non-pinned, Method B Enhanced | CommScope® | Propel | PPL | Fiber module
760252354 | PPL-DM-16AU-16LC-OM5-BEU | Variant of PROPEL-MODULES | Propel ULL Multimode OM5 MPO-16 Distribution Module, 8 duplex LC to 1X16f MPO/APC non-pinned, Method B Enhanced | CommScope® | Propel | PPL | Fiber module
760252356 | PPL-DM-24U-24LC-OM4-BEU | Variant of PROPEL-MODULES | Propel ULL Multimode OM4 MPO-24 Distribution Module, 12 duplex LC to 1X24f MPO/UPC non-pinned, Method B Enhanced | CommScope® | Propel | PPL | Fiber module
760252357 | PPL-DM-24U-24LC-OM5-BEU | Variant of PROPEL-MODULES | Propel ULL Multimode OM5 MPO-24 Distribution Module, 12 duplex LC to 1X24f MPO/UPC non-pinned, Method B Enhanced | CommScope® | Propel | PPL | Fiber module
760252360 | PPL-AP-8-LC-OM4 | Variant of PROPEL-ADAPTER-PACKS | Propel pass-through adapter pack, multimode OM4, 4 duplex LC ports | CommScope® | Propel | PPL | Fiber adapter pack
760244687 | DM12-12LCA-SM-AF | Variant of G2-MODULES | G2 MPOptimate® Singlemode MPO-12 Distribution Module, 12LC APC to 1x12f MPO pinned , internal shutters | CommScope® |  | G2 | Fiber module
760244689 | DM12-24LCA-SM-AF | Variant of G2-MODULES | G2 MPOptimate® Singlemode MPO-12 Distribution Module, 24LC APC to 2x12f MPO's pinned, internal shutters | CommScope® |  | G2 | Fiber module
FL2-C980096PN-8A02 |  | Variant of FL2-PANELS | FL2000 Fiber Termination/Splice Panel, pre-terminated with pigtails, 96 LC/UPC, singlemode, 10RU, 19 in, putty white | CommScope® |  | FL2000 | Fiber patch/splice panel
FL2-CA80024AN-1C50 |  | Variant of FL2-PANELS | FL2000 Fiber Termination/Splice Panel, no pigtails, 24 LC/UPC, singlemode, 2RU, 19 in, black | CommScope® |  | FL2000 | Fiber patch/splice panel
FL2-R470048A0-0A00 |  | Variant of FL2-PANELS | FL2000 Fiber Termination Panel, 48 SC/UPC, singlemode, 3RU, 19 in, putty white | CommScope® |  | FL2000 | Fiber patch panel
FL2-S2702A030-AU00 |  | Variant of FL2-PANELS | FL2000 Fiber Termination Panel, 24 SC/UPC, singlemode, 2RU, 19 in, putty white, pre-terminated with IFC cable, 30 meters, Stub tail at far end | CommScope® |  | FL2000 | Fiber patch panel ¦ with IFC cable
FL2-R770072A0-0D00 |  | Variant of FL2-PANELS | FL2000 Fiber Termination Panel, 72 SC/UPC, singlemode, 5RU, 23 in, putty white | CommScope® |  | FL2000 | Fiber patch panel
FL2-R280024A0-0D00 |  | Variant of FL2-PANELS | FL2000 Fiber Termination Panel, 24 LC/UPC, singlemode, 2RU, 19 in, putty white | CommScope® |  | FL2000 | Fiber patch panel
FL2-R180024A0-0A00 |  | Variant of FL2-PANELS | FL2000 Fiber Termination Panel, 24 LC/UPC, singlemode, 1RU, 19 in, putty white | CommScope® |  | FL2000 | Fiber patch panel
FL2-R780072A0-0D00 |  | Variant of FL2-PANELS | FL2000 Fiber Termination Panel, 72 LC/UPC, singlemode, 5RU, 23 in, putty white | CommScope® |  | FL2000 | Fiber patch panel
FL2-S2702A095-AU00 |  | Variant of FL2-PANELS | FL2000 Fiber Termination Panel, 24 SC/UPC, singlemode, 2RU, 19 in, putty white, pre-terminated with IFC cable, 95 meters, Stub tail at far end | CommScope® |  | FL2000 | Fiber patch panel ¦ with IFC cable
FL2-S4704A050-CD00 |  | Variant of FL2-PANELS | FL2000 Fiber Termination Panel, 48 SC/UPC, singlemode, 3RU, 19 in, putty white, pre-terminated with IFC cable, 50 meters, Stub tail at far end | CommScope® |  | FL2000 | Fiber patch panel ¦ with IFC cable
FL2-S2702A150-AU00 |  | Variant of FL2-PANELS | FL2000 Fiber Termination Panel, 24 SC/UPC, singlemode, 2RU, 19 in, putty white, pre-terminated with IFC cable, 150 meters, Stub tail at far end | CommScope® |  | FL2000 | Fiber patch panel ¦ with IFC cable
FL2-S9709A015-AU00 |  | Variant of FL2-PANELS | FL2000 Fiber Termination Panel, 96 SC/UPC, singlemode, 6RU, 19 in, putty white, pre-terminated with IFC cable, 15 meters, Stub tail at far end | CommScope® |  | FL2000 | Fiber patch panel ¦ with IFC cable
FL2-S4704A050-CD50 |  | Variant of FL2-PANELS | FL2000 Fiber Termination Panel, 48 SC/UPC, singlemode, 3RU, 19 in, putty white, pre-terminated with IFC cable, 50 meters, Stub tail at far end | CommScope® |  | FL2000 | Fiber patch panel ¦ with IFC cable
FL2-S9709A030-AU00 |  | Variant of FL2-PANELS | FL2000 Fiber Termination Panel, 96 SC/UPC, singlemode, 6RU, 19 in, putty white, pre-terminated with IFC cable, 30 meters, Stub tail at far end | CommScope® |  | FL2000 | Fiber patch panel ¦ with IFC cable
FL2-S7707A031-DU00 |  | Variant of FL2-PANELS | FL2000 Fiber Termination Panel, 72 SC/UPC, singlemode, 5RU, 23 in, putty white, pre-terminated with IFC cable, 31 meters, Stub tail at far end | CommScope® |  | FL2000 | Fiber patch panel ¦ with IFC cable
FL2-S4704A065-AU00 |  | Variant of FL2-PANELS | FL2000 Fiber Termination Panel, 48 SC/UPC, singlemode, 3RU, 19 in, putty white, pre-terminated with IFC cable, 65 meters, Stub tail at far end | CommScope® |  | FL2000 | Fiber patch panel ¦ with IFC cable
FL2-S9709A080-AU00 |  | Variant of FL2-PANELS | FL2000 Fiber Termination Panel, 96 SC/UPC, singlemode, 6RU, 19 in, putty white, pre-terminated with IFC cable, 80 meters, Stub tail at far end | CommScope® |  | FL2000 | Fiber patch panel ¦ with IFC cable
FL2-S4704A070-CD00 |  | Variant of FL2-PANELS | FL2000 Fiber Termination Panel, 48 SC/UPC, singlemode, 3RU, 19 in, putty white, pre-terminated with IFC cable, 70 meters, Stub tail at far end | CommScope® |  | FL2000 | Fiber patch panel ¦ with IFC cable
FL2-S2702T092-DU00 |  | Variant of FL2-PANELS | FL2000 Fiber Termination Panel, 24 SC/UPC, singlemode, 2RU, 23 in, putty white, pre-terminated with IFC cable, 92 meters, Stub tail at far end | CommScope® |  | FL2000 | Fiber patch panel ¦ with IFC cable
FL2-S9709A092-CD00 |  | Variant of FL2-PANELS | FL2000 Fiber Termination Panel, 96 SC/UPC, singlemode, 6RU, 19 in, putty white, pre-terminated with IFC cable, 92 meters, Stub tail at far end | CommScope® |  | FL2000 | Fiber patch panel ¦ with IFC cable
FL2-S4703A030-AU00 |  | Variant of FL2-PANELS | FL2000 Fiber Termination Panel, 48 SC/UPC, singlemode, 3RU, 19 in, putty white, pre-terminated with IFC cable, 30 meters, Stub tail at far end | CommScope® |  | FL2000 | Fiber patch panel ¦ with IFC cable
FL2-S4704L016-DD00 |  | Variant of FL2-PANELS | FL2000 Fiber Termination Panel, 48 SC/UPC, singlemode, 3RU, 23 in, putty white, pre-terminated with IFC cable, 16 meters, Stub tail at far end | CommScope® |  | FL2000 | Fiber patch panel ¦ with IFC cable
FL2-S7B0AH016-DU00 |  | Variant of FL2-PANELS | FL2000 Fiber Termination Panel, 144 LC/APC, singlemode, 5RU, 23 in, putty white, pre-terminated with IFC cable, 16 meters, Stub tail at far end | CommScope® |  | FL2000 | Fiber patch panel ¦ with IFC cable
FL2-S4704A008-DD00 |  | Variant of FL2-PANELS | FL2000 Fiber Termination Panel, 48 SC/UPC, singlemode, 3RU, 23 in, putty white, pre-terminated with IFC cable, 8 meters, Stub tail at far end | CommScope® |  | FL2000 | Fiber patch panel ¦ with IFC cable
FL2-S4802A023-CD00 |  | Variant of FL2-PANELS | FL2000 Fiber Termination Panel, 48 LC/UPC, singlemode, 3RU, 19 in, putty white, pre-terminated with IFC cable, 23 meters, Stub tail at far end | CommScope® |  | FL2000 | Fiber patch panel ¦ with IFC cable
FL2-S9J09A031-AU00 |  | Variant of FL2-PANELS | FL2000 Fiber Termination Panel, 96 SC/APC, singlemode, 6RU, 19 in, putty white, pre-terminated with IFC cable, 31 meters, Stub tail at far end | CommScope® |  | FL2000 | Fiber patch panel ¦ with IFC cable
FL2-S7J07A017-DU00 |  | Variant of FL2-PANELS | FL2000 Fiber Termination Panel, 72 SC/APC, singlemode, 5RU, 23 in, putty white, pre-terminated with IFC cable, 17 meters, Stub tail at far end | CommScope® |  | FL2000 | Fiber patch panel ¦ with IFC cable
FL2-SA801A023-CU00 |  | Variant of FL2-PANELS | FL2000 Fiber Termination Panel, 24 LC/UPC, singlemode, 1RU, 19 in, putty white, pre-terminated with IFC cable, 23 meters, Stub tail at far end | CommScope® |  | FL2000 | Fiber patch panel ¦ with IFC cable
FL2-S4804A016-DU00 |  | Variant of FL2-PANELS | FL2000 Fiber Termination Panel, 48 LC/UPC, singlemode, 3RU, 23 in, putty white, pre-terminated with IFC cable, 16 meters, Stub tail at far end | CommScope® |  | FL2000 | Fiber patch panel ¦ with IFC cable
FL2-S7J07F057-AU00 |  | Variant of FL2-PANELS | FL2000 Fiber Termination Panel, 72 SC/APC, singlemode, 5RU, 19 in, putty white, pre-terminated with IFC cable, 57 meters, Stub tail at far end | CommScope® |  | FL2000 | Fiber patch panel ¦ with IFC cable
FL2-S9J09A061-AU00 |  | Variant of FL2-PANELS | FL2000 Fiber Termination Panel, 96 SC/APC, singlemode, 6RU, 19 in, putty white, pre-terminated with IFC cable, 61 meters, Stub tail at far end | CommScope® |  | FL2000 | Fiber patch panel ¦ with IFC cable
FL2-SA801A077-CU00 |  | Variant of FL2-PANELS | FL2000 Fiber Termination Panel, 24 LC/UPC, singlemode, 1RU, 19 in, putty white, pre-terminated with IFC cable, 77 meters, Stub tail at far end | CommScope® |  | FL2000 | Fiber patch panel ¦ with IFC cable
FL2-SB80YA008-CU00 |  | Variant of FL2-PANELS | FL2000 Fiber Termination Panel, 48 LC/UPC, singlemode, 2RU, 19 in, putty white, pre-terminated with IFC cable, 8 meters, Stub tail at far end | CommScope® |  | FL2000 | Fiber patch panel ¦ with IFC cable
FL2-S4B09A031-CU00 |  | Variant of FL2-PANELS | FL2000 Fiber Termination Panel, 96 LC/APC, singlemode, 3RU, 19 in, putty white, pre-terminated with IFC cable, 31 meters, Stub tail at far end | CommScope® |  | FL2000 | Fiber patch panel ¦ with IFC cable
FL2-SA801A008-CU00 |  | Variant of FL2-PANELS | FL2000 Fiber Termination Panel, 24 LC/UPC, singlemode, 1RU, 19 in, putty white, pre-terminated with IFC cable, 8 meters, Stub tail at far end | CommScope® |  | FL2000 | Fiber patch panel ¦ with IFC cable
FL2-SA802A005-AD00 |  | Variant of FL2-PANELS | FL2000 Fiber Termination Panel, 24 LC/UPC, singlemode, 1RU, 19 in, putty white, pre-terminated with IFC cable, 5 meters, Stub tail at far end | CommScope® |  | FL2000 | Fiber patch panel ¦ with IFC cable
FL2-SA802A008-CU00 |  | Variant of FL2-PANELS | FL2000 Fiber Termination Panel, 24 LC/UPC, singlemode, 1RU, 19 in, putty white, pre-terminated with IFC cable, 8 meters, Stub tail at far end | CommScope® |  | FL2000 | Fiber patch panel ¦ with IFC cable
FL2-SD40YA010-CU00 |  | Variant of FL2-PANELS | FL2000 Fiber Termination Panel, 48 ST/UPC, singlemode, 3RU, 19 in, putty white, pre-terminated with IFC cable, 10 meters, Stub tail at far end | CommScope® |  | FL2000 | Fiber patch panel ¦ with IFC cable |  | Discontinued
FL2-SE80AA005-AU00 |  | Variant of FL2-PANELS | FL2000 Fiber Termination Panel, LC/UPC, singlemode, 5RU, 19 in, putty white, pre-terminated with IFC cable, 5 meters, Stub tail at far end | CommScope® |  | FL2000 | Fiber patch panel ¦ with IFC cable
FL2-SD809A005-AD00 |  | Variant of FL2-PANELS | FL2000 Fiber Termination Panel, 96 LC/UPC, singlemode, 3RU, 19 in, putty white, pre-terminated with IFC cable, 5 meters, Stub tail at far end | CommScope® |  | FL2000 | Fiber patch panel ¦ with IFC cable
FL2-SA802A015-AU00 |  | Variant of FL2-PANELS | FL2000 Fiber Termination Panel, 24 LC/UPC, singlemode, 1RU, 19 in, putty white, pre-terminated with IFC cable, 15 meters, Stub tail at far end | CommScope® |  | FL2000 | Fiber patch panel ¦ with IFC cable
FL2-SB80YA015-AU00 |  | Variant of FL2-PANELS | FL2000 Fiber Termination Panel, 48 LC/UPC, singlemode, 2RU, 19 in, putty white, pre-terminated with IFC cable, 15 meters, Stub tail at far end | CommScope® |  | FL2000 | Fiber patch panel ¦ with IFC cable
FL2-SB804A005-AD00 |  | Variant of FL2-PANELS | FL2000 Fiber Termination Panel, 48 LC/UPC, singlemode, 2RU, 19 in, putty white, pre-terminated with IFC cable, 5 meters, Stub tail at far end | CommScope® |  | FL2000 | Fiber patch panel ¦ with IFC cable
FL2-SB80YA025-AD00 |  | Variant of FL2-PANELS | FL2000 Fiber Termination Panel, 48 LC/UPC, singlemode, 2RU, 19 in, putty white, pre-terminated with IFC cable, 25 meters, Stub tail at far end | CommScope® |  | FL2000 | Fiber patch panel ¦ with IFC cable
FL2-SD80WA008-CU00 |  | Variant of FL2-PANELS | FL2000 Fiber Termination Panel, 96 LC/UPC, singlemode, 3RU, 19 in, putty white, pre-terminated with IFC cable, 8 meters, Stub tail at far end | CommScope® |  | FL2000 | Fiber patch panel ¦ with IFC cable
FMT-2SAP09 |  | Variant of FMT-ADAPTER-PACKS | FMT Fiber Optic Sliding Pack, multimode, 2 SC/UPC simplex adapters |  |  | FMT | Fiber adapter pack
FMT-2SAP0J |  | Variant of FMT-ADAPTER-PACKS | FMT Fiber Optic Sliding Pack, singlemode, 2 SC/APC simplex adapters |  |  | FMT | Fiber adapter pack
FL2-SB80YA030-AU00 |  | Variant of FL2-PANELS | FL2000 Fiber Termination Panel, 48 LC/UPC, singlemode, 2RU, 19 in, putty white, pre-terminated with IFC cable, 30 meters, Stub tail at far end | CommScope® |  | FL2000 | Fiber patch panel ¦ with IFC cable
FMT-ACCCLMP01 |  | Variant | FMT Panel Cable Clamp Kit |  |  | FMT | Cable clamp
FMT-DBS000000-S00B |  | Variant of FMT-PANELS | FMT Fiber Storage Panel, with sliding tray, with storage spools, 1RU, 19 in, putty white | CommScope® |  | FMT | Fiber storage panel
FMT-ACCCLMP02 |  | Variant | FMT Panel Cable Clamp Kit |  |  | FMT | Cable clamp
FMT-2SAP06 |  | Variant of FMT-ADAPTER-PACKS | FMT Fiber Optic Sliding Pack, multimode, 2 LC/UPC duplex adapters |  |  | FMT | Fiber adapter pack
FMT-2SAP07 |  | Variant of FMT-ADAPTER-PACKS | FMT Fiber Optic Sliding Pack, singlemode, 2 SC/UPC simplex adapters |  |  | FMT | Fiber adapter pack
FL2-SDB09M031-AD00 |  | Variant of FL2-PANELS | FL2000 Fiber Termination Panel, 96 LC/APC, singlemode, 3RU, 19 in, putty white, pre-terminated with IFC cable, 31 meters, Stub tail at far end | CommScope® |  | FL2000 | Fiber patch panel ¦ with IFC cable
FMT-DBS000001-F00P |  | Variant of FMT-PANELS | FMT Fiber Storage Panel, with sliding tray, with storage spools, 1RU, 19 in, putty white | CommScope® |  | FMT | Fiber storage panel
FL2-S1701A031-AU00 |  | Variant of FL2-PANELS | FL2000 Fiber Termination Panel, 12 SC/UPC, singlemode, 1RU, 19 in, putty white, pre-terminated with IFC cable, 31 meters, Stub tail at far end | CommScope® |  | FL2000 | Fiber patch panel ¦ with IFC cable
FMT-DDS000000-A00P |  | Variant of FMT-PANELS | FMT Fiber Storage Panel, with sliding tray, with storage trays, 1RU, 19 in, putty white | CommScope® |  | FMT | Fiber storage panel
FMT-DSR0J0A00-A24B |  | Variant of FMT-PANELS | FMT Fiber Termination/Storage Panel, with sliding tray, 24 SC/APC, singlemode, 1RU, 19 in, black | CommScope® |  | FMT | Fiber patch/storage panel
FMT-DRT0J0A00-F24P |  | Variant of FMT-PANELS | FMT Fiber Termination Panel, with sliding tray, 24 SC/APC, singlemode, 1RU, 19 in, putty white | CommScope® |  | FMT | Fiber patch panel
FL2-S1801A023-AD00 |  | Variant of FL2-PANELS | FL2000 Fiber Termination Panel, 12 LC/UPC, singlemode, 1RU, 19 in, putty white, pre-terminated with IFC cable, 23 meters, Stub tail at far end | CommScope® |  | FL2000 | Fiber patch panel ¦ with IFC cable
FMT-DBS000000-E00P |  | Variant of FMT-PANELS | FMT Fiber Storage Panel, with sliding tray, with storage spools, 1RU, 19 in, putty white | CommScope® |  | FMT | Fiber storage panel
FMT-DRT060A00-A24P |  | Variant of FMT-PANELS | FMT Fiber Termination Panel, with sliding tray, 24 LC/UPC, multimode, 1RU, 19 in, putty white | CommScope® |  | FMT | Fiber patch panel
FMT-DST070A00-A12P |  | Variant of FMT-PANELS | FMT Fiber Termination/Storage Panel, with sliding tray, 12 SC/UPC, singlemode, 1RU, 19 in, putty white | CommScope® |  | FMT | Fiber patch/storage panel
FMT-DRT070A00-A24P |  | Variant of FMT-PANELS | FMT Fiber Termination Panel, with sliding tray, 24 SC/UPC, singlemode, 1RU, 19 in, putty white | CommScope® |  | FMT | Fiber patch panel
FMT-DST070A00-S12B |  | Variant of FMT-PANELS | FMT Fiber Termination/Storage Panel, with sliding tray, 12 SC/UPC, singlemode, 1RU, 19 in, black | CommScope® |  | FMT | Fiber patch/storage panel
FMT-DTL0K0A20-A24B |  | Variant of FMT-PANELS | FMT Fiber Termination/Splice Panel, with sliding tray, 24 LSH/APC, singlemode, 1RU, 19 in, black | CommScope® |  | FMT | Fiber patch/splice panel
FMT-DTL070U20-A24P |  | Variant of FMT-PANELS | FMT Fiber Termination/Splice Panel, with sliding tray, 24 SC/UPC, singlemode, 1RU, 19 in, putty white | CommScope® |  | FMT | Fiber patch/splice panel
FMT-DTR080A00-A24P |  | Variant of FMT-PANELS | FMT Fiber Termination/Splice Panel, with sliding tray, 24 LC/UPC, singlemode, 1RU, 19 in, putty white | CommScope® |  | FMT | Fiber patch/splice panel
FMT-DSR070A00-S24P |  | Variant of FMT-PANELS | FMT Fiber Termination/Storage Panel, with sliding tray, 24 SC/UPC, singlemode, 1RU, 19 in, putty white | CommScope® |  | FMT | Fiber patch/storage panel
FMT-DTR023U20-S24B |  | Variant of FMT-PANELS | FMT Fiber Termination/Splice Panel, with sliding tray, 24 FC/UPC, singlemode, 1RU, 19 in, black | CommScope® |  | FMT | Fiber patch/splice panel |  | Discontinued
FMT-DVS000000-E00B |  | Variant of FMT-PANELS | FMT Fiber VAM Panel, with sliding tray, unloaded, 1RU, 19 in, black | CommScope® |  | FMT | Fiber VAM panel
FMT-GRT070A00-A72B |  | Variant of FMT-PANELS | FMT Fiber Termination Panel, with sliding tray, 72 SC/UPC, singlemode, 2RU, 19 in, putty white | CommScope® |  | FMT | Fiber patch panel
FMT-DTR070A00-A24P |  | Variant of FMT-PANELS | FMT Fiber Termination/Splice Panel, with sliding tray, 24 SC/UPC, singlemode, 1RU, 19 in, putty white | CommScope® |  | FMT | Fiber patch/splice panel
FMT-DST080A00-A12P |  | Variant of FMT-PANELS | FMT Fiber Termination/Storage Panel, with sliding tray, 12 LC/UPC, singlemode, 1RU, 19 in, putty white | CommScope® |  | FMT | Fiber patch/storage panel
FMT-GRT070A00-A72P |  | Variant of FMT-PANELS | FMT Fiber Termination Panel, with sliding tray, 72 SC/UPC, singlemode, 2RU, 19 in, putty white | CommScope® |  | FMT | Fiber patch panel
PPLAGVDLCMXL |  | Variant of PROPEL-CABLED-MODULES | Propel ULL Multimode OM5 Cabled Module, 8x12 duplex LC Propel module on End A to 1x12f MPO/UPC pinned on End B, 96 fiber Plenum Trunk, Method A |  | Propel | PPL | Fiber cabled module
PPLURGRSNUCR |  | Variant of PROPEL-CABLED-MODULES | Propel ULL Singlemode Cabled Module, 1x16 duplex SN Propel module on End A to 1x16 on End B, 16 fiber LSZH Patchcord, Method B Enhanced |  | Propel | PPL | Fiber cabled module
PPLU3X8LCUCK |  | Variant of PROPEL-CABLED-MODULES | Propel ULL Multimode OM4 Cabled Module, 9x8 duplex LC Propel module on End A to Stub on End B, 72 fiber B2ca Trunk, Method B Enhanced |  | Propel | PPL | Fiber cabled module
PPLAJGRSNRPM |  | Variant of PROPEL-CABLED-MODULES | Propel ULL Singlemode Cabled Module, 9x16 duplex SN Propel module on End A to 9x16 on End B, 144 fiber LSZH Trunk, Method A |  | Propel | PPL | Fiber cabled module
PPLUGXRLCUCM |  | Variant of PROPEL-CABLED-MODULES | Propel ULL Multimode OM4 Cabled Module, 9x16 duplex LC Propel module on End A to Stub on End B, 144 fiber Plenum Trunk, Method B Enhanced |  | Propel | PPL | Fiber cabled module
PPLU3GRSNSNH |  | Variant of PROPEL-CABLED-MODULES | Propel ULL Singlemode Cabled Module, 3x16 duplex SN Propel module on End A to 3x16 on End B, 48 fiber B2ca Trunk, Method B Enhanced |  | Propel | PPL | Fiber cabled module
PPLUGGDLCUCG |  | Variant of PROPEL-CABLED-MODULES | Propel ULL Singlemode Cabled Module, 3x12 duplex LC Propel module on End A to Stub on End B, 36 fiber Plenum Trunk, Method B Enhanced |  | Propel | PPL | Fiber cabled module
PPLAGVDLCMXM |  | Variant of PROPEL-CABLED-MODULES | Propel ULL Multimode OM5 Cabled Module, 12x12 duplex LC Propel module on End A to 1x12f MPO/UPC pinned on End B, 144 fiber Plenum Trunk, Method A |  | Propel | PPL | Fiber cabled module
PPLURV8LCLC8 |  | Variant of PROPEL-CABLED-MODULES | Propel ULL Multimode OM5 Cabled Module, 1x8 duplex LC Propel module on End A to 1x8 on End B, 8 fiber LSZH Patchcord, Method B Enhanced |  | Propel | PPL | Fiber cabled module
PPLU3X8LCUCL |  | Variant of PROPEL-CABLED-MODULES | Propel ULL Multimode OM4 Cabled Module, 12x8 duplex LC Propel module on End A to Stub on End B, 96 fiber B2ca Trunk, Method B Enhanced |  | Propel | PPL | Fiber cabled module
PPLA3X8LCQXS |  | Variant of PROPEL-CABLED-MODULES | Propel ULL Multimode OM4 Cabled Module, 4x8 duplex LC Propel module on End A to 1x8f MPO/UPC pinned on End B, 32 fiber B2ca Trunk, Method A |  | Propel | PPL | Fiber cabled module
PPLAJGRSNRPN |  | Variant of PROPEL-CABLED-MODULES | Propel ULL Singlemode Cabled Module, 12x16 duplex SN Propel module on End A to 12x16 on End B, 192 fiber LSZH Trunk, Method A |  | Propel | PPL | Fiber cabled module
PPLUGGDLCUCH |  | Variant of PROPEL-CABLED-MODULES | Propel ULL Singlemode Cabled Module, 4x12 duplex LC Propel module on End A to Stub on End B, 48 fiber Plenum Trunk, Method B Enhanced |  | Propel | PPL | Fiber cabled module
PPLURV8LCQP8 |  | Variant of PROPEL-CABLED-MODULES | Propel ULL Multimode OM5 Cabled Module, 1x8 duplex LC Propel module on End A to 1x8f MPO/UPC non-pinned on End B, 8 fiber LSZH Patchcord, Method B Enhanced |  | Propel | PPL | Fiber cabled module
PPLARV8LCQX8 |  | Variant of PROPEL-CABLED-MODULES | Propel ULL Multimode OM5 Cabled Module, 1x8 duplex LC Propel module on End A to 1x8f MPO/UPC pinned on End B, 8 fiber LSZH Patchcord, Method A |  | Propel | PPL | Fiber cabled module
PPLU3X8LCUCM |  | Variant of PROPEL-CABLED-MODULES | Propel ULL Multimode OM4 Cabled Module, 18x8 duplex LC Propel module on End A to Stub on End B, 144 fiber B2ca Trunk, Method B Enhanced |  | Propel | PPL | Fiber cabled module
PPLUJX8LCQXU |  | Variant of PROPEL-CABLED-MODULES | Propel ULL Multimode OM4 Cabled Module, 8x8 duplex LC Propel module on End A to 1x8f MPO/UPC pinned on End B, 64 fiber LSZH Trunk, Method B Enhanced |  | Propel | PPL | Fiber cabled module
PPLAJGRSNRPQ |  | Variant of PROPEL-CABLED-MODULES | Propel ULL Singlemode Cabled Module, 8x16 duplex SN Propel module on End A to 8x16 on End B, 128 fiber LSZH Trunk, Method A |  | Propel | PPL | Fiber cabled module
PPLU3GRSNSNM |  | Variant of PROPEL-CABLED-MODULES | Propel ULL Singlemode Cabled Module, 9x16 duplex SN Propel module on End A to 9x16 on End B, 144 fiber B2ca Trunk, Method B Enhanced |  | Propel | PPL | Fiber cabled module
PPLAGVDLCMXP |  | Variant of PROPEL-CABLED-MODULES | Propel ULL Multimode OM5 Cabled Module, 24x12 duplex LC Propel module on End A to 1x12f MPO/UPC pinned on End B, 288 fiber Plenum Trunk, Method A |  | Propel | PPL | Fiber cabled module
PPLURV8LCQX8 |  | Variant of PROPEL-CABLED-MODULES | Propel ULL Multimode OM5 Cabled Module, 1x8 duplex LC Propel module on End A to 1x8f MPO/UPC pinned on End B, 8 fiber LSZH Patchcord, Method B Enhanced |  | Propel | PPL | Fiber cabled module
PPLA3XDLCMPD |  | Variant of PROPEL-CABLED-MODULES | Propel ULL Multimode OM4 Cabled Module, 1x12 duplex LC Propel module on End A to 1x12f MPO/UPC non-pinned on End B, 12 fiber B2ca Trunk, Method A |  | Propel | PPL | Fiber cabled module
PPLAJGRSNRPR |  | Variant of PROPEL-CABLED-MODULES | Propel ULL Singlemode Cabled Module, 1x16 duplex SN Propel module on End A to 1x16 on End B, 16 fiber LSZH Trunk, Method A |  | Propel | PPL | Fiber cabled module
PPLUGXRLCUCR |  | Variant of PROPEL-CABLED-MODULES | Propel ULL Multimode OM4 Cabled Module, 1x16 duplex LC Propel module on End A to Stub on End B, 16 fiber Plenum Trunk, Method B Enhanced |  | Propel | PPL | Fiber cabled module
PPLU3GRSNSNN |  | Variant of PROPEL-CABLED-MODULES | Propel ULL Singlemode Cabled Module, 12x16 duplex SN Propel module on End A to 12x16 on End B, 192 fiber B2ca Trunk, Method B Enhanced |  | Propel | PPL | Fiber cabled module
PPLUGVDLCUCP |  | Variant of PROPEL-CABLED-MODULES | Propel ULL Multimode OM5 Cabled Module, 24x12 duplex LC Propel module on End A to Stub on End B, 288 fiber Plenum Trunk, Method B Enhanced |  | Propel | PPL | Fiber cabled module
PPLURXDLCMXD |  | Variant of PROPEL-CABLED-MODULES | Propel ULL Multimode OM4 Cabled Module, 1x12 duplex LC Propel module on End A to 1x12f MPO/UPC pinned on End B, 12 fiber LSZH Patchcord, Method B Enhanced |  | Propel | PPL | Fiber cabled module
PPLURV8LCUC8 |  | Variant of PROPEL-CABLED-MODULES | Propel ULL Multimode OM5 Cabled Module, 1x8 duplex LC Propel module on End A to Stub on End B, 8 fiber LSZH Patchcord, Method B Enhanced |  | Propel | PPL | Fiber cabled module
PPLARVDLCMXD |  | Variant of PROPEL-CABLED-MODULES | Propel ULL Multimode OM5 Cabled Module, 1x12 duplex LC Propel module on End A to 1x12f MPO/UPC pinned on End B, 12 fiber LSZH Patchcord, Method A |  | Propel | PPL | Fiber cabled module
PPLAJGRSNRPS |  | Variant of PROPEL-CABLED-MODULES | Propel ULL Singlemode Cabled Module, 2x16 duplex SN Propel module on End A to 2x16 on End B, 32 fiber LSZH Trunk, Method A |  | Propel | PPL | Fiber cabled module
PPLUGXRLCUCS |  | Variant of PROPEL-CABLED-MODULES | Propel ULL Multimode OM4 Cabled Module, 2x16 duplex LC Propel module on End A to Stub on End B, 32 fiber Plenum Trunk, Method B Enhanced |  | Propel | PPL | Fiber cabled module
PPLUGVFLC2PF |  | Variant of PROPEL-CABLED-MODULES | Propel ULL Multimode OM5 Cabled Module, 1x2f duplex LC Propel module on End A to 1x24f MPO/UPC non-pinned on End B, 24 fiber Plenum Trunk, Method B Enhanced |  | Propel | PPL | Fiber cabled module
PPLUGGDLCUCM |  | Variant of PROPEL-CABLED-MODULES | Propel ULL Singlemode Cabled Module, 12x12 duplex LC Propel module on End A to Stub on End B, 144 fiber Plenum Trunk, Method B Enhanced |  | Propel | PPL | Fiber cabled module
PPLARVRLCRVR |  | Variant of PROPEL-CABLED-MODULES | Propel ULL Multimode OM5 Cabled Module, 1x16 duplex LC Propel module on End A to 1x16f MPO/APC non-pinned Multimode on End B, 16 fiber LSZH Patchcord, Method A |  | Propel | PPL | Fiber cabled module
PPLU3X8LCUCS |  | Variant of PROPEL-CABLED-MODULES | Propel ULL Multimode OM4 Cabled Module, 4x8 duplex LC Propel module on End A to Stub on End B, 32 fiber B2ca Trunk, Method B Enhanced |  | Propel | PPL | Fiber cabled module
PPLAGVFLC2PH |  | Variant of PROPEL-CABLED-MODULES | Propel ULL Multimode OM5 Cabled Module, 2x2f duplex LC Propel module on End A to 1x24f MPO/UPC non-pinned on End B, 48 fiber Plenum Trunk, Method A |  | Propel | PPL | Fiber cabled module
PPLURVDLCLCD |  | Variant of PROPEL-CABLED-MODULES | Propel ULL Multimode OM5 Cabled Module, 1x12 duplex LC Propel module on End A to 1x12 on End B, 12 fiber LSZH Patchcord, Method B Enhanced |  | Propel | PPL | Fiber cabled module
PPLURXDLCUCD |  | Variant of PROPEL-CABLED-MODULES | Propel ULL Multimode OM4 Cabled Module, 1x12 duplex LC Propel module on End A to Stub on End B, 12 fiber LSZH Patchcord, Method B Enhanced |  | Propel | PPL | Fiber cabled module
PPLU3GRSNSNR |  | Variant of PROPEL-CABLED-MODULES | Propel ULL Singlemode Cabled Module, 1x16 duplex SN Propel module on End A to 1x16 on End B, 16 fiber B2ca Trunk, Method B Enhanced |  | Propel | PPL | Fiber cabled module
PPLUJGRSNSNH |  | Variant of PROPEL-CABLED-MODULES | Propel ULL Singlemode Cabled Module, 3x16 duplex SN Propel module on End A to 3x16 on End B, 48 fiber LSZH Trunk, Method B Enhanced |  | Propel | PPL | Fiber cabled module
PPLURXRLCLCR |  | Variant of PROPEL-CABLED-MODULES | Propel ULL Multimode OM4 Cabled Module, 1x16 duplex LC Propel module on End A to 1x16 on End B, 16 fiber LSZH Patchcord, Method B Enhanced |  | Propel | PPL | Fiber cabled module
PPLARVRLCRZR |  | Variant of PROPEL-CABLED-MODULES | Propel ULL Multimode OM5 Cabled Module, 1x16 duplex LC Propel module on End A to 1x16f MPO/APC pinned Multimode on End B, 16 fiber LSZH Patchcord, Method A |  | Propel | PPL | Fiber cabled module
PPLU3GDLCMXH |  | Variant of PROPEL-CABLED-MODULES | Propel ULL Singlemode Cabled Module, 4x12 duplex LC Propel module on End A to 1x12f MPO/UPC pinned on End B, 48 fiber B2ca Trunk, Method B Enhanced |  | Propel | PPL | Fiber cabled module
PPLA3GRLCRPU |  | Variant of PROPEL-CABLED-MODULES | Propel ULL Singlemode Cabled Module, 4x16 duplex LC Propel module on End A to 1x16f MPO/APC non-pinned Singlemode on End B, 64 fiber B2ca Trunk, Method A |  | Propel | PPL | Fiber cabled module
PPLUJGDLCMXH |  | Variant of PROPEL-CABLED-MODULES | Propel ULL Singlemode Cabled Module, 4x12 duplex LC Propel module on End A to 1x12f MPO/UPC pinned on End B, 48 fiber LSZH Trunk, Method B Enhanced |  | Propel | PPL | Fiber cabled module
PPLAJVRLCRZU |  | Variant of PROPEL-CABLED-MODULES | Propel ULL Multimode OM5 Cabled Module, 4x16 duplex LC Propel module on End A to 1x16f MPO/APC pinned Multimode on End B, 64 fiber LSZH Trunk, Method A |  | Propel | PPL | Fiber cabled module
PPLAGXFLC2PK |  | Variant of PROPEL-CABLED-MODULES | Propel ULL Multimode OM4 Cabled Module, 3x2f duplex LC Propel module on End A to 1x24f MPO/UPC non-pinned on End B, 72 fiber Plenum Trunk, Method A |  | Propel | PPL | Fiber cabled module
PPLU3GDLCMXK |  | Variant of PROPEL-CABLED-MODULES | Propel ULL Singlemode Cabled Module, 6x12 duplex LC Propel module on End A to 1x12f MPO/UPC pinned on End B, 72 fiber B2ca Trunk, Method B Enhanced |  | Propel | PPL | Fiber cabled module
PPLU3VDLCMXD |  | Variant of PROPEL-CABLED-MODULES | Propel ULL Multimode OM5 Cabled Module, 1x12 duplex LC Propel module on End A to 1x12f MPO/UPC pinned on End B, 12 fiber B2ca Trunk, Method B Enhanced |  | Propel | PPL | Fiber cabled module
PPLAJX8LCQP8 |  | Variant of PROPEL-CABLED-MODULES | Propel ULL Multimode OM4 Cabled Module, 1x8 duplex LC Propel module on End A to 1x8f MPO/UPC non-pinned on End B, 8 fiber LSZH Trunk, Method A |  | Propel | PPL | Fiber cabled module
PPLAGXFLC2PL |  | Variant of PROPEL-CABLED-MODULES | Propel ULL Multimode OM4 Cabled Module, 4x2f duplex LC Propel module on End A to 1x24f MPO/UPC non-pinned on End B, 96 fiber Plenum Trunk, Method A |  | Propel | PPL | Fiber cabled module
PPLAGGDLCMPD |  | Variant of PROPEL-CABLED-MODULES | Propel ULL Singlemode Cabled Module, 1x12 duplex LC Propel module on End A to 1x12f MPO/UPC non-pinned on End B, 12 fiber Plenum Trunk, Method A |  | Propel | PPL | Fiber cabled module
PPLA3GRLCRXL |  | Variant of PROPEL-CABLED-MODULES | Propel ULL Singlemode Cabled Module, 6x16 duplex LC Propel module on End A to 1x16f MPO/APC pinned Singlemode on End B, 96 fiber B2ca Trunk, Method A |  | Propel | PPL | Fiber cabled module
PPLU3VDLCMXF |  | Variant of PROPEL-CABLED-MODULES | Propel ULL Multimode OM5 Cabled Module, 2x12 duplex LC Propel module on End A to 1x12f MPO/UPC pinned on End B, 24 fiber B2ca Trunk, Method B Enhanced |  | Propel | PPL | Fiber cabled module
PPLUGX8LCQPR |  | Variant of PROPEL-CABLED-MODULES | Propel ULL Multimode OM4 Cabled Module, 2x8 duplex LC Propel module on End A to 1x8f MPO/UPC non-pinned on End B, 16 fiber Plenum Trunk, Method B Enhanced |  | Propel | PPL | Fiber cabled module
PPLAGXFLC2PM |  | Variant of PROPEL-CABLED-MODULES | Propel ULL Multimode OM4 Cabled Module, 6x2f duplex LC Propel module on End A to 1x24f MPO/UPC non-pinned on End B, 144 fiber Plenum Trunk, Method A |  | Propel | PPL | Fiber cabled module
PPLUJXRLCRVQ |  | Variant of PROPEL-CABLED-MODULES | Propel ULL Multimode OM4 Cabled Module, 8x16 duplex LC Propel module on End A to 1x16f MPO/APC non-pinned Multimode on End B, 128 fiber LSZH Trunk, Method B Enhanced |  | Propel | PPL | Fiber cabled module
PPLAGGDLCMPF |  | Variant of PROPEL-CABLED-MODULES | Propel ULL Singlemode Cabled Module, 2x12 duplex LC Propel module on End A to 1x12f MPO/UPC non-pinned on End B, 24 fiber Plenum Trunk, Method A |  | Propel | PPL | Fiber cabled module
PPLUJVDLCMPL |  | Variant of PROPEL-CABLED-MODULES | Propel ULL Multimode OM5 Cabled Module, 8x12 duplex LC Propel module on End A to 1x12f MPO/UPC non-pinned on End B, 96 fiber LSZH Trunk, Method B Enhanced |  | Propel | PPL | Fiber cabled module
PPLA3GRLCRXM |  | Variant of PROPEL-CABLED-MODULES | Propel ULL Singlemode Cabled Module, 9x16 duplex LC Propel module on End A to 1x16f MPO/APC pinned Singlemode on End B, 144 fiber B2ca Trunk, Method A |  | Propel | PPL | Fiber cabled module
PPLUGX8LCQPS |  | Variant of PROPEL-CABLED-MODULES | Propel ULL Multimode OM4 Cabled Module, 4x8 duplex LC Propel module on End A to 1x8f MPO/UPC non-pinned on End B, 32 fiber Plenum Trunk, Method B Enhanced |  | Propel | PPL | Fiber cabled module
PPLU3XRLCLCH |  | Variant of PROPEL-CABLED-MODULES | Propel ULL Multimode OM4 Cabled Module, 3x16 duplex LC Propel module on End A to 3x16 on End B, 48 fiber B2ca Trunk, Method B Enhanced |  | Propel | PPL | Fiber cabled module
PPLAGXFLC2XF |  | Variant of PROPEL-CABLED-MODULES | Propel ULL Multimode OM4 Cabled Module, 1x24 duplex LC Propel module on End A to 1x24f MPO/UPC pinned on End B, 24 fiber Plenum Trunk, Method A |  | Propel | PPL | Fiber cabled module
PPLUJXRLCRVR |  | Variant of PROPEL-CABLED-MODULES | Propel ULL Multimode OM4 Cabled Module, 1x16 duplex LC Propel module on End A to 1x16f MPO/APC non-pinned Multimode on End B, 16 fiber LSZH Trunk, Method B Enhanced |  | Propel | PPL | Fiber cabled module
PPLA3GRLCRXN |  | Variant of PROPEL-CABLED-MODULES | Propel ULL Singlemode Cabled Module, 12x16 duplex LC Propel module on End A to 1x16f MPO/APC pinned Singlemode on End B, 192 fiber B2ca Trunk, Method A |  | Propel | PPL | Fiber cabled module
PPLUJGDLCMXN |  | Variant of PROPEL-CABLED-MODULES | Propel ULL Singlemode Cabled Module, 16x12 duplex LC Propel module on End A to 1x12f MPO/UPC pinned on End B, 192 fiber LSZH Trunk, Method B Enhanced |  | Propel | PPL | Fiber cabled module
PPLU3XRLCLCL |  | Variant of PROPEL-CABLED-MODULES | Propel ULL Multimode OM4 Cabled Module, 6x16 duplex LC Propel module on End A to 6x16 on End B, 96 fiber B2ca Trunk, Method B Enhanced |  | Propel | PPL | Fiber cabled module
PPLUJVDLCMPN |  | Variant of PROPEL-CABLED-MODULES | Propel ULL Multimode OM5 Cabled Module, 16x12 duplex LC Propel module on End A to 1x12f MPO/UPC non-pinned on End B, 192 fiber LSZH Trunk, Method B Enhanced |  | Propel | PPL | Fiber cabled module
PPLU3VDLCMXK |  | Variant of PROPEL-CABLED-MODULES | Propel ULL Multimode OM5 Cabled Module, 6x12 duplex LC Propel module on End A to 1x12f MPO/UPC pinned on End B, 72 fiber B2ca Trunk, Method B Enhanced |  | Propel | PPL | Fiber cabled module
PPLUJGDLCMXP |  | Variant of PROPEL-CABLED-MODULES | Propel ULL Singlemode Cabled Module, 24x12 duplex LC Propel module on End A to 1x12f MPO/UPC pinned on End B, 288 fiber LSZH Trunk, Method B Enhanced |  | Propel | PPL | Fiber cabled module
PPLUJXRLCRVU |  | Variant of PROPEL-CABLED-MODULES | Propel ULL Multimode OM4 Cabled Module, 4x16 duplex LC Propel module on End A to 1x16f MPO/APC non-pinned Multimode on End B, 64 fiber LSZH Trunk, Method B Enhanced |  | Propel | PPL | Fiber cabled module
PPLAGGDLCMPK |  | Variant of PROPEL-CABLED-MODULES | Propel ULL Singlemode Cabled Module, 6x12 duplex LC Propel module on End A to 1x12f MPO/UPC non-pinned on End B, 72 fiber Plenum Trunk, Method A |  | Propel | PPL | Fiber cabled module
PPLA3GRLCRXR |  | Variant of PROPEL-CABLED-MODULES | Propel ULL Singlemode Cabled Module, 1x16 duplex LC Propel module on End A to 1x16f MPO/APC pinned Singlemode on End B, 16 fiber B2ca Trunk, Method A |  | Propel | PPL | Fiber cabled module
PPLU3VDLCMXL |  | Variant of PROPEL-CABLED-MODULES | Propel ULL Multimode OM5 Cabled Module, 8x12 duplex LC Propel module on End A to 1x12f MPO/UPC pinned on End B, 96 fiber B2ca Trunk, Method B Enhanced |  | Propel | PPL | Fiber cabled module
PPLUJGDLCUCD |  | Variant of PROPEL-CABLED-MODULES | Propel ULL Singlemode Cabled Module, 1x12 duplex LC Propel module on End A to Stub on End B, 12 fiber LSZH Trunk, Method B Enhanced |  | Propel | PPL | Fiber cabled module
PPLUGX8LCQXF |  | Variant of PROPEL-CABLED-MODULES | Propel ULL Multimode OM4 Cabled Module, 3x8 duplex LC Propel module on End A to 1x8f MPO/UPC pinned on End B, 24 fiber Plenum Trunk, Method B Enhanced |  | Propel | PPL | Fiber cabled module
PPLUJVDLCMPP |  | Variant of PROPEL-CABLED-MODULES | Propel ULL Multimode OM5 Cabled Module, 24x12 duplex LC Propel module on End A to 1x12f MPO/UPC non-pinned on End B, 288 fiber LSZH Trunk, Method B Enhanced |  | Propel | PPL | Fiber cabled module
PPLUGGRSNRXH |  | Variant of PROPEL-CABLED-MODULES | Propel ULL Singlemode Cabled Module, 3x16 duplex SN Propel module on End A to 3x16 on End B, 48 fiber Plenum Trunk, Method B Enhanced |  | Propel | PPL | Fiber cabled module
PPLU3GDLCUCF |  | Variant of PROPEL-CABLED-MODULES | Propel ULL Singlemode Cabled Module, 2x12 duplex LC Propel module on End A to Stub on End B, 24 fiber B2ca Trunk, Method B Enhanced |  | Propel | PPL | Fiber cabled module
PPLA3GRLCRXS |  | Variant of PROPEL-CABLED-MODULES | Propel ULL Singlemode Cabled Module, 2x16 duplex LC Propel module on End A to 1x16f MPO/APC pinned Singlemode on End B, 32 fiber B2ca Trunk, Method A |  | Propel | PPL | Fiber cabled module
PPLAJX8LCQPM |  | Variant of PROPEL-CABLED-MODULES | Propel ULL Multimode OM4 Cabled Module, 18x8 duplex LC Propel module on End A to 1x8f MPO/UPC non-pinned on End B, 144 fiber LSZH Trunk, Method A |  | Propel | PPL | Fiber cabled module
PPLUJXRLCRZL |  | Variant of PROPEL-CABLED-MODULES | Propel ULL Multimode OM4 Cabled Module, 6x16 duplex LC Propel module on End A to 1x16f MPO/APC pinned Multimode on End B, 96 fiber LSZH Trunk, Method B Enhanced |  | Propel | PPL | Fiber cabled module
PPLU3GDLCUCG |  | Variant of PROPEL-CABLED-MODULES | Propel ULL Singlemode Cabled Module, 3x12 duplex LC Propel module on End A to Stub on End B, 36 fiber B2ca Trunk, Method B Enhanced |  | Propel | PPL | Fiber cabled module
PPLU3VDLCMXN |  | Variant of PROPEL-CABLED-MODULES | Propel ULL Multimode OM5 Cabled Module, 16x12 duplex LC Propel module on End A to 1x12f MPO/UPC pinned on End B, 192 fiber B2ca Trunk, Method B Enhanced |  | Propel | PPL | Fiber cabled module
PPLA3GRLCRXU |  | Variant of PROPEL-CABLED-MODULES | Propel ULL Singlemode Cabled Module, 4x16 duplex LC Propel module on End A to 1x16f MPO/APC pinned Singlemode on End B, 64 fiber B2ca Trunk, Method A |  | Propel | PPL | Fiber cabled module
PPLAGXFLC2XK |  | Variant of PROPEL-CABLED-MODULES | Propel ULL Multimode OM4 Cabled Module, 3x2f duplex LC Propel module on End A to 1x24f MPO/UPC pinned on End B, 72 fiber Plenum Trunk, Method A |  | Propel | PPL | Fiber cabled module
PPLAGGDLCMPM |  | Variant of PROPEL-CABLED-MODULES | Propel ULL Singlemode Cabled Module, 12x12 duplex LC Propel module on End A to 1x12f MPO/UPC non-pinned on End B, 144 fiber Plenum Trunk, Method A |  | Propel | PPL | Fiber cabled module
PPLUJVDLCMXF |  | Variant of PROPEL-CABLED-MODULES | Propel ULL Multimode OM5 Cabled Module, 2x12 duplex LC Propel module on End A to 1x12f MPO/UPC pinned on End B, 24 fiber LSZH Trunk, Method B Enhanced |  | Propel | PPL | Fiber cabled module
PPLAJX8LCQPN |  | Variant of PROPEL-CABLED-MODULES | Propel ULL Multimode OM4 Cabled Module, 24x8 duplex LC Propel module on End A to 1x8f MPO/UPC non-pinned on End B, 192 fiber LSZH Trunk, Method A |  | Propel | PPL | Fiber cabled module
PPLUJGDLCUCH |  | Variant of PROPEL-CABLED-MODULES | Propel ULL Singlemode Cabled Module, 4x12 duplex LC Propel module on End A to Stub on End B, 48 fiber LSZH Trunk, Method B Enhanced |  | Propel | PPL | Fiber cabled module
PPLUJXRLCRZN |  | Variant of PROPEL-CABLED-MODULES | Propel ULL Multimode OM4 Cabled Module, 12x16 duplex LC Propel module on End A to 1x16f MPO/APC pinned Multimode on End B, 192 fiber LSZH Trunk, Method B Enhanced |  | Propel | PPL | Fiber cabled module
PPLU3GDLCUCK |  | Variant of PROPEL-CABLED-MODULES | Propel ULL Singlemode Cabled Module, 6x12 duplex LC Propel module on End A to Stub on End B, 72 fiber B2ca Trunk, Method B Enhanced |  | Propel | PPL | Fiber cabled module
PPLUJGDLCUCK |  | Variant of PROPEL-CABLED-MODULES | Propel ULL Singlemode Cabled Module, 6x12 duplex LC Propel module on End A to Stub on End B, 72 fiber LSZH Trunk, Method B Enhanced |  | Propel | PPL | Fiber cabled module
PPLU3XRLCLCS |  | Variant of PROPEL-CABLED-MODULES | Propel ULL Multimode OM4 Cabled Module, 2x16 duplex LC Propel module on End A to 2x16 on End B, 32 fiber B2ca Trunk, Method B Enhanced |  | Propel | PPL | Fiber cabled module
PPLUJXRLCRZQ |  | Variant of PROPEL-CABLED-MODULES | Propel ULL Multimode OM4 Cabled Module, 8x16 duplex LC Propel module on End A to 1x16f MPO/APC pinned Multimode on End B, 128 fiber LSZH Trunk, Method B Enhanced |  | Propel | PPL | Fiber cabled module
PPLU3GDLCUCL |  | Variant of PROPEL-CABLED-MODULES | Propel ULL Singlemode Cabled Module, 8x12 duplex LC Propel module on End A to Stub on End B, 96 fiber B2ca Trunk, Method B Enhanced |  | Propel | PPL | Fiber cabled module
PPLU3VDLCUCF |  | Variant of PROPEL-CABLED-MODULES | Propel ULL Multimode OM5 Cabled Module, 2x12 duplex LC Propel module on End A to Stub on End B, 24 fiber B2ca Trunk, Method B Enhanced |  | Propel | PPL | Fiber cabled module
PPLA3GRSNRPM |  | Variant of PROPEL-CABLED-MODULES | Propel ULL Singlemode Cabled Module, 9x16 duplex SN Propel module on End A to 9x16 on End B, 144 fiber B2ca Trunk, Method A |  | Propel | PPL | Fiber cabled module
PPLUJGDLCUCL |  | Variant of PROPEL-CABLED-MODULES | Propel ULL Singlemode Cabled Module, 8x12 duplex LC Propel module on End A to Stub on End B, 96 fiber LSZH Trunk, Method B Enhanced |  | Propel | PPL | Fiber cabled module
PPLU3VDLCUCG |  | Variant of PROPEL-CABLED-MODULES | Propel ULL Multimode OM5 Cabled Module, 3x12 duplex LC Propel module on End A to Stub on End B, 36 fiber B2ca Trunk, Method B Enhanced |  | Propel | PPL | Fiber cabled module
PPLA3GRSNRPN |  | Variant of PROPEL-CABLED-MODULES | Propel ULL Singlemode Cabled Module, 12x16 duplex SN Propel module on End A to 12x16 on End B, 192 fiber B2ca Trunk, Method A |  | Propel | PPL | Fiber cabled module
PPLAGGDLCMXF |  | Variant of PROPEL-CABLED-MODULES | Propel ULL Singlemode Cabled Module, 2x12 duplex LC Propel module on End A to 1x12f MPO/UPC pinned on End B, 24 fiber Plenum Trunk, Method A |  | Propel | PPL | Fiber cabled module
PPLUJXRLCRZS |  | Variant of PROPEL-CABLED-MODULES | Propel ULL Multimode OM4 Cabled Module, 2x16 duplex LC Propel module on End A to 1x16f MPO/APC pinned Multimode on End B, 32 fiber LSZH Trunk, Method B Enhanced |  | Propel | PPL | Fiber cabled module
PPLU3VDLCUCH |  | Variant of PROPEL-CABLED-MODULES | Propel ULL Multimode OM5 Cabled Module, 4x12 duplex LC Propel module on End A to Stub on End B, 48 fiber B2ca Trunk, Method B Enhanced |  | Propel | PPL | Fiber cabled module
PPLU3XRLCRVL |  | Variant of PROPEL-CABLED-MODULES | Propel ULL Multimode OM4 Cabled Module, 6x16 duplex LC Propel module on End A to 1x16f MPO/APC non-pinned Multimode on End B, 96 fiber B2ca Trunk, Method B Enhanced |  | Propel | PPL | Fiber cabled module
PPLUJGDLCUCN |  | Variant of PROPEL-CABLED-MODULES | Propel ULL Singlemode Cabled Module, 16x12 duplex LC Propel module on End A to Stub on End B, 192 fiber LSZH Trunk, Method B Enhanced |  | Propel | PPL | Fiber cabled module
PPLUJXRLCRZU |  | Variant of PROPEL-CABLED-MODULES | Propel ULL Multimode OM4 Cabled Module, 4x16 duplex LC Propel module on End A to 1x16f MPO/APC pinned Multimode on End B, 64 fiber LSZH Trunk, Method B Enhanced |  | Propel | PPL | Fiber cabled module
PPLUGGRSNSNH |  | Variant of PROPEL-CABLED-MODULES | Propel ULL Singlemode Cabled Module, 3x16 duplex SN Propel module on End A to 3x16 on End B, 48 fiber Plenum Trunk, Method B Enhanced |  | Propel | PPL | Fiber cabled module
PPLAGGDLCMXH |  | Variant of PROPEL-CABLED-MODULES | Propel ULL Singlemode Cabled Module, 4x12 duplex LC Propel module on End A to 1x12f MPO/UPC pinned on End B, 48 fiber Plenum Trunk, Method A |  | Propel | PPL | Fiber cabled module
PPLAJX8LCQXH |  | Variant of PROPEL-CABLED-MODULES | Propel ULL Multimode OM4 Cabled Module, 6x8 duplex LC Propel module on End A to 1x8f MPO/UPC pinned on End B, 48 fiber LSZH Trunk, Method A |  | Propel | PPL | Fiber cabled module
PPLUJVDLCMXN |  | Variant of PROPEL-CABLED-MODULES | Propel ULL Multimode OM5 Cabled Module, 16x12 duplex LC Propel module on End A to 1x12f MPO/UPC pinned on End B, 192 fiber LSZH Trunk, Method B Enhanced |  | Propel | PPL | Fiber cabled module
PPLU3GFLC2PF |  | Variant of PROPEL-CABLED-MODULES | Propel ULL Singlemode Cabled Module, 1x2f duplex LC Propel module on End A to 1x24f MPO/UPC non-pinned on End B, 24 fiber B2ca Trunk, Method B Enhanced |  | Propel | PPL | Fiber cabled module
PPLA3GRSNRPS |  | Variant of PROPEL-CABLED-MODULES | Propel ULL Singlemode Cabled Module, 2x16 duplex SN Propel module on End A to 2x16 on End B, 32 fiber B2ca Trunk, Method A |  | Propel | PPL | Fiber cabled module
PPLUGGRSNSNL |  | Variant of PROPEL-CABLED-MODULES | Propel ULL Singlemode Cabled Module, 6x16 duplex SN Propel module on End A to 6x16 on End B, 96 fiber Plenum Trunk, Method B Enhanced |  | Propel | PPL | Fiber cabled module
PPLUJGFLC2PF |  | Variant of PROPEL-CABLED-MODULES | Propel ULL Singlemode Cabled Module, 1x2f duplex LC Propel module on End A to 1x24f MPO/UPC non-pinned on End B, 24 fiber LSZH Trunk, Method B Enhanced |  | Propel | PPL | Fiber cabled module
PPLAJX8LCQXK |  | Variant of PROPEL-CABLED-MODULES | Propel ULL Multimode OM4 Cabled Module, 9x8 duplex LC Propel module on End A to 1x8f MPO/UPC pinned on End B, 72 fiber LSZH Trunk, Method A |  | Propel | PPL | Fiber cabled module
PPLUJVDLCMXP |  | Variant of PROPEL-CABLED-MODULES | Propel ULL Multimode OM5 Cabled Module, 24x12 duplex LC Propel module on End A to 1x12f MPO/UPC pinned on End B, 288 fiber LSZH Trunk, Method B Enhanced |  | Propel | PPL | Fiber cabled module
PPLUJXRLCUCL |  | Variant of PROPEL-CABLED-MODULES | Propel ULL Multimode OM4 Cabled Module, 6x16 duplex LC Propel module on End A to Stub on End B, 96 fiber LSZH Trunk, Method B Enhanced |  | Propel | PPL | Fiber cabled module
PPLA3GRSNRPU |  | Variant of PROPEL-CABLED-MODULES | Propel ULL Singlemode Cabled Module, 4x16 duplex SN Propel module on End A to 4x16 on End B, 64 fiber B2ca Trunk, Method A |  | Propel | PPL | Fiber cabled module
PPLU3VDLCUCM |  | Variant of PROPEL-CABLED-MODULES | Propel ULL Multimode OM5 Cabled Module, 12x12 duplex LC Propel module on End A to Stub on End B, 144 fiber B2ca Trunk, Method B Enhanced |  | Propel | PPL | Fiber cabled module
PPLUGGRSNSNM |  | Variant of PROPEL-CABLED-MODULES | Propel ULL Singlemode Cabled Module, 9x16 duplex SN Propel module on End A to 9x16 on End B, 144 fiber Plenum Trunk, Method B Enhanced |  | Propel | PPL | Fiber cabled module
PPLAGGDLCMXL |  | Variant of PROPEL-CABLED-MODULES | Propel ULL Singlemode Cabled Module, 8x12 duplex LC Propel module on End A to 1x12f MPO/UPC pinned on End B, 96 fiber Plenum Trunk, Method A |  | Propel | PPL | Fiber cabled module
PPLAJX8LCQXL |  | Variant of PROPEL-CABLED-MODULES | Propel ULL Multimode OM4 Cabled Module, 12x8 duplex LC Propel module on End A to 1x8f MPO/UPC pinned on End B, 96 fiber LSZH Trunk, Method A |  | Propel | PPL | Fiber cabled module
PPLUJXRLCUCM |  | Variant of PROPEL-CABLED-MODULES | Propel ULL Multimode OM4 Cabled Module, 9x16 duplex LC Propel module on End A to Stub on End B, 144 fiber LSZH Trunk, Method B Enhanced |  | Propel | PPL | Fiber cabled module
PPLU3XRLCRVR |  | Variant of PROPEL-CABLED-MODULES | Propel ULL Multimode OM4 Cabled Module, 1x16 duplex LC Propel module on End A to 1x16f MPO/APC non-pinned Multimode on End B, 16 fiber B2ca Trunk, Method B Enhanced |  | Propel | PPL | Fiber cabled module
PPLUGX8LCUCH |  | Variant of PROPEL-CABLED-MODULES | Propel ULL Multimode OM4 Cabled Module, 6x8 duplex LC Propel module on End A to Stub on End B, 48 fiber Plenum Trunk, Method B Enhanced |  | Propel | PPL | Fiber cabled module
PPLUJGFLC2PK |  | Variant of PROPEL-CABLED-MODULES | Propel ULL Singlemode Cabled Module, 3x2f duplex LC Propel module on End A to 1x24f MPO/UPC non-pinned on End B, 72 fiber LSZH Trunk, Method B Enhanced |  | Propel | PPL | Fiber cabled module
PPLUGGRSNSNN |  | Variant of PROPEL-CABLED-MODULES | Propel ULL Singlemode Cabled Module, 12x16 duplex SN Propel module on End A to 12x16 on End B, 192 fiber Plenum Trunk, Method B Enhanced |  | Propel | PPL | Fiber cabled module
PPLUJXRLCUCN |  | Variant of PROPEL-CABLED-MODULES | Propel ULL Multimode OM4 Cabled Module, 12x16 duplex LC Propel module on End A to Stub on End B, 192 fiber LSZH Trunk, Method B Enhanced |  | Propel | PPL | Fiber cabled module
PPLU3XRLCRVS |  | Variant of PROPEL-CABLED-MODULES | Propel ULL Multimode OM4 Cabled Module, 2x16 duplex LC Propel module on End A to 1x16f MPO/APC non-pinned Multimode on End B, 32 fiber B2ca Trunk, Method B Enhanced |  | Propel | PPL | Fiber cabled module
PPLU3VDLCUCP |  | Variant of PROPEL-CABLED-MODULES | Propel ULL Multimode OM5 Cabled Module, 24x12 duplex LC Propel module on End A to Stub on End B, 288 fiber B2ca Trunk, Method B Enhanced |  | Propel | PPL | Fiber cabled module
PPLA3GRSNRXL |  | Variant of PROPEL-CABLED-MODULES | Propel ULL Singlemode Cabled Module, 6x16 duplex SN Propel module on End A to 6x16 on End B, 96 fiber B2ca Trunk, Method A |  | Propel | PPL | Fiber cabled module
PPLAGGDLCMXN |  | Variant of PROPEL-CABLED-MODULES | Propel ULL Singlemode Cabled Module, 16x12 duplex LC Propel module on End A to 1x12f MPO/UPC pinned on End B, 192 fiber Plenum Trunk, Method A |  | Propel | PPL | Fiber cabled module
PPLUGX8LCUCK |  | Variant of PROPEL-CABLED-MODULES | Propel ULL Multimode OM4 Cabled Module, 9x8 duplex LC Propel module on End A to Stub on End B, 72 fiber Plenum Trunk, Method B Enhanced |  | Propel | PPL | Fiber cabled module
PPLUJVDLCUCG |  | Variant of PROPEL-CABLED-MODULES | Propel ULL Multimode OM5 Cabled Module, 3x12 duplex LC Propel module on End A to Stub on End B, 36 fiber LSZH Trunk, Method B Enhanced |  | Propel | PPL | Fiber cabled module
PPLAGXRLCRVU |  | Variant of PROPEL-CABLED-MODULES | Propel ULL Multimode OM4 Cabled Module, 4x16 duplex LC Propel module on End A to 1x16f MPO/APC non-pinned Multimode on End B, 64 fiber Plenum Trunk, Method A |  | Propel | PPL | Fiber cabled module
PPLU3GFLC2PK |  | Variant of PROPEL-CABLED-MODULES | Propel ULL Singlemode Cabled Module, 3x2f duplex LC Propel module on End A to 1x24f MPO/UPC non-pinned on End B, 72 fiber B2ca Trunk, Method B Enhanced |  | Propel | PPL | Fiber cabled module
PPLU3VFLC2PF |  | Variant of PROPEL-CABLED-MODULES | Propel ULL Multimode OM5 Cabled Module, 1x2f duplex LC Propel module on End A to 1x24f MPO/UPC non-pinned on End B, 24 fiber B2ca Trunk, Method B Enhanced |  | Propel | PPL | Fiber cabled module
PPLUJGFLC2PM |  | Variant of PROPEL-CABLED-MODULES | Propel ULL Singlemode Cabled Module, 6x2f duplex LC Propel module on End A to 1x24f MPO/UPC non-pinned on End B, 144 fiber LSZH Trunk, Method B Enhanced |  | Propel | PPL | Fiber cabled module
PPLUGX8LCUCL |  | Variant of PROPEL-CABLED-MODULES | Propel ULL Multimode OM4 Cabled Module, 12x8 duplex LC Propel module on End A to Stub on End B, 96 fiber Plenum Trunk, Method B Enhanced |  | Propel | PPL | Fiber cabled module
PPLA3GRSNRXM |  | Variant of PROPEL-CABLED-MODULES | Propel ULL Singlemode Cabled Module, 9x16 duplex SN Propel module on End A to 9x16 on End B, 144 fiber B2ca Trunk, Method A |  | Propel | PPL | Fiber cabled module
PPLAJX8LCQXR |  | Variant of PROPEL-CABLED-MODULES | Propel ULL Multimode OM4 Cabled Module, 2x8 duplex LC Propel module on End A to 1x8f MPO/UPC pinned on End B, 16 fiber LSZH Trunk, Method A |  | Propel | PPL | Fiber cabled module
PPLAGGDLCMXP |  | Variant of PROPEL-CABLED-MODULES | Propel ULL Singlemode Cabled Module, 24x12 duplex LC Propel module on End A to 1x12f MPO/UPC pinned on End B, 288 fiber Plenum Trunk, Method A |  | Propel | PPL | Fiber cabled module
PPLUJXRLCUCR |  | Variant of PROPEL-CABLED-MODULES | Propel ULL Multimode OM4 Cabled Module, 1x16 duplex LC Propel module on End A to Stub on End B, 16 fiber LSZH Trunk, Method B Enhanced |  | Propel | PPL | Fiber cabled module
PPLAGXRLCRZH |  | Variant of PROPEL-CABLED-MODULES | Propel ULL Multimode OM4 Cabled Module, 3x16 duplex LC Propel module on End A to 1x16f MPO/APC pinned Multimode on End B, 48 fiber Plenum Trunk, Method A |  | Propel | PPL | Fiber cabled module
PPLU3GFLC2PL |  | Variant of PROPEL-CABLED-MODULES | Propel ULL Singlemode Cabled Module, 4x2f duplex LC Propel module on End A to 1x24f MPO/UPC non-pinned on End B, 96 fiber B2ca Trunk, Method B Enhanced |  | Propel | PPL | Fiber cabled module
PPLUGGRSNSNS |  | Variant of PROPEL-CABLED-MODULES | Propel ULL Singlemode Cabled Module, 2x16 duplex SN Propel module on End A to 2x16 on End B, 32 fiber Plenum Trunk, Method B Enhanced |  | Propel | PPL | Fiber cabled module
PPLU3VFLC2PH |  | Variant of PROPEL-CABLED-MODULES | Propel ULL Multimode OM5 Cabled Module, 2x2f duplex LC Propel module on End A to 1x24f MPO/UPC non-pinned on End B, 48 fiber B2ca Trunk, Method B Enhanced |  | Propel | PPL | Fiber cabled module
PPLAJX8LCQXS |  | Variant of PROPEL-CABLED-MODULES | Propel ULL Multimode OM4 Cabled Module, 4x8 duplex LC Propel module on End A to 1x8f MPO/UPC pinned on End B, 32 fiber LSZH Trunk, Method A |  | Propel | PPL | Fiber cabled module
PPLAGGFLC2PF |  | Variant of PROPEL-CABLED-MODULES | Propel ULL Singlemode Cabled Module, 1x2f duplex LC Propel module on End A to 1x24f MPO/UPC non-pinned on End B, 24 fiber Plenum Trunk, Method A |  | Propel | PPL | Fiber cabled module
PPLUJVDLCUCK |  | Variant of PROPEL-CABLED-MODULES | Propel ULL Multimode OM5 Cabled Module, 6x12 duplex LC Propel module on End A to Stub on End B, 72 fiber LSZH Trunk, Method B Enhanced |  | Propel | PPL | Fiber cabled module
PPLAGXRLCRZL |  | Variant of PROPEL-CABLED-MODULES | Propel ULL Multimode OM4 Cabled Module, 6x16 duplex LC Propel module on End A to 1x16f MPO/APC pinned Multimode on End B, 96 fiber Plenum Trunk, Method A |  | Propel | PPL | Fiber cabled module
PPLUGX8LCUCN |  | Variant of PROPEL-CABLED-MODULES | Propel ULL Multimode OM4 Cabled Module, 24x8 duplex LC Propel module on End A to Stub on End B, 192 fiber Plenum Trunk, Method B Enhanced |  | Propel | PPL | Fiber cabled module
PPLUJVDLCUCL |  | Variant of PROPEL-CABLED-MODULES | Propel ULL Multimode OM5 Cabled Module, 8x12 duplex LC Propel module on End A to Stub on End B, 96 fiber LSZH Trunk, Method B Enhanced |  | Propel | PPL | Fiber cabled module
PPLU3XRLCRZL |  | Variant of PROPEL-CABLED-MODULES | Propel ULL Multimode OM4 Cabled Module, 6x16 duplex LC Propel module on End A to 1x16f MPO/APC pinned Multimode on End B, 96 fiber B2ca Trunk, Method B Enhanced |  | Propel | PPL | Fiber cabled module
PPLAGXRLCRZM |  | Variant of PROPEL-CABLED-MODULES | Propel ULL Multimode OM4 Cabled Module, 9x16 duplex LC Propel module on End A to 1x16f MPO/APC pinned Multimode on End B, 144 fiber Plenum Trunk, Method A |  | Propel | PPL | Fiber cabled module
PPLU3GFLC2XF |  | Variant of PROPEL-CABLED-MODULES | Propel ULL Singlemode Cabled Module, 1x2f duplex LC Propel module on End A to 1x24f MPO/UPC pinned on End B, 24 fiber B2ca Trunk, Method B Enhanced |  | Propel | PPL | Fiber cabled module
PPLUGGRSNUCH |  | Variant of PROPEL-CABLED-MODULES | Propel ULL Singlemode Cabled Module, 3x16 duplex SN Propel module on End A to 3x16 on End B, 48 fiber Plenum Trunk, Method B Enhanced |  | Propel | PPL | Fiber cabled module
PPLA3GRSNRXR |  | Variant of PROPEL-CABLED-MODULES | Propel ULL Singlemode Cabled Module, 1x16 duplex SN Propel module on End A to 1x16 on End B, 16 fiber B2ca Trunk, Method A |  | Propel | PPL | Fiber cabled module
PPLUJVDLCUCM |  | Variant of PROPEL-CABLED-MODULES | Propel ULL Multimode OM5 Cabled Module, 12x12 duplex LC Propel module on End A to Stub on End B, 144 fiber LSZH Trunk, Method B Enhanced |  | Propel | PPL | Fiber cabled module
PPLU3XRLCRZM |  | Variant of PROPEL-CABLED-MODULES | Propel ULL Multimode OM4 Cabled Module, 9x16 duplex LC Propel module on End A to 1x16f MPO/APC pinned Multimode on End B, 144 fiber B2ca Trunk, Method B Enhanced |  | Propel | PPL | Fiber cabled module
PPLAJXDLCMPD |  | Variant of PROPEL-CABLED-MODULES | Propel ULL Multimode OM4 Cabled Module, 1x12 duplex LC Propel module on End A to 1x12f MPO/UPC non-pinned on End B, 12 fiber LSZH Trunk, Method A |  | Propel | PPL | Fiber cabled module
PPLAGXRLCRZN |  | Variant of PROPEL-CABLED-MODULES | Propel ULL Multimode OM4 Cabled Module, 12x16 duplex LC Propel module on End A to 1x16f MPO/APC pinned Multimode on End B, 192 fiber Plenum Trunk, Method A |  | Propel | PPL | Fiber cabled module
PPLU3GFLC2XH |  | Variant of PROPEL-CABLED-MODULES | Propel ULL Singlemode Cabled Module, 2x2f duplex LC Propel module on End A to 1x24f MPO/UPC pinned on End B, 48 fiber B2ca Trunk, Method B Enhanced |  | Propel | PPL | Fiber cabled module
PPLUGX8LCUCS |  | Variant of PROPEL-CABLED-MODULES | Propel ULL Multimode OM4 Cabled Module, 4x8 duplex LC Propel module on End A to Stub on End B, 32 fiber Plenum Trunk, Method B Enhanced |  | Propel | PPL | Fiber cabled module
PPLUJVDLCUCN |  | Variant of PROPEL-CABLED-MODULES | Propel ULL Multimode OM5 Cabled Module, 16x12 duplex LC Propel module on End A to Stub on End B, 192 fiber LSZH Trunk, Method B Enhanced |  | Propel | PPL | Fiber cabled module
PPLAGGFLC2PL |  | Variant of PROPEL-CABLED-MODULES | Propel ULL Singlemode Cabled Module, 4x2f duplex LC Propel module on End A to 1x24f MPO/UPC non-pinned on End B, 96 fiber Plenum Trunk, Method A |  | Propel | PPL | Fiber cabled module
PPLU3XRLCRZN |  | Variant of PROPEL-CABLED-MODULES | Propel ULL Multimode OM4 Cabled Module, 12x16 duplex LC Propel module on End A to 1x16f MPO/APC pinned Multimode on End B, 192 fiber B2ca Trunk, Method B Enhanced |  | Propel | PPL | Fiber cabled module
PPLAJXDLCMPF |  | Variant of PROPEL-CABLED-MODULES | Propel ULL Multimode OM4 Cabled Module, 2x12 duplex LC Propel module on End A to 1x12f MPO/UPC non-pinned on End B, 24 fiber LSZH Trunk, Method A |  | Propel | PPL | Fiber cabled module
PPLAGXRLCRZQ |  | Variant of PROPEL-CABLED-MODULES | Propel ULL Multimode OM4 Cabled Module, 8x16 duplex LC Propel module on End A to 1x16f MPO/APC pinned Multimode on End B, 128 fiber Plenum Trunk, Method A |  | Propel | PPL | Fiber cabled module
PPLAJXDLCMPG |  | Variant of PROPEL-CABLED-MODULES | Propel ULL Multimode OM4 Cabled Module, 3x12 duplex LC Propel module on End A to 1x12f MPO/UPC non-pinned on End B, 36 fiber LSZH Trunk, Method A |  | Propel | PPL | Fiber cabled module
PPLU3VFLC2XF |  | Variant of PROPEL-CABLED-MODULES | Propel ULL Multimode OM5 Cabled Module, 1x2f duplex LC Propel module on End A to 1x24f MPO/UPC pinned on End B, 24 fiber B2ca Trunk, Method B Enhanced |  | Propel | PPL | Fiber cabled module
PPLUJVDLCUCP |  | Variant of PROPEL-CABLED-MODULES | Propel ULL Multimode OM5 Cabled Module, 24x12 duplex LC Propel module on End A to Stub on End B, 288 fiber LSZH Trunk, Method B Enhanced |  | Propel | PPL | Fiber cabled module
PPLUJGFLCLCF |  | Variant of PROPEL-CABLED-MODULES | Propel ULL Singlemode Cabled Module, 1x2f duplex LC Propel module on End A to 1x24 on End B, 24 fiber LSZH Trunk, Method B Enhanced |  | Propel | PPL | Fiber cabled module
PPLAGGFLC2XF |  | Variant of PROPEL-CABLED-MODULES | Propel ULL Singlemode Cabled Module, 1x2f duplex LC Propel module on End A to 1x24f MPO/UPC pinned on End B, 24 fiber Plenum Trunk, Method A |  | Propel | PPL | Fiber cabled module
PPLUGXDLCLCD |  | Variant of PROPEL-CABLED-MODULES | Propel ULL Multimode OM4 Cabled Module, 1x12 duplex LC Propel module on End A to 1x12 on End B, 12 fiber Plenum Trunk, Method B Enhanced |  | Propel | PPL | Fiber cabled module
PPLUGGRSNUCN |  | Variant of PROPEL-CABLED-MODULES | Propel ULL Singlemode Cabled Module, 12x16 duplex SN Propel module on End A to 12x16 on End B, 192 fiber Plenum Trunk, Method B Enhanced |  | Propel | PPL | Fiber cabled module
PPLUQG8LCQP8 |  | Variant of PROPEL-CABLED-MODULES | Propel ULL Singlemode Cabled Module, 1x4 duplex LC Propel module on End A to 1x8f MPO/APC non-pinned on End B, 8 fiber Plenum patch cord cable, Method B Enhanced |  | Propel | PPL | Fiber cabled module
PPLUJVFLC2PF |  | Variant of PROPEL-CABLED-MODULES | Propel ULL Multimode OM5 Cabled Module, 1x2f duplex LC Propel module on End A to 1x24f MPO/UPC non-pinned on End B, 24 fiber LSZH Trunk, Method B Enhanced |  | Propel | PPL | Fiber cabled module
PPLU3VFLC2XH |  | Variant of PROPEL-CABLED-MODULES | Propel ULL Multimode OM5 Cabled Module, 2x2f duplex LC Propel module on End A to 1x24f MPO/UPC pinned on End B, 48 fiber B2ca Trunk, Method B Enhanced |  | Propel | PPL | Fiber cabled module
PPLA3VFLC2XH |  | Variant of PROPEL-CABLED-MODULES | Propel ULL Multimode OM5 Cabled Module, 2x2f duplex LC Propel module on End A to 1x24f MPO/UPC pinned on End B, 48 fiber B2ca Trunk, Method A |  | Propel | PPL | Fiber cabled module
PPLAJGFLC2PH |  | Variant of PROPEL-CABLED-MODULES | Propel ULL Singlemode Cabled Module, 2x2f duplex LC Propel module on End A to 1x24f MPO/UPC non-pinned on End B, 48 fiber LSZH Trunk, Method A |  | Propel | PPL | Fiber cabled module
PPLU3GRLCRPN |  | Variant of PROPEL-CABLED-MODULES | Propel ULL Singlemode Cabled Module, 12x16 duplex LC Propel module on End A to 1x16f MPO/APC non-pinned Singlemode on End B, 192 fiber B2ca Trunk, Method B Enhanced |  | Propel | PPL | Fiber cabled module
PPLUJVRLCUCH |  | Variant of PROPEL-CABLED-MODULES | Propel ULL Multimode OM5 Cabled Module, 3x16 duplex LC Propel module on End A to Stub on End B, 48 fiber LSZH Trunk, Method B Enhanced |  | Propel | PPL | Fiber cabled module
PPLUQVRLCRZR |  | Variant of PROPEL-CABLED-MODULES | Propel ULL Multimode OM5 Cabled Module, 1x16 duplex LC Propel module on End A to 1x16f MPO/APC pinned Multimode on End B, 16 fiber Plenum Patchcord, Method B Enhanced |  | Propel | PPL | Fiber cabled module
PPLA3VFLC2XK |  | Variant of PROPEL-CABLED-MODULES | Propel ULL Multimode OM5 Cabled Module, 3x2f duplex LC Propel module on End A to 1x24f MPO/UPC pinned on End B, 72 fiber B2ca Trunk, Method A |  | Propel | PPL | Fiber cabled module
PPLU3VRLCUCR |  | Variant of PROPEL-CABLED-MODULES | Propel ULL Multimode OM5 Cabled Module, 1x16 duplex LC Propel module on End A to Stub on End B, 16 fiber B2ca Trunk, Method B Enhanced |  | Propel | PPL | Fiber cabled module
PPLUGG8LCUCK |  | Variant of PROPEL-CABLED-MODULES | Propel ULL Singlemode Cabled Module, 9x8 duplex LC Propel module on End A to Stub on End B, 72 fiber Plenum Trunk, Method B Enhanced |  | Propel | PPL | Fiber cabled module
PPLUGV8LCUCN |  | Variant of PROPEL-CABLED-MODULES | Propel ULL Multimode OM5 Cabled Module, 24x8 duplex LC Propel module on End A to Stub on End B, 192 fiber Plenum Trunk, Method B Enhanced |  | Propel | PPL | Fiber cabled module
PPLAJGFLC2PK |  | Variant of PROPEL-CABLED-MODULES | Propel ULL Singlemode Cabled Module, 3x2f duplex LC Propel module on End A to 1x24f MPO/UPC non-pinned on End B, 72 fiber LSZH Trunk, Method A |  | Propel | PPL | Fiber cabled module
PPLUQVRLCUCR |  | Variant of PROPEL-CABLED-MODULES | Propel ULL Multimode OM5 Cabled Module, 1x16 duplex LC Propel module on End A to Stub on End B, 16 fiber Plenum Patchcord, Method B Enhanced |  | Propel | PPL | Fiber cabled module
PPLA3VFLC2XL |  | Variant of PROPEL-CABLED-MODULES | Propel ULL Multimode OM5 Cabled Module, 4x2f duplex LC Propel module on End A to 1x24f MPO/UPC pinned on End B, 96 fiber B2ca Trunk, Method A |  | Propel | PPL | Fiber cabled module
PPLU3VRLCUCS |  | Variant of PROPEL-CABLED-MODULES | Propel ULL Multimode OM5 Cabled Module, 2x16 duplex LC Propel module on End A to Stub on End B, 32 fiber B2ca Trunk, Method B Enhanced |  | Propel | PPL | Fiber cabled module
PPLUJGRLCRPU |  | Variant of PROPEL-CABLED-MODULES | Propel ULL Singlemode Cabled Module, 4x16 duplex LC Propel module on End A to 1x16f MPO/APC non-pinned Singlemode on End B, 64 fiber LSZH Trunk, Method B Enhanced |  | Propel | PPL | Fiber cabled module
PPLU3GRLCRPR |  | Variant of PROPEL-CABLED-MODULES | Propel ULL Singlemode Cabled Module, 1x16 duplex LC Propel module on End A to 1x16f MPO/APC non-pinned Singlemode on End B, 16 fiber B2ca Trunk, Method B Enhanced |  | Propel | PPL | Fiber cabled module
PPLUJVRLCUCM |  | Variant of PROPEL-CABLED-MODULES | Propel ULL Multimode OM5 Cabled Module, 9x16 duplex LC Propel module on End A to Stub on End B, 144 fiber LSZH Trunk, Method B Enhanced |  | Propel | PPL | Fiber cabled module
PPLUJGRLCRXH |  | Variant of PROPEL-CABLED-MODULES | Propel ULL Singlemode Cabled Module, 3x16 duplex LC Propel module on End A to 1x16f MPO/APC pinned Singlemode on End B, 48 fiber LSZH Trunk, Method B Enhanced |  | Propel | PPL | Fiber cabled module
PPLU3GRLCRPS |  | Variant of PROPEL-CABLED-MODULES | Propel ULL Singlemode Cabled Module, 2x16 duplex LC Propel module on End A to 1x16f MPO/APC non-pinned Singlemode on End B, 32 fiber B2ca Trunk, Method B Enhanced |  | Propel | PPL | Fiber cabled module
PPLUJVRLCUCN |  | Variant of PROPEL-CABLED-MODULES | Propel ULL Multimode OM5 Cabled Module, 12x16 duplex LC Propel module on End A to Stub on End B, 192 fiber LSZH Trunk, Method B Enhanced |  | Propel | PPL | Fiber cabled module
PPLAGV8LCQPF |  | Variant of PROPEL-CABLED-MODULES | Propel ULL Multimode OM5 Cabled Module, 3x8 duplex LC Propel module on End A to 1x8f MPO/UPC non-pinned on End B, 24 fiber Plenum Trunk, Method A |  | Propel | PPL | Fiber cabled module
PPLUGXFLCLCK |  | Variant of PROPEL-CABLED-MODULES | Propel ULL Multimode OM4 Cabled Module, 3x2f duplex LC Propel module on End A to 3x24 on End B, 72 fiber Plenum Trunk, Method B Enhanced |  | Propel | PPL | Fiber cabled module
PPLUGG8LCUCN |  | Variant of PROPEL-CABLED-MODULES | Propel ULL Singlemode Cabled Module, 24x8 duplex LC Propel module on End A to Stub on End B, 192 fiber Plenum Trunk, Method B Enhanced |  | Propel | PPL | Fiber cabled module
PPLUGV8LCUCU |  | Variant of PROPEL-CABLED-MODULES | Propel ULL Multimode OM5 Cabled Module, 8x8 duplex LC Propel module on End A to Stub on End B, 64 fiber Plenum Trunk, Method B Enhanced |  | Propel | PPL | Fiber cabled module
PPLAJGFLC2XF |  | Variant of PROPEL-CABLED-MODULES | Propel ULL Singlemode Cabled Module, 1x2f duplex LC Propel module on End A to 1x24f MPO/UPC pinned on End B, 24 fiber LSZH Trunk, Method A |  | Propel | PPL | Fiber cabled module
PPLAQGFLC2PF |  | Variant of PROPEL-CABLED-MODULES | Propel ULL Singlemode Cabled Module, 1x2f duplex LC Propel module on End A to 1x24f MPO/UPC non-pinned on End B, 24 fiber Plenum Patchcord, Method A |  | Propel | PPL | Fiber cabled module
PPLAGV8LCQPH |  | Variant of PROPEL-CABLED-MODULES | Propel ULL Multimode OM5 Cabled Module, 6x8 duplex LC Propel module on End A to 1x8f MPO/UPC non-pinned on End B, 48 fiber Plenum Trunk, Method A |  | Propel | PPL | Fiber cabled module
PPLUGG8LCUCR |  | Variant of PROPEL-CABLED-MODULES | Propel ULL Singlemode Cabled Module, 2x8 duplex LC Propel module on End A to Stub on End B, 16 fiber Plenum Trunk, Method B Enhanced |  | Propel | PPL | Fiber cabled module
PPLA3VRLCRVL |  | Variant of PROPEL-CABLED-MODULES | Propel ULL Multimode OM5 Cabled Module, 6x16 duplex LC Propel module on End A to 1x16f MPO/APC non-pinned Multimode on End B, 96 fiber B2ca Trunk, Method A |  | Propel | PPL | Fiber cabled module
PPLU3X8LCLCF |  | Variant of PROPEL-CABLED-MODULES | Propel ULL Multimode OM4 Cabled Module, 3x8 duplex LC Propel module on End A to 3x8 on End B, 24 fiber B2ca Trunk, Method B Enhanced |  | Propel | PPL | Fiber cabled module
PPLAJGFLC2XH |  | Variant of PROPEL-CABLED-MODULES | Propel ULL Singlemode Cabled Module, 2x2f duplex LC Propel module on End A to 1x24f MPO/UPC pinned on End B, 48 fiber LSZH Trunk, Method A |  | Propel | PPL | Fiber cabled module
PPLUJGRLCRXM |  | Variant of PROPEL-CABLED-MODULES | Propel ULL Singlemode Cabled Module, 9x16 duplex LC Propel module on End A to 1x16f MPO/APC pinned Singlemode on End B, 144 fiber LSZH Trunk, Method B Enhanced |  | Propel | PPL | Fiber cabled module
PPLAQGFLC2XF |  | Variant of PROPEL-CABLED-MODULES | Propel ULL Singlemode Cabled Module, 1x2f duplex LC Propel module on End A to 1x24f MPO/UPC pinned on End B, 24 fiber Plenum Patchcord, Method A |  | Propel | PPL | Fiber cabled module
PPLUGXFLCLCM |  | Variant of PROPEL-CABLED-MODULES | Propel ULL Multimode OM4 Cabled Module, 6x2f duplex LC Propel module on End A to 6x24 on End B, 144 fiber Plenum Trunk, Method B Enhanced |  | Propel | PPL | Fiber cabled module
PPLU3GRLCRXL |  | Variant of PROPEL-CABLED-MODULES | Propel ULL Singlemode Cabled Module, 6x16 duplex LC Propel module on End A to 1x16f MPO/APC pinned Singlemode on End B, 96 fiber B2ca Trunk, Method B Enhanced |  | Propel | PPL | Fiber cabled module
PPLAJGFLC2XK |  | Variant of PROPEL-CABLED-MODULES | Propel ULL Singlemode Cabled Module, 3x2f duplex LC Propel module on End A to 1x24f MPO/UPC pinned on End B, 72 fiber LSZH Trunk, Method A |  | Propel | PPL | Fiber cabled module
PPLUJVRLCUCS |  | Variant of PROPEL-CABLED-MODULES | Propel ULL Multimode OM5 Cabled Module, 2x16 duplex LC Propel module on End A to Stub on End B, 32 fiber LSZH Trunk, Method B Enhanced |  | Propel | PPL | Fiber cabled module
PPLA3VRLCRVN |  | Variant of PROPEL-CABLED-MODULES | Propel ULL Multimode OM5 Cabled Module, 12x16 duplex LC Propel module on End A to 1x16f MPO/APC non-pinned Multimode on End B, 192 fiber B2ca Trunk, Method A |  | Propel | PPL | Fiber cabled module
PPLUQXDLCLCD |  | Variant of PROPEL-CABLED-MODULES | Propel ULL Multimode OM4 Cabled Module, 1x12 duplex LC Propel module on End A to 1x12 on End B, 12 fiber Plenum Patchcord, Method B Enhanced |  | Propel | PPL | Fiber cabled module
PPLUGXFLCUCF |  | Variant of PROPEL-CABLED-MODULES | Propel ULL Multimode OM4 Cabled Module, 1x24f duplex LC Propel module on End A to Stub on End B, 24 fiber Plenum Trunk, Method B Enhanced |  | Propel | PPL | Fiber cabled module
PPLUGG8LCUCU |  | Variant of PROPEL-CABLED-MODULES | Propel ULL Singlemode Cabled Module, 8x8 duplex LC Propel module on End A to Stub on End B, 64 fiber Plenum Trunk, Method B Enhanced |  | Propel | PPL | Fiber cabled module
PPLUGVDLCLCG |  | Variant of PROPEL-CABLED-MODULES | Propel ULL Multimode OM5 Cabled Module, 3x12 duplex LC Propel module on End A to 3x12 on End B, 36 fiber Plenum Trunk, Method B Enhanced |  | Propel | PPL | Fiber cabled module
PPLUJGRLCRXQ |  | Variant of PROPEL-CABLED-MODULES | Propel ULL Singlemode Cabled Module, 8x16 duplex LC Propel module on End A to 1x16f MPO/APC pinned Singlemode on End B, 128 fiber LSZH Trunk, Method B Enhanced |  | Propel | PPL | Fiber cabled module
PPLAQGFSN2XF |  | Variant of PROPEL-CABLED-MODULES | Propel ULL Singlemode Cabled Module, 1x2f duplex SN Propel module on End A to 1x24 on End B, 24 fiber Plenum Patchcord, Method A |  | Propel | PPL | Fiber cabled module
PPLA3VRLCRVQ |  | Variant of PROPEL-CABLED-MODULES | Propel ULL Multimode OM5 Cabled Module, 8x16 duplex LC Propel module on End A to 1x16f MPO/APC non-pinned Multimode on End B, 128 fiber B2ca Trunk, Method A |  | Propel | PPL | Fiber cabled module
PPLUQXDLCMPD |  | Variant of PROPEL-CABLED-MODULES | Propel ULL Multimode OM4 Cabled Module, 1x12 duplex LC Propel module on End A to 1x12f MPO/UPC non-pinned on End B, 12 fiber Plenum Patchcord, Method B Enhanced |  | Propel | PPL | Fiber cabled module
PPLU3X8LCLCL |  | Variant of PROPEL-CABLED-MODULES | Propel ULL Multimode OM4 Cabled Module, 12x8 duplex LC Propel module on End A to 12x8 on End B, 96 fiber B2ca Trunk, Method B Enhanced |  | Propel | PPL | Fiber cabled module
PPLUGVDLCLCH |  | Variant of PROPEL-CABLED-MODULES | Propel ULL Multimode OM5 Cabled Module, 4x12 duplex LC Propel module on End A to 4x12 on End B, 48 fiber Plenum Trunk, Method B Enhanced |  | Propel | PPL | Fiber cabled module
PPLUGXFLCUCH |  | Variant of PROPEL-CABLED-MODULES | Propel ULL Multimode OM4 Cabled Module, 2x24f duplex LC Propel module on End A to Stub on End B, 48 fiber Plenum Trunk, Method B Enhanced |  | Propel | PPL | Fiber cabled module
PPLU3GRLCRXN |  | Variant of PROPEL-CABLED-MODULES | Propel ULL Singlemode Cabled Module, 12x16 duplex LC Propel module on End A to 1x16f MPO/APC pinned Singlemode on End B, 192 fiber B2ca Trunk, Method B Enhanced |  | Propel | PPL | Fiber cabled module
PPLUJGRLCRXR |  | Variant of PROPEL-CABLED-MODULES | Propel ULL Singlemode Cabled Module, 1x16 duplex LC Propel module on End A to 1x16f MPO/APC pinned Singlemode on End B, 16 fiber LSZH Trunk, Method B Enhanced |  | Propel | PPL | Fiber cabled module
PPLAJGFLC2XM |  | Variant of PROPEL-CABLED-MODULES | Propel ULL Singlemode Cabled Module, 6x2f duplex LC Propel module on End A to 1x24f MPO/UPC pinned on End B, 144 fiber LSZH Trunk, Method A |  | Propel | PPL | Fiber cabled module
PPLUJX8LCLC8 |  | Variant of PROPEL-CABLED-MODULES | Propel ULL Multimode OM4 Cabled Module, 1x8 duplex LC Propel module on End A to 1x8 on End B, 8 fiber LSZH Trunk, Method B Enhanced |  | Propel | PPL | Fiber cabled module
PPLU3X8LCLCM |  | Variant of PROPEL-CABLED-MODULES | Propel ULL Multimode OM4 Cabled Module, 18x8 duplex LC Propel module on End A to 18x8 on End B, 144 fiber B2ca Trunk, Method B Enhanced |  | Propel | PPL | Fiber cabled module
PPLAGV8LCQPN |  | Variant of PROPEL-CABLED-MODULES | Propel ULL Multimode OM5 Cabled Module, 24x8 duplex LC Propel module on End A to 1x8f MPO/UPC non-pinned on End B, 192 fiber Plenum Trunk, Method A |  | Propel | PPL | Fiber cabled module
PPLUQXDLCMXD |  | Variant of PROPEL-CABLED-MODULES | Propel ULL Multimode OM4 Cabled Module, 1x12 duplex LC Propel module on End A to 1x12f MPO/UPC pinned on End B, 12 fiber Plenum Patchcord, Method B Enhanced |  | Propel | PPL | Fiber cabled module
PPLA3VRLCRVR |  | Variant of PROPEL-CABLED-MODULES | Propel ULL Multimode OM5 Cabled Module, 1x16 duplex LC Propel module on End A to 1x16f MPO/APC non-pinned Multimode on End B, 16 fiber B2ca Trunk, Method A |  | Propel | PPL | Fiber cabled module
PPLUGXFLCUCK |  | Variant of PROPEL-CABLED-MODULES | Propel ULL Multimode OM4 Cabled Module, 3x24f duplex LC Propel module on End A to Stub on End B, 72 fiber Plenum Trunk, Method B Enhanced |  | Propel | PPL | Fiber cabled module
PPLUGGDLCLCF |  | Variant of PROPEL-CABLED-MODULES | Propel ULL Singlemode Cabled Module, 2x12 duplex LC Propel module on End A to 2x12 on End B, 24 fiber Plenum Trunk, Method B Enhanced |  | Propel | PPL | Fiber cabled module
PPLUJGRLCRXS |  | Variant of PROPEL-CABLED-MODULES | Propel ULL Singlemode Cabled Module, 2x16 duplex LC Propel module on End A to 1x16f MPO/APC pinned Singlemode on End B, 32 fiber LSZH Trunk, Method B Enhanced |  | Propel | PPL | Fiber cabled module
PPLAQGRLCRXR |  | Variant of PROPEL-CABLED-MODULES | Propel ULL Singlemode Cabled Module, 1x16 duplex LC Propel module on End A to 1x16f MPO/APC pinned Singlemode on End B, 16 fiber Plenum Patchcord, Method A |  | Propel | PPL | Fiber cabled module
PPLUQXDLCUCD |  | Variant of PROPEL-CABLED-MODULES | Propel ULL Multimode OM4 Cabled Module, 1x12 duplex LC Propel module on End A to Stub on End B, 12 fiber Plenum Patchcord, Method B Enhanced |  | Propel | PPL | Fiber cabled module
PPLU3X8LCLCN |  | Variant of PROPEL-CABLED-MODULES | Propel ULL Multimode OM4 Cabled Module, 24x8 duplex LC Propel module on End A to 24x8 on End B, 192 fiber B2ca Trunk, Method B Enhanced |  | Propel | PPL | Fiber cabled module
PPLA3VRLCRVS |  | Variant of PROPEL-CABLED-MODULES | Propel ULL Multimode OM5 Cabled Module, 2x16 duplex LC Propel module on End A to 1x16f MPO/APC non-pinned Multimode on End B, 32 fiber B2ca Trunk, Method A |  | Propel | PPL | Fiber cabled module
PPLAGV8LCQPR |  | Variant of PROPEL-CABLED-MODULES | Propel ULL Multimode OM5 Cabled Module, 2x8 duplex LC Propel module on End A to 1x8f MPO/UPC non-pinned on End B, 16 fiber Plenum Trunk, Method A |  | Propel | PPL | Fiber cabled module
PPLUGXFLCUCL |  | Variant of PROPEL-CABLED-MODULES | Propel ULL Multimode OM4 Cabled Module, 4x24f duplex LC Propel module on End A to Stub on End B, 96 fiber Plenum Trunk, Method B Enhanced |  | Propel | PPL | Fiber cabled module
PPLUGGDLCLCG |  | Variant of PROPEL-CABLED-MODULES | Propel ULL Singlemode Cabled Module, 3x12 duplex LC Propel module on End A to 3x12 on End B, 36 fiber Plenum Trunk, Method B Enhanced |  | Propel | PPL | Fiber cabled module
PPLU3GRLCRXR |  | Variant of PROPEL-CABLED-MODULES | Propel ULL Singlemode Cabled Module, 1x16 duplex LC Propel module on End A to 1x16f MPO/APC pinned Singlemode on End B, 16 fiber B2ca Trunk, Method B Enhanced |  | Propel | PPL | Fiber cabled module
PPLUGVDLCLCL |  | Variant of PROPEL-CABLED-MODULES | Propel ULL Multimode OM5 Cabled Module, 8x12 duplex LC Propel module on End A to 8x12 on End B, 96 fiber Plenum Trunk, Method B Enhanced |  | Propel | PPL | Fiber cabled module
PPLU3X8LCLCR |  | Variant of PROPEL-CABLED-MODULES | Propel ULL Multimode OM4 Cabled Module, 2x8 duplex LC Propel module on End A to 2x8 on End B, 16 fiber B2ca Trunk, Method B Enhanced |  | Propel | PPL | Fiber cabled module
PPLAQGRSNRPR |  | Variant of PROPEL-CABLED-MODULES | Propel ULL Singlemode Cabled Module, 1x16 duplex SN Propel module on End A to 1x16 on End B, 16 fiber Plenum Patchcord, Method A |  | Propel | PPL | Fiber cabled module
PPLAGV8LCQPS |  | Variant of PROPEL-CABLED-MODULES | Propel ULL Multimode OM5 Cabled Module, 4x8 duplex LC Propel module on End A to 1x8f MPO/UPC non-pinned on End B, 32 fiber Plenum Trunk, Method A |  | Propel | PPL | Fiber cabled module
PPLUQXFLC2PF |  | Variant of PROPEL-CABLED-MODULES | Propel ULL Multimode OM4 Cabled Module, 1x24 duplex LC Propel module on End A to 1x24f MPO/UPC non-pinned on End B, 24 fiber Plenum Patchcord, Method B Enhanced |  | Propel | PPL | Fiber cabled module
PPLAJGFSN2PK |  | Variant of PROPEL-CABLED-MODULES | Propel ULL Singlemode Cabled Module, 3x2f duplex SN Propel module on End A to 3x24 on End B, 72 fiber LSZH Trunk, Method A |  | Propel | PPL | Fiber cabled module
PPLU3GRLCRXS |  | Variant of PROPEL-CABLED-MODULES | Propel ULL Singlemode Cabled Module, 2x16 duplex LC Propel module on End A to 1x16f MPO/APC pinned Singlemode on End B, 32 fiber B2ca Trunk, Method B Enhanced |  | Propel | PPL | Fiber cabled module
PPLUGGDLCLCH |  | Variant of PROPEL-CABLED-MODULES | Propel ULL Singlemode Cabled Module, 4x12 duplex LC Propel module on End A to 4x12 on End B, 48 fiber Plenum Trunk, Method B Enhanced |  | Propel | PPL | Fiber cabled module
PPLUJGRLCUCH |  | Variant of PROPEL-CABLED-MODULES | Propel ULL Singlemode Cabled Module, 3x16 duplex LC Propel module on End A to Stub on End B, 48 fiber LSZH Trunk, Method B Enhanced |  | Propel | PPL | Fiber cabled module
PPLUGVDLCLCM |  | Variant of PROPEL-CABLED-MODULES | Propel ULL Multimode OM5 Cabled Module, 12x12 duplex LC Propel module on End A to 12x12 on End B, 144 fiber Plenum Trunk, Method B Enhanced |  | Propel | PPL | Fiber cabled module
PPLU3X8LCLCS |  | Variant of PROPEL-CABLED-MODULES | Propel ULL Multimode OM4 Cabled Module, 4x8 duplex LC Propel module on End A to 4x8 on End B, 32 fiber B2ca Trunk, Method B Enhanced |  | Propel | PPL | Fiber cabled module
PPLAGV8LCQPU |  | Variant of PROPEL-CABLED-MODULES | Propel ULL Multimode OM5 Cabled Module, 8x8 duplex LC Propel module on End A to 1x8f MPO/UPC non-pinned on End B, 64 fiber Plenum Trunk, Method A |  | Propel | PPL | Fiber cabled module
PPLA3VRLCRZH |  | Variant of PROPEL-CABLED-MODULES | Propel ULL Multimode OM5 Cabled Module, 3x16 duplex LC Propel module on End A to 1x16f MPO/APC pinned Multimode on End B, 48 fiber B2ca Trunk, Method A |  | Propel | PPL | Fiber cabled module
PPLUGXRLCLCH |  | Variant of PROPEL-CABLED-MODULES | Propel ULL Multimode OM4 Cabled Module, 3x16 duplex LC Propel module on End A to 3x16 on End B, 48 fiber Plenum Trunk, Method B Enhanced |  | Propel | PPL | Fiber cabled module
PPLUQXFLC2XF |  | Variant of PROPEL-CABLED-MODULES | Propel ULL Multimode OM4 Cabled Module, 1x24 duplex LC Propel module on End A to 1x24f MPO/UPC pinned on End B, 24 fiber Plenum Patchcord, Method B Enhanced |  | Propel | PPL | Fiber cabled module
PPLAJGFSN2PL |  | Variant of PROPEL-CABLED-MODULES | Propel ULL Singlemode Cabled Module, 4x2f duplex SN Propel module on End A to 4x24 on End B, 96 fiber LSZH Trunk, Method A |  | Propel | PPL | Fiber cabled module
PPLU3GRLCRXU |  | Variant of PROPEL-CABLED-MODULES | Propel ULL Singlemode Cabled Module, 4x16 duplex LC Propel module on End A to 1x16f MPO/APC pinned Singlemode on End B, 64 fiber B2ca Trunk, Method B Enhanced |  | Propel | PPL | Fiber cabled module
PPLU3X8LCLCU |  | Variant of PROPEL-CABLED-MODULES | Propel ULL Multimode OM4 Cabled Module, 8x8 duplex LC Propel module on End A to 8x8 on End B, 64 fiber B2ca Trunk, Method B Enhanced |  | Propel | PPL | Fiber cabled module
PPLAQV8LCQP8 |  | Variant of PROPEL-CABLED-MODULES | Propel ULL Multimode OM5 Cabled Module, 1x8 duplex LC Propel module on End A to 1x8f MPO/UPC non-pinned on End B, 8 fiber Plenum Patchcord, Method A |  | Propel | PPL | Fiber cabled module
PPLUGGDLCLCL |  | Variant of PROPEL-CABLED-MODULES | Propel ULL Singlemode Cabled Module, 8x12 duplex LC Propel module on End A to 8x12 on End B, 96 fiber Plenum Trunk, Method B Enhanced |  | Propel | PPL | Fiber cabled module
PPLAJGFSN2PM |  | Variant of PROPEL-CABLED-MODULES | Propel ULL Singlemode Cabled Module, 6x2f duplex SN Propel module on End A to 6x24 on End B, 144 fiber LSZH Trunk, Method A |  | Propel | PPL | Fiber cabled module
PPLU3X8LCQP8 |  | Variant of PROPEL-CABLED-MODULES | Propel ULL Multimode OM4 Cabled Module, 1x8 duplex LC Propel module on End A to 1x8f MPO/UPC non-pinned on End B, 8 fiber B2ca Trunk, Method B Enhanced |  | Propel | PPL | Fiber cabled module
PPLAGV8LCQXF |  | Variant of PROPEL-CABLED-MODULES | Propel ULL Multimode OM5 Cabled Module, 3x8 duplex LC Propel module on End A to 1x8f MPO/UPC pinned on End B, 24 fiber Plenum Trunk, Method A |  | Propel | PPL | Fiber cabled module
PPLAQV8LCQX8 |  | Variant of PROPEL-CABLED-MODULES | Propel ULL Multimode OM5 Cabled Module, 1x8 duplex LC Propel module on End A to 1x8f MPO/UPC pinned on End B, 8 fiber Plenum Patchcord, Method A |  | Propel | PPL | Fiber cabled module
PPLUGGDLCLCM |  | Variant of PROPEL-CABLED-MODULES | Propel ULL Singlemode Cabled Module, 12x12 duplex LC Propel module on End A to 12x12 on End B, 144 fiber Plenum Trunk, Method B Enhanced |  | Propel | PPL | Fiber cabled module
PPLUQXFLCUCF |  | Variant of PROPEL-CABLED-MODULES | Propel ULL Multimode OM4 Cabled Module, 1x24f duplex LC Propel module on End A to Stub on End B, 24 fiber Plenum Patchcord, Method B Enhanced |  | Propel | PPL | Fiber cabled module
PPLA3VRLCRZM |  | Variant of PROPEL-CABLED-MODULES | Propel ULL Multimode OM5 Cabled Module, 9x16 duplex LC Propel module on End A to 1x16f MPO/APC pinned Multimode on End B, 144 fiber B2ca Trunk, Method A |  | Propel | PPL | Fiber cabled module
PPLAJGFSN2XF |  | Variant of PROPEL-CABLED-MODULES | Propel ULL Singlemode Cabled Module, 1x2f duplex SN Propel module on End A to 1x24 on End B, 24 fiber LSZH Trunk, Method A |  | Propel | PPL | Fiber cabled module
PPLUJX8LCLCN |  | Variant of PROPEL-CABLED-MODULES | Propel ULL Multimode OM4 Cabled Module, 24x8 duplex LC Propel module on End A to 24x8 on End B, 192 fiber LSZH Trunk, Method B Enhanced |  | Propel | PPL | Fiber cabled module
PPLUGXRLCLCN |  | Variant of PROPEL-CABLED-MODULES | Propel ULL Multimode OM4 Cabled Module, 12x16 duplex LC Propel module on End A to 12x16 on End B, 192 fiber Plenum Trunk, Method B Enhanced |  | Propel | PPL | Fiber cabled module
PPLUQXRLCLCR |  | Variant of PROPEL-CABLED-MODULES | Propel ULL Multimode OM4 Cabled Module, 1x16 duplex LC Propel module on End A to 1x16 on End B, 16 fiber Plenum Patchcord, Method B Enhanced |  | Propel | PPL | Fiber cabled module
PPLUGGDLCLCN |  | Variant of PROPEL-CABLED-MODULES | Propel ULL Singlemode Cabled Module, 16x12 duplex LC Propel module on End A to 16x12 on End B, 192 fiber Plenum Trunk, Method B Enhanced |  | Propel | PPL | Fiber cabled module
PPLUJX8LCLCR |  | Variant of PROPEL-CABLED-MODULES | Propel ULL Multimode OM4 Cabled Module, 2x8 duplex LC Propel module on End A to 2x8 on End B, 16 fiber LSZH Trunk, Method B Enhanced |  | Propel | PPL | Fiber cabled module
PPLAJGFSN2XH |  | Variant of PROPEL-CABLED-MODULES | Propel ULL Singlemode Cabled Module, 2x2f duplex SN Propel module on End A to 2x24 on End B, 48 fiber LSZH Trunk, Method A |  | Propel | PPL | Fiber cabled module
PPLAGV8LCQXK |  | Variant of PROPEL-CABLED-MODULES | Propel ULL Multimode OM5 Cabled Module, 9x8 duplex LC Propel module on End A to 1x8f MPO/UPC pinned on End B, 72 fiber Plenum Trunk, Method A |  | Propel | PPL | Fiber cabled module
PPLUQXRLCRVR |  | Variant of PROPEL-CABLED-MODULES | Propel ULL Multimode OM4 Cabled Module, 1x16 duplex LC Propel module on End A to 1x16f MPO/APC non-pinned Multimode on End B, 16 fiber Plenum Patchcord, Method B Enhanced |  | Propel | PPL | Fiber cabled module
PPLUJGRLCUCR |  | Variant of PROPEL-CABLED-MODULES | Propel ULL Singlemode Cabled Module, 1x16 duplex LC Propel module on End A to Stub on End B, 16 fiber LSZH Trunk, Method B Enhanced |  | Propel | PPL | Fiber cabled module
PPLUGVDLCMPG |  | Variant of PROPEL-CABLED-MODULES | Propel ULL Multimode OM5 Cabled Module, 3x12 duplex LC Propel module on End A to 1x12f MPO/UPC non-pinned on End B, 36 fiber Plenum Trunk, Method B Enhanced |  | Propel | PPL | Fiber cabled module
PPLU3X8LCQPK |  | Variant of PROPEL-CABLED-MODULES | Propel ULL Multimode OM4 Cabled Module, 9x8 duplex LC Propel module on End A to 1x8f MPO/UPC non-pinned on End B, 72 fiber B2ca Trunk, Method B Enhanced |  | Propel | PPL | Fiber cabled module
PPLUGXRLCLCR |  | Variant of PROPEL-CABLED-MODULES | Propel ULL Multimode OM4 Cabled Module, 1x16 duplex LC Propel module on End A to 1x16 on End B, 16 fiber Plenum Trunk, Method B Enhanced |  | Propel | PPL | Fiber cabled module
PPLUQXRLCRZR |  | Variant of PROPEL-CABLED-MODULES | Propel ULL Multimode OM4 Cabled Module, 1x16 duplex LC Propel module on End A to 1x16f MPO/APC pinned Multimode on End B, 16 fiber Plenum Patchcord, Method B Enhanced |  | Propel | PPL | Fiber cabled module
PPLUJGRLCUCS |  | Variant of PROPEL-CABLED-MODULES | Propel ULL Singlemode Cabled Module, 2x16 duplex LC Propel module on End A to Stub on End B, 32 fiber LSZH Trunk, Method B Enhanced |  | Propel | PPL | Fiber cabled module
PPLUGVDLCMPH |  | Variant of PROPEL-CABLED-MODULES | Propel ULL Multimode OM5 Cabled Module, 4x12 duplex LC Propel module on End A to 1x12f MPO/UPC non-pinned on End B, 48 fiber Plenum Trunk, Method B Enhanced |  | Propel | PPL | Fiber cabled module
PPLUGGDLCMPD |  | Variant of PROPEL-CABLED-MODULES | Propel ULL Singlemode Cabled Module, 1x12 duplex LC Propel module on End A to 1x12f MPO/UPC non-pinned on End B, 12 fiber Plenum Trunk, Method B Enhanced |  | Propel | PPL | Fiber cabled module
PPLAQVFLC2PF |  | Variant of PROPEL-CABLED-MODULES | Propel ULL Multimode OM5 Cabled Module, 1x2f duplex LC Propel module on End A to 1x24f MPO/UPC non-pinned on End B, 24 fiber Plenum Patchcord, Method A |  | Propel | PPL | Fiber cabled module
PPLA3VRLCRZR |  | Variant of PROPEL-CABLED-MODULES | Propel ULL Multimode OM5 Cabled Module, 1x16 duplex LC Propel module on End A to 1x16f MPO/APC pinned Multimode on End B, 16 fiber B2ca Trunk, Method A |  | Propel | PPL | Fiber cabled module
PPLUGVDLCMPK |  | Variant of PROPEL-CABLED-MODULES | Propel ULL Multimode OM5 Cabled Module, 6x12 duplex LC Propel module on End A to 1x12f MPO/UPC non-pinned on End B, 72 fiber Plenum Trunk, Method B Enhanced |  | Propel | PPL | Fiber cabled module
PPLU3GRLCUCR |  | Variant of PROPEL-CABLED-MODULES | Propel ULL Singlemode Cabled Module, 1x16 duplex LC Propel module on End A to Stub on End B, 16 fiber B2ca Trunk, Method B Enhanced |  | Propel | PPL | Fiber cabled module
PPLAQVFLC2XF |  | Variant of PROPEL-CABLED-MODULES | Propel ULL Multimode OM5 Cabled Module, 1x24 duplex LC Propel module on End A to 1x24f MPO/UPC pinned on End B, 24 fiber Plenum Patchcord, Method A |  | Propel | PPL | Fiber cabled module
PPLUJGRLCUCU |  | Variant of PROPEL-CABLED-MODULES | Propel ULL Singlemode Cabled Module, 4x16 duplex LC Propel module on End A to Stub on End B, 64 fiber LSZH Trunk, Method B Enhanced |  | Propel | PPL | Fiber cabled module
PPLA3VRLCRZS |  | Variant of PROPEL-CABLED-MODULES | Propel ULL Multimode OM5 Cabled Module, 2x16 duplex LC Propel module on End A to 1x16f MPO/APC pinned Multimode on End B, 32 fiber B2ca Trunk, Method A |  | Propel | PPL | Fiber cabled module
PPLU3X8LCQPM |  | Variant of PROPEL-CABLED-MODULES | Propel ULL Multimode OM4 Cabled Module, 18x8 duplex LC Propel module on End A to 1x8f MPO/UPC non-pinned on End B, 144 fiber B2ca Trunk, Method B Enhanced |  | Propel | PPL | Fiber cabled module
PPLUJX8LCQP8 |  | Variant of PROPEL-CABLED-MODULES | Propel ULL Multimode OM4 Cabled Module, 1x8 duplex LC Propel module on End A to 1x8f MPO/UPC non-pinned on End B, 8 fiber LSZH Trunk, Method B Enhanced |  | Propel | PPL | Fiber cabled module
PPLAJGFSN2XM |  | Variant of PROPEL-CABLED-MODULES | Propel ULL Singlemode Cabled Module, 6x2f duplex SN Propel module on End A to 6x24 on End B, 144 fiber LSZH Trunk, Method A |  | Propel | PPL | Fiber cabled module
PPLUGGDLCMPG |  | Variant of PROPEL-CABLED-MODULES | Propel ULL Singlemode Cabled Module, 3x12 duplex LC Propel module on End A to 1x12f MPO/UPC non-pinned on End B, 36 fiber Plenum Trunk, Method B Enhanced |  | Propel | PPL | Fiber cabled module
PPLUGVDLCMPL |  | Variant of PROPEL-CABLED-MODULES | Propel ULL Multimode OM5 Cabled Module, 8x12 duplex LC Propel module on End A to 1x12f MPO/UPC non-pinned on End B, 96 fiber Plenum Trunk, Method B Enhanced |  | Propel | PPL | Fiber cabled module
PPLURG8LCLC8 |  | Variant of PROPEL-CABLED-MODULES | Propel ULL Singlemode Cabled Module, 1x8 duplex LC Propel module on End A to 1x8 on End B, 8 fiber LSZH Patchcord, Method B Enhanced |  | Propel | PPL | Fiber cabled module
PPLAQVRLCRVR |  | Variant of PROPEL-CABLED-MODULES | Propel ULL Multimode OM5 Cabled Module, 1x16 duplex LC Propel module on End A to 1x16f MPO/APC non-pinned Multimode on End B, 16 fiber Plenum Patchcord, Method A |  | Propel | PPL | Fiber cabled module
PPLUJGRSNRPH |  | Variant of PROPEL-CABLED-MODULES | Propel ULL Singlemode Cabled Module, 3x16 duplex SN Propel module on End A to 3x16 on End B, 48 fiber LSZH Trunk, Method B Enhanced |  | Propel | PPL | Fiber cabled module
PPLAGV8LCQXR |  | Variant of PROPEL-CABLED-MODULES | Propel ULL Multimode OM5 Cabled Module, 2x8 duplex LC Propel module on End A to 1x8f MPO/UPC pinned on End B, 16 fiber Plenum Trunk, Method A |  | Propel | PPL | Fiber cabled module
PPLU3X8LCQPN |  | Variant of PROPEL-CABLED-MODULES | Propel ULL Multimode OM4 Cabled Module, 24x8 duplex LC Propel module on End A to 1x8f MPO/UPC non-pinned on End B, 192 fiber B2ca Trunk, Method B Enhanced |  | Propel | PPL | Fiber cabled module
PPLAJGRLCRPH |  | Variant of PROPEL-CABLED-MODULES | Propel ULL Singlemode Cabled Module, 3x16 duplex LC Propel module on End A to 1x16f MPO/APC non-pinned Singlemode on End B, 48 fiber LSZH Trunk, Method A |  | Propel | PPL | Fiber cabled module
PPLU3GRLCUCU |  | Variant of PROPEL-CABLED-MODULES | Propel ULL Singlemode Cabled Module, 4x16 duplex LC Propel module on End A to Stub on End B, 64 fiber B2ca Trunk, Method B Enhanced |  | Propel | PPL | Fiber cabled module
PPLUJGRSNRPL |  | Variant of PROPEL-CABLED-MODULES | Propel ULL Singlemode Cabled Module, 6x16 duplex SN Propel module on End A to 6x16 on End B, 96 fiber LSZH Trunk, Method B Enhanced |  | Propel | PPL | Fiber cabled module
PPLA3X8LCQP8 |  | Variant of PROPEL-CABLED-MODULES | Propel ULL Multimode OM4 Cabled Module, 1x8 duplex LC Propel module on End A to 1x8f MPO/UPC non-pinned on End B, 8 fiber B2ca Trunk, Method A |  | Propel | PPL | Fiber cabled module
PPLU3G8LCLCF |  | Variant of PROPEL-CABLED-MODULES | Propel ULL Singlemode Cabled Module, 3x8 duplex LC Propel module on End A to 3x8 on End B, 24 fiber B2ca Trunk, Method B Enhanced |  | Propel | PPL | Fiber cabled module
PPLUJGRSNUCU |  | Variant of PROPEL-CABLED-MODULES | Propel ULL Singlemode Cabled Module, 4x16 duplex SN Propel module on End A to 4x16 on End B, 64 fiber LSZH Trunk, Method B Enhanced |  | Propel | PPL | Fiber cabled module
PPLAGVFLC2XL |  | Variant of PROPEL-CABLED-MODULES | Propel ULL Multimode OM5 Cabled Module, 4x2f duplex LC Propel module on End A to 1x24f MPO/UPC pinned on End B, 96 fiber Plenum Trunk, Method A |  | Propel | PPL | Fiber cabled module
PPLU3GRSNUCR |  | Variant of PROPEL-CABLED-MODULES | Propel ULL Singlemode Cabled Module, 1x16 duplex SN Propel module on End A to 1x16 on End B, 16 fiber B2ca Trunk, Method B Enhanced |  | Propel | PPL | Fiber cabled module
PPLAJV8LCQPK |  | Variant of PROPEL-CABLED-MODULES | Propel ULL Multimode OM5 Cabled Module, 9x8 duplex LC Propel module on End A to 1x8f MPO/UPC non-pinned on End B, 72 fiber LSZH Trunk, Method A |  | Propel | PPL | Fiber cabled module
PPLUGGFLCUCF |  | Variant of PROPEL-CABLED-MODULES | Propel ULL Singlemode Cabled Module, 1x2f duplex LC Propel module on End A to Stub on End B, 24 fiber Plenum Trunk, Method B Enhanced |  | Propel | PPL | Fiber cabled module
PPLUGVFLCLCF |  | Variant of PROPEL-CABLED-MODULES | Propel ULL Multimode OM5 Cabled Module, 1x24f duplex LC Propel module on End A to 1x24 on End B, 24 fiber Plenum Trunk, Method B Enhanced |  | Propel | PPL | Fiber cabled module
PPLA3G8LCQPM |  | Variant of PROPEL-CABLED-MODULES | Propel ULL Singlemode Cabled Module, 18x8 duplex LC Propel module on End A to 1x8f MPO/UPC non-pinned on End B, 144 fiber B2ca Trunk, Method A |  | Propel | PPL | Fiber cabled module
PPLUJV8LCLC8 |  | Variant of PROPEL-CABLED-MODULES | Propel ULL Multimode OM5 Cabled Module, 1x8 duplex LC Propel module on End A to 1x8 on End B, 8 fiber LSZH Trunk, Method B Enhanced |  | Propel | PPL | Fiber cabled module
PPLU3XDLCLCF |  | Variant of PROPEL-CABLED-MODULES | Propel ULL Multimode OM4 Cabled Module, 2x12 duplex LC Propel module on End A to 2x12 on End B, 24 fiber B2ca Trunk, Method B Enhanced |  | Propel | PPL | Fiber cabled module
PPLAJV8LCQPL |  | Variant of PROPEL-CABLED-MODULES | Propel ULL Multimode OM5 Cabled Module, 12x8 duplex LC Propel module on End A to 1x8f MPO/UPC non-pinned on End B, 96 fiber LSZH Trunk, Method A |  | Propel | PPL | Fiber cabled module
PPLUGGFLCUCH |  | Variant of PROPEL-CABLED-MODULES | Propel ULL Singlemode Cabled Module, 2x2f duplex LC Propel module on End A to Stub on End B, 48 fiber Plenum Trunk, Method B Enhanced |  | Propel | PPL | Fiber cabled module
PPLA3XDLCMPM |  | Variant of PROPEL-CABLED-MODULES | Propel ULL Multimode OM4 Cabled Module, 12x12 duplex LC Propel module on End A to 1x12f MPO/UPC non-pinned on End B, 144 fiber B2ca Trunk, Method A |  | Propel | PPL | Fiber cabled module
PPLUJG8LCLCN |  | Variant of PROPEL-CABLED-MODULES | Propel ULL Singlemode Cabled Module, 24x8 duplex LC Propel module on End A to 24x8 on End B, 192 fiber LSZH Trunk, Method B Enhanced |  | Propel | PPL | Fiber cabled module
PPLUJV8LCLCF |  | Variant of PROPEL-CABLED-MODULES | Propel ULL Multimode OM5 Cabled Module, 3x8 duplex LC Propel module on End A to 3x8 on End B, 24 fiber LSZH Trunk, Method B Enhanced |  | Propel | PPL | Fiber cabled module
PPLUJXDLCMPD |  | Variant of PROPEL-CABLED-MODULES | Propel ULL Multimode OM4 Cabled Module, 1x12 duplex LC Propel module on End A to 1x12f MPO/UPC non-pinned on End B, 12 fiber LSZH Trunk, Method B Enhanced |  | Propel | PPL | Fiber cabled module
PPLU3G8LCLCL |  | Variant of PROPEL-CABLED-MODULES | Propel ULL Singlemode Cabled Module, 12x8 duplex LC Propel module on End A to 12x8 on End B, 96 fiber B2ca Trunk, Method B Enhanced |  | Propel | PPL | Fiber cabled module
PPLA3XDLCMPN |  | Variant of PROPEL-CABLED-MODULES | Propel ULL Multimode OM4 Cabled Module, 16x12 duplex LC Propel module on End A to 1x12f MPO/UPC non-pinned on End B, 192 fiber B2ca Trunk, Method A |  | Propel | PPL | Fiber cabled module
PPLUJV8LCLCH |  | Variant of PROPEL-CABLED-MODULES | Propel ULL Multimode OM5 Cabled Module, 6x8 duplex LC Propel module on End A to 6x8 on End B, 48 fiber LSZH Trunk, Method B Enhanced |  | Propel | PPL | Fiber cabled module
PPLUGGFLCUCK |  | Variant of PROPEL-CABLED-MODULES | Propel ULL Singlemode Cabled Module, 3x2f duplex LC Propel module on End A to Stub on End B, 72 fiber Plenum Trunk, Method B Enhanced |  | Propel | PPL | Fiber cabled module
PPLUGVFLCLCH |  | Variant of PROPEL-CABLED-MODULES | Propel ULL Multimode OM5 Cabled Module, 2x2f duplex LC Propel module on End A to 2x24 on End B, 48 fiber Plenum Trunk, Method B Enhanced |  | Propel | PPL | Fiber cabled module
PPLU3XDLCLCH |  | Variant of PROPEL-CABLED-MODULES | Propel ULL Multimode OM4 Cabled Module, 4x12 duplex LC Propel module on End A to 4x12 on End B, 48 fiber B2ca Trunk, Method B Enhanced |  | Propel | PPL | Fiber cabled module
PPLAGVRLCRVH |  | Variant of PROPEL-CABLED-MODULES | Propel ULL Multimode OM5 Cabled Module, 3x16 duplex LC Propel module on End A to 1x16f MPO/APC non-pinned Multimode on End B, 48 fiber Plenum Trunk, Method A |  | Propel | PPL | Fiber cabled module
PPLU3V8LCLC8 |  | Variant of PROPEL-CABLED-MODULES | Propel ULL Multimode OM5 Cabled Module, 1x8 duplex LC Propel module on End A to 1x8 on End B, 8 fiber B2ca Trunk, Method B Enhanced |  | Propel | PPL | Fiber cabled module
PPLUJXDLCMPF |  | Variant of PROPEL-CABLED-MODULES | Propel ULL Multimode OM4 Cabled Module, 2x12 duplex LC Propel module on End A to 1x12f MPO/UPC non-pinned on End B, 24 fiber LSZH Trunk, Method B Enhanced |  | Propel | PPL | Fiber cabled module
PPLU3G8LCLCM |  | Variant of PROPEL-CABLED-MODULES | Propel ULL Singlemode Cabled Module, 18x8 duplex LC Propel module on End A to 18x8 on End B, 144 fiber B2ca Trunk, Method B Enhanced |  | Propel | PPL | Fiber cabled module
PPLUJG8LCLCS |  | Variant of PROPEL-CABLED-MODULES | Propel ULL Singlemode Cabled Module, 4x8 duplex LC Propel module on End A to 4x8 on End B, 32 fiber LSZH Trunk, Method B Enhanced |  | Propel | PPL | Fiber cabled module
PPLUGGFLCUCL |  | Variant of PROPEL-CABLED-MODULES | Propel ULL Singlemode Cabled Module, 4x2f duplex LC Propel module on End A to Stub on End B, 96 fiber Plenum Trunk, Method B Enhanced |  | Propel | PPL | Fiber cabled module
PPLA3G8LCQPS |  | Variant of PROPEL-CABLED-MODULES | Propel ULL Singlemode Cabled Module, 4x8 duplex LC Propel module on End A to 1x8f MPO/UPC non-pinned on End B, 32 fiber B2ca Trunk, Method A |  | Propel | PPL | Fiber cabled module
PPLUGVFLCLCK |  | Variant of PROPEL-CABLED-MODULES | Propel ULL Multimode OM5 Cabled Module, 3x2f duplex LC Propel module on End A to 3x24 on End B, 72 fiber Plenum Trunk, Method B Enhanced |  | Propel | PPL | Fiber cabled module
PPLU3V8LCLCF |  | Variant of PROPEL-CABLED-MODULES | Propel ULL Multimode OM5 Cabled Module, 3x8 duplex LC Propel module on End A to 3x8 on End B, 24 fiber B2ca Trunk, Method B Enhanced |  | Propel | PPL | Fiber cabled module
PPLA3XDLCMXD |  | Variant of PROPEL-CABLED-MODULES | Propel ULL Multimode OM4 Cabled Module, 1x12 duplex LC Propel module on End A to 1x12f MPO/UPC pinned on End B, 12 fiber B2ca Trunk, Method A |  | Propel | PPL | Fiber cabled module
PPLU3G8LCLCN |  | Variant of PROPEL-CABLED-MODULES | Propel ULL Singlemode Cabled Module, 24x8 duplex LC Propel module on End A to 24x8 on End B, 192 fiber B2ca Trunk, Method B Enhanced |  | Propel | PPL | Fiber cabled module
PPLA3G8LCQPU |  | Variant of PROPEL-CABLED-MODULES | Propel ULL Singlemode Cabled Module, 8x8 duplex LC Propel module on End A to 1x8f MPO/UPC non-pinned on End B, 64 fiber B2ca Trunk, Method A |  | Propel | PPL | Fiber cabled module
PPLUJG8LCLCU |  | Variant of PROPEL-CABLED-MODULES | Propel ULL Singlemode Cabled Module, 8x8 duplex LC Propel module on End A to 8x8 on End B, 64 fiber LSZH Trunk, Method B Enhanced |  | Propel | PPL | Fiber cabled module
PPLA3XDLCMXF |  | Variant of PROPEL-CABLED-MODULES | Propel ULL Multimode OM4 Cabled Module, 2x12 duplex LC Propel module on End A to 1x12f MPO/UPC pinned on End B, 24 fiber B2ca Trunk, Method A |  | Propel | PPL | Fiber cabled module
PPLAJV8LCQPS |  | Variant of PROPEL-CABLED-MODULES | Propel ULL Multimode OM5 Cabled Module, 4x8 duplex LC Propel module on End A to 1x8f MPO/UPC non-pinned on End B, 32 fiber LSZH Trunk, Method A |  | Propel | PPL | Fiber cabled module
PPLU3G8LCLCR |  | Variant of PROPEL-CABLED-MODULES | Propel ULL Singlemode Cabled Module, 2x8 duplex LC Propel module on End A to 2x8 on End B, 16 fiber B2ca Trunk, Method B Enhanced |  | Propel | PPL | Fiber cabled module
PPLA3G8LCQX8 |  | Variant of PROPEL-CABLED-MODULES | Propel ULL Singlemode Cabled Module, 1x8 duplex LC Propel module on End A to 1x8f MPO/UPC pinned on End B, 8 fiber B2ca Trunk, Method A |  | Propel | PPL | Fiber cabled module
PPLU3V8LCLCK |  | Variant of PROPEL-CABLED-MODULES | Propel ULL Multimode OM5 Cabled Module, 9x8 duplex LC Propel module on End A to 9x8 on End B, 72 fiber B2ca Trunk, Method B Enhanced |  | Propel | PPL | Fiber cabled module
PPLUGGFSN2PH |  | Variant of PROPEL-CABLED-MODULES | Propel ULL Singlemode Cabled Module, 2x2f duplex SN Propel module on End A to 2x24 on End B, 48 fiber Plenum Trunk, Method B Enhanced |  | Propel | PPL | Fiber cabled module
PPLUJXDLCMPK |  | Variant of PROPEL-CABLED-MODULES | Propel ULL Multimode OM4 Cabled Module, 6x12 duplex LC Propel module on End A to 1x12f MPO/UPC non-pinned on End B, 72 fiber LSZH Trunk, Method B Enhanced |  | Propel | PPL | Fiber cabled module
PPLU3G8LCLCS |  | Variant of PROPEL-CABLED-MODULES | Propel ULL Singlemode Cabled Module, 4x8 duplex LC Propel module on End A to 4x8 on End B, 32 fiber B2ca Trunk, Method B Enhanced |  | Propel | PPL | Fiber cabled module
PPLU3XDLCLCN |  | Variant of PROPEL-CABLED-MODULES | Propel ULL Multimode OM4 Cabled Module, 16x12 duplex LC Propel module on End A to 16x12 on End B, 192 fiber B2ca Trunk, Method B Enhanced |  | Propel | PPL | Fiber cabled module
PPLU3V8LCLCL |  | Variant of PROPEL-CABLED-MODULES | Propel ULL Multimode OM5 Cabled Module, 12x8 duplex LC Propel module on End A to 12x8 on End B, 96 fiber B2ca Trunk, Method B Enhanced |  | Propel | PPL | Fiber cabled module
PPLA3XDLCMXH |  | Variant of PROPEL-CABLED-MODULES | Propel ULL Multimode OM4 Cabled Module, 4x12 duplex LC Propel module on End A to 1x12f MPO/UPC pinned on End B, 48 fiber B2ca Trunk, Method A |  | Propel | PPL | Fiber cabled module
PPLAGVRLCRVR |  | Variant of PROPEL-CABLED-MODULES | Propel ULL Multimode OM5 Cabled Module, 1x16 duplex LC Propel module on End A to 1x16f MPO/APC non-pinned Multimode on End B, 16 fiber Plenum Trunk, Method A |  | Propel | PPL | Fiber cabled module
PPLA3G8LCQXH |  | Variant of PROPEL-CABLED-MODULES | Propel ULL Singlemode Cabled Module, 6x8 duplex LC Propel module on End A to 1x8f MPO/UPC pinned on End B, 48 fiber B2ca Trunk, Method A |  | Propel | PPL | Fiber cabled module
PPLUJXDLCMPL |  | Variant of PROPEL-CABLED-MODULES | Propel ULL Multimode OM4 Cabled Module, 8x12 duplex LC Propel module on End A to 1x12f MPO/UPC non-pinned on End B, 96 fiber LSZH Trunk, Method B Enhanced |  | Propel | PPL | Fiber cabled module
PPLU3XDLCLCP |  | Variant of PROPEL-CABLED-MODULES | Propel ULL Multimode OM4 Cabled Module, 24x12 duplex LC Propel module on End A to 24x12 on End B, 288 fiber B2ca Trunk, Method B Enhanced |  | Propel | PPL | Fiber cabled module
PPLUGVFLCUCH |  | Variant of PROPEL-CABLED-MODULES | Propel ULL Multimode OM5 Cabled Module, 2x24f duplex LC Propel module on End A to Stub on End B, 48 fiber Plenum Trunk, Method B Enhanced |  | Propel | PPL | Fiber cabled module
PPLUJG8LCQPH |  | Variant of PROPEL-CABLED-MODULES | Propel ULL Singlemode Cabled Module, 6x8 duplex LC Propel module on End A to 1x8f MPO/UPC non-pinned on End B, 48 fiber LSZH Trunk, Method B Enhanced |  | Propel | PPL | Fiber cabled module
PPLU3V8LCLCM |  | Variant of PROPEL-CABLED-MODULES | Propel ULL Multimode OM5 Cabled Module, 18x8 duplex LC Propel module on End A to 18x8 on End B, 144 fiber B2ca Trunk, Method B Enhanced |  | Propel | PPL | Fiber cabled module
PPLA3XDLCMXK |  | Variant of PROPEL-CABLED-MODULES | Propel ULL Multimode OM4 Cabled Module, 6x12 duplex LC Propel module on End A to 1x12f MPO/UPC pinned on End B, 72 fiber B2ca Trunk, Method A |  | Propel | PPL | Fiber cabled module
PPLAGVRLCRVS |  | Variant of PROPEL-CABLED-MODULES | Propel ULL Multimode OM5 Cabled Module, 2x16 duplex LC Propel module on End A to 1x16f MPO/APC non-pinned Multimode on End B, 32 fiber Plenum Trunk, Method A |  | Propel | PPL | Fiber cabled module
PPLUGGFSN2PL |  | Variant of PROPEL-CABLED-MODULES | Propel ULL Singlemode Cabled Module, 4x2f duplex SN Propel module on End A to 4x24 on End B, 96 fiber Plenum Trunk, Method B Enhanced |  | Propel | PPL | Fiber cabled module
PPLUGVFLCUCK |  | Variant of PROPEL-CABLED-MODULES | Propel ULL Multimode OM5 Cabled Module, 3x24f duplex LC Propel module on End A to Stub on End B, 72 fiber Plenum Trunk, Method B Enhanced |  | Propel | PPL | Fiber cabled module
PPLU3XDLCMPD |  | Variant of PROPEL-CABLED-MODULES | Propel ULL Multimode OM4 Cabled Module, 1x12 duplex LC Propel module on End A to 1x12f MPO/UPC non-pinned on End B, 12 fiber B2ca Trunk, Method B Enhanced |  | Propel | PPL | Fiber cabled module
PPLU3V8LCLCN |  | Variant of PROPEL-CABLED-MODULES | Propel ULL Multimode OM5 Cabled Module, 24x8 duplex LC Propel module on End A to 24x8 on End B, 192 fiber B2ca Trunk, Method B Enhanced |  | Propel | PPL | Fiber cabled module
PPLA3XDLCMXL |  | Variant of PROPEL-CABLED-MODULES | Propel ULL Multimode OM4 Cabled Module, 8x12 duplex LC Propel module on End A to 1x12f MPO/UPC pinned on End B, 96 fiber B2ca Trunk, Method A |  | Propel | PPL | Fiber cabled module
PPLUGGFSN2PM |  | Variant of PROPEL-CABLED-MODULES | Propel ULL Singlemode Cabled Module, 6x2f duplex SN Propel module on End A to 6x24 on End B, 144 fiber Plenum Trunk, Method B Enhanced |  | Propel | PPL | Fiber cabled module
PPLU3G8LCQPF |  | Variant of PROPEL-CABLED-MODULES | Propel ULL Singlemode Cabled Module, 3x8 duplex LC Propel module on End A to 1x8f MPO/UPC non-pinned on End B, 24 fiber B2ca Trunk, Method B Enhanced |  | Propel | PPL | Fiber cabled module
PPLUGVFLCUCL |  | Variant of PROPEL-CABLED-MODULES | Propel ULL Multimode OM5 Cabled Module, 4x24f duplex LC Propel module on End A to Stub on End B, 96 fiber Plenum Trunk, Method B Enhanced |  | Propel | PPL | Fiber cabled module
PPLU3XDLCMPF |  | Variant of PROPEL-CABLED-MODULES | Propel ULL Multimode OM4 Cabled Module, 2x12 duplex LC Propel module on End A to 1x12f MPO/UPC non-pinned on End B, 24 fiber B2ca Trunk, Method B Enhanced |  | Propel | PPL | Fiber cabled module
PPLUJV8LCLCU |  | Variant of PROPEL-CABLED-MODULES | Propel ULL Multimode OM5 Cabled Module, 8x8 duplex LC Propel module on End A to 8x8 on End B, 64 fiber LSZH Trunk, Method B Enhanced |  | Propel | PPL | Fiber cabled module
PPLU3V8LCLCR |  | Variant of PROPEL-CABLED-MODULES | Propel ULL Multimode OM5 Cabled Module, 2x8 duplex LC Propel module on End A to 2x8 on End B, 16 fiber B2ca Trunk, Method B Enhanced |  | Propel | PPL | Fiber cabled module
PPLAGVRLCRZH |  | Variant of PROPEL-CABLED-MODULES | Propel ULL Multimode OM5 Cabled Module, 3x16 duplex LC Propel module on End A to 1x16f MPO/APC pinned Multimode on End B, 48 fiber Plenum Trunk, Method A |  | Propel | PPL | Fiber cabled module
PPLAJV8LCQXK |  | Variant of PROPEL-CABLED-MODULES | Propel ULL Multimode OM5 Cabled Module, 9x8 duplex LC Propel module on End A to 1x8f MPO/UPC pinned on End B, 72 fiber LSZH Trunk, Method A |  | Propel | PPL | Fiber cabled module
PPLA3XDLCMXM |  | Variant of PROPEL-CABLED-MODULES | Propel ULL Multimode OM4 Cabled Module, 12x12 duplex LC Propel module on End A to 1x12f MPO/UPC pinned on End B, 144 fiber B2ca Trunk, Method A |  | Propel | PPL | Fiber cabled module
PPLU3G8LCQPH |  | Variant of PROPEL-CABLED-MODULES | Propel ULL Singlemode Cabled Module, 6x8 duplex LC Propel module on End A to 1x8f MPO/UPC non-pinned on End B, 48 fiber B2ca Trunk, Method B Enhanced |  | Propel | PPL | Fiber cabled module
PPLUGVFLCUCM |  | Variant of PROPEL-CABLED-MODULES | Propel ULL Multimode OM5 Cabled Module, 6x24f duplex LC Propel module on End A to Stub on End B, 144 fiber Plenum Trunk, Method B Enhanced |  | Propel | PPL | Fiber cabled module
PPLU3XDLCMPG |  | Variant of PROPEL-CABLED-MODULES | Propel ULL Multimode OM4 Cabled Module, 3x12 duplex LC Propel module on End A to 1x12f MPO/UPC non-pinned on End B, 36 fiber B2ca Trunk, Method B Enhanced |  | Propel | PPL | Fiber cabled module
PPLA3G8LCQXM |  | Variant of PROPEL-CABLED-MODULES | Propel ULL Singlemode Cabled Module, 18x8 duplex LC Propel module on End A to 1x8f MPO/UPC pinned on End B, 144 fiber B2ca Trunk, Method A |  | Propel | PPL | Fiber cabled module
PPLUGGFSN2XH |  | Variant of PROPEL-CABLED-MODULES | Propel ULL Singlemode Cabled Module, 2x2f duplex SN Propel module on End A to 2x24 on End B, 48 fiber Plenum Trunk, Method B Enhanced |  | Propel | PPL | Fiber cabled module
PPLA3XDLCMXN |  | Variant of PROPEL-CABLED-MODULES | Propel ULL Multimode OM4 Cabled Module, 16x12 duplex LC Propel module on End A to 1x12f MPO/UPC pinned on End B, 192 fiber B2ca Trunk, Method A |  | Propel | PPL | Fiber cabled module
PPLU3G8LCQPK |  | Variant of PROPEL-CABLED-MODULES | Propel ULL Singlemode Cabled Module, 9x8 duplex LC Propel module on End A to 1x8f MPO/UPC non-pinned on End B, 72 fiber B2ca Trunk, Method B Enhanced |  | Propel | PPL | Fiber cabled module
PPLUGVRLCLCH |  | Variant of PROPEL-CABLED-MODULES | Propel ULL Multimode OM5 Cabled Module, 3x16 duplex LC Propel module on End A to 3x16 on End B, 48 fiber Plenum Trunk, Method B Enhanced |  | Propel | PPL | Fiber cabled module
PPLA3G8LCQXN |  | Variant of PROPEL-CABLED-MODULES | Propel ULL Singlemode Cabled Module, 24x8 duplex LC Propel module on End A to 1x8f MPO/UPC pinned on End B, 192 fiber B2ca Trunk, Method A |  | Propel | PPL | Fiber cabled module
PPLUJXDLCMXD |  | Variant of PROPEL-CABLED-MODULES | Propel ULL Multimode OM4 Cabled Module, 1x12 duplex LC Propel module on End A to 1x12f MPO/UPC pinned on End B, 12 fiber LSZH Trunk, Method B Enhanced |  | Propel | PPL | Fiber cabled module
PPLUJG8LCQPN |  | Variant of PROPEL-CABLED-MODULES | Propel ULL Singlemode Cabled Module, 24x8 duplex LC Propel module on End A to 1x8f MPO/UPC non-pinned on End B, 192 fiber LSZH Trunk, Method B Enhanced |  | Propel | PPL | Fiber cabled module
PPLA3XDLCMXP |  | Variant of PROPEL-CABLED-MODULES | Propel ULL Multimode OM4 Cabled Module, 24x12 duplex LC Propel module on End A to 1x12f MPO/UPC pinned on End B, 288 fiber B2ca Trunk, Method A |  | Propel | PPL | Fiber cabled module
PPLUGGFSN2XK |  | Variant of PROPEL-CABLED-MODULES | Propel ULL Singlemode Cabled Module, 3x2f duplex SN Propel module on End A to 3x24 on End B, 72 fiber Plenum Trunk, Method B Enhanced |  | Propel | PPL | Fiber cabled module
PPLU3G8LCQPL |  | Variant of PROPEL-CABLED-MODULES | Propel ULL Singlemode Cabled Module, 12x8 duplex LC Propel module on End A to 1x8f MPO/UPC non-pinned on End B, 96 fiber B2ca Trunk, Method B Enhanced |  | Propel | PPL | Fiber cabled module
PPLUGVRLCLCL |  | Variant of PROPEL-CABLED-MODULES | Propel ULL Multimode OM5 Cabled Module, 6x16 duplex LC Propel module on End A to 6x16 on End B, 96 fiber Plenum Trunk, Method B Enhanced |  | Propel | PPL | Fiber cabled module
PPLUJV8LCQPH |  | Variant of PROPEL-CABLED-MODULES | Propel ULL Multimode OM5 Cabled Module, 6x8 duplex LC Propel module on End A to 1x8f MPO/UPC non-pinned on End B, 48 fiber LSZH Trunk, Method B Enhanced |  | Propel | PPL | Fiber cabled module
PPLU3V8LCQP8 |  | Variant of PROPEL-CABLED-MODULES | Propel ULL Multimode OM5 Cabled Module, 1x8 duplex LC Propel module on End A to 1x8f MPO/UPC non-pinned on End B, 8 fiber B2ca Trunk, Method B Enhanced |  | Propel | PPL | Fiber cabled module
PPLAJV8LCQXN |  | Variant of PROPEL-CABLED-MODULES | Propel ULL Multimode OM5 Cabled Module, 24x8 duplex LC Propel module on End A to 1x8f MPO/UPC pinned on End B, 192 fiber LSZH Trunk, Method A |  | Propel | PPL | Fiber cabled module
PPLAGVRLCRZL |  | Variant of PROPEL-CABLED-MODULES | Propel ULL Multimode OM5 Cabled Module, 6x16 duplex LC Propel module on End A to 1x16f MPO/APC pinned Multimode on End B, 96 fiber Plenum Trunk, Method A |  | Propel | PPL | Fiber cabled module
PPLA3G8LCQXS |  | Variant of PROPEL-CABLED-MODULES | Propel ULL Singlemode Cabled Module, 4x8 duplex LC Propel module on End A to 1x8f MPO/UPC pinned on End B, 32 fiber B2ca Trunk, Method A |  | Propel | PPL | Fiber cabled module
PPLU3V8LCQPF |  | Variant of PROPEL-CABLED-MODULES | Propel ULL Multimode OM5 Cabled Module, 3x8 duplex LC Propel module on End A to 1x8f MPO/UPC non-pinned on End B, 24 fiber B2ca Trunk, Method B Enhanced |  | Propel | PPL | Fiber cabled module
PPLUJG8LCQPS |  | Variant of PROPEL-CABLED-MODULES | Propel ULL Singlemode Cabled Module, 4x8 duplex LC Propel module on End A to 1x8f MPO/UPC non-pinned on End B, 32 fiber LSZH Trunk, Method B Enhanced |  | Propel | PPL | Fiber cabled module
PPLA3XFLC2PH |  | Variant of PROPEL-CABLED-MODULES | Propel ULL Multimode OM4 Cabled Module, 2x2f duplex LC Propel module on End A to 1x24f MPO/UPC non-pinned on End B, 48 fiber B2ca Trunk, Method A |  | Propel | PPL | Fiber cabled module
PPLUJXDLCMXH |  | Variant of PROPEL-CABLED-MODULES | Propel ULL Multimode OM4 Cabled Module, 4x12 duplex LC Propel module on End A to 1x12f MPO/UPC pinned on End B, 48 fiber LSZH Trunk, Method B Enhanced |  | Propel | PPL | Fiber cabled module
PPLU3G8LCQPN |  | Variant of PROPEL-CABLED-MODULES | Propel ULL Singlemode Cabled Module, 24x8 duplex LC Propel module on End A to 1x8f MPO/UPC non-pinned on End B, 192 fiber B2ca Trunk, Method B Enhanced |  | Propel | PPL | Fiber cabled module
PPLA3G8LCQXU |  | Variant of PROPEL-CABLED-MODULES | Propel ULL Singlemode Cabled Module, 8x8 duplex LC Propel module on End A to 1x8f MPO/UPC pinned on End B, 64 fiber B2ca Trunk, Method A |  | Propel | PPL | Fiber cabled module
PPLAGVRLCRZM |  | Variant of PROPEL-CABLED-MODULES | Propel ULL Multimode OM5 Cabled Module, 9x16 duplex LC Propel module on End A to 1x16f MPO/APC pinned Multimode on End B, 144 fiber Plenum Trunk, Method A |  | Propel | PPL | Fiber cabled module
PPLU3XDLCMPM |  | Variant of PROPEL-CABLED-MODULES | Propel ULL Multimode OM4 Cabled Module, 12x12 duplex LC Propel module on End A to 1x12f MPO/UPC non-pinned on End B, 144 fiber B2ca Trunk, Method B Enhanced |  | Propel | PPL | Fiber cabled module
PPLU3V8LCQPH |  | Variant of PROPEL-CABLED-MODULES | Propel ULL Multimode OM5 Cabled Module, 6x8 duplex LC Propel module on End A to 1x8f MPO/UPC non-pinned on End B, 48 fiber B2ca Trunk, Method B Enhanced |  | Propel | PPL | Fiber cabled module
PPLUJG8LCQPU |  | Variant of PROPEL-CABLED-MODULES | Propel ULL Singlemode Cabled Module, 8x8 duplex LC Propel module on End A to 1x8f MPO/UPC non-pinned on End B, 64 fiber LSZH Trunk, Method B Enhanced |  | Propel | PPL | Fiber cabled module
PPLUGGFSNSNF |  | Variant of PROPEL-CABLED-MODULES | Propel ULL Singlemode Cabled Module, 1x2f duplex SN Propel module on End A to 1x24 on End B, 24 fiber Plenum Trunk, Method B Enhanced |  | Propel | PPL | Fiber cabled module
PPLUJXDLCMXK |  | Variant of PROPEL-CABLED-MODULES | Propel ULL Multimode OM4 Cabled Module, 6x12 duplex LC Propel module on End A to 1x12f MPO/UPC pinned on End B, 72 fiber LSZH Trunk, Method B Enhanced |  | Propel | PPL | Fiber cabled module
PPLU3G8LCQPR |  | Variant of PROPEL-CABLED-MODULES | Propel ULL Singlemode Cabled Module, 2x8 duplex LC Propel module on End A to 1x8f MPO/UPC non-pinned on End B, 16 fiber B2ca Trunk, Method B Enhanced |  | Propel | PPL | Fiber cabled module
PPLU3XDLCMPN |  | Variant of PROPEL-CABLED-MODULES | Propel ULL Multimode OM4 Cabled Module, 16x12 duplex LC Propel module on End A to 1x12f MPO/UPC non-pinned on End B, 192 fiber B2ca Trunk, Method B Enhanced |  | Propel | PPL | Fiber cabled module
PPLU3V8LCQPK |  | Variant of PROPEL-CABLED-MODULES | Propel ULL Multimode OM5 Cabled Module, 9x8 duplex LC Propel module on End A to 1x8f MPO/UPC non-pinned on End B, 72 fiber B2ca Trunk, Method B Enhanced |  | Propel | PPL | Fiber cabled module
PPLA3GDLCMPF |  | Variant of PROPEL-CABLED-MODULES | Propel ULL Singlemode Cabled Module, 2x12 duplex LC Propel module on End A to 1x12f MPO/UPC non-pinned on End B, 24 fiber B2ca Trunk, Method A |  | Propel | PPL | Fiber cabled module
PPLAJV8LCQXU |  | Variant of PROPEL-CABLED-MODULES | Propel ULL Multimode OM5 Cabled Module, 8x8 duplex LC Propel module on End A to 1x8f MPO/UPC pinned on End B, 64 fiber LSZH Trunk, Method A |  | Propel | PPL | Fiber cabled module
PPLUGVRLCLCR |  | Variant of PROPEL-CABLED-MODULES | Propel ULL Multimode OM5 Cabled Module, 1x16 duplex LC Propel module on End A to 1x16 on End B, 16 fiber Plenum Trunk, Method B Enhanced |  | Propel | PPL | Fiber cabled module
PPLU3G8LCQPS |  | Variant of PROPEL-CABLED-MODULES | Propel ULL Singlemode Cabled Module, 4x8 duplex LC Propel module on End A to 1x8f MPO/UPC non-pinned on End B, 32 fiber B2ca Trunk, Method B Enhanced |  | Propel | PPL | Fiber cabled module
PPLAGVRLCRZQ |  | Variant of PROPEL-CABLED-MODULES | Propel ULL Multimode OM5 Cabled Module, 8x16 duplex LC Propel module on End A to 1x16f MPO/APC pinned Multimode on End B, 128 fiber Plenum Trunk, Method A |  | Propel | PPL | Fiber cabled module
PPLUGGFSNSNH |  | Variant of PROPEL-CABLED-MODULES | Propel ULL Singlemode Cabled Module, 2x2f duplex SN Propel module on End A to 2x24 on End B, 48 fiber Plenum Trunk, Method B Enhanced |  | Propel | PPL | Fiber cabled module
PPLU3V8LCQPL |  | Variant of PROPEL-CABLED-MODULES | Propel ULL Multimode OM5 Cabled Module, 12x8 duplex LC Propel module on End A to 1x8f MPO/UPC non-pinned on End B, 96 fiber B2ca Trunk, Method B Enhanced |  | Propel | PPL | Fiber cabled module
PPLA3XFLC2PM |  | Variant of PROPEL-CABLED-MODULES | Propel ULL Multimode OM4 Cabled Module, 6x2f duplex LC Propel module on End A to 1x24f MPO/UPC non-pinned on End B, 144 fiber B2ca Trunk, Method A |  | Propel | PPL | Fiber cabled module
PPLU3V8LCUCU |  | Variant of PROPEL-CABLED-MODULES | Propel ULL Multimode OM5 Cabled Module, 8x8 duplex LC Propel module on End A to Stub on End B, 64 fiber B2ca Trunk, Method B Enhanced |  | Propel | PPL | Fiber cabled module
PPLAGG8LCQPH |  | Variant of PROPEL-CABLED-MODULES | Propel ULL Singlemode Cabled Module, 6x8 duplex LC Propel module on End A to 1x8f MPO/UPC non-pinned on End B, 48 fiber Plenum Trunk, Method A |  | Propel | PPL | Fiber cabled module
PPLUJV8LCUCL |  | Variant of PROPEL-CABLED-MODULES | Propel ULL Multimode OM5 Cabled Module, 12x8 duplex LC Propel module on End A to Stub on End B, 96 fiber LSZH Trunk, Method B Enhanced |  | Propel | PPL | Fiber cabled module
PPLU3XFLC2PF |  | Variant of PROPEL-CABLED-MODULES | Propel ULL Multimode OM4 Cabled Module, 1x2f duplex LC Propel module on End A to 1x24f MPO/UPC non-pinned on End B, 24 fiber B2ca Trunk, Method B Enhanced |  | Propel | PPL | Fiber cabled module
PPLA3GFSN2PH |  | Variant of PROPEL-CABLED-MODULES | Propel ULL Singlemode Cabled Module, 2x2f duplex SN Propel module on End A to 2x24 on End B, 48 fiber B2ca Trunk, Method A |  | Propel | PPL | Fiber cabled module
PPLUGX8LCLCF |  | Variant of PROPEL-CABLED-MODULES | Propel ULL Multimode OM4 Cabled Module, 3x8 duplex LC Propel module on End A to 3x8 on End B, 24 fiber Plenum Trunk, Method B Enhanced |  | Propel | PPL | Fiber cabled module
PPLUGGRLCRXM |  | Variant of PROPEL-CABLED-MODULES | Propel ULL Singlemode Cabled Module, 9x16 duplex LC Propel module on End A to 1x16f MPO/APC pinned Singlemode on End B, 144 fiber Plenum Trunk, Method B Enhanced |  | Propel | PPL | Fiber cabled module
PPLAJVFLC2XL |  | Variant of PROPEL-CABLED-MODULES | Propel ULL Multimode OM5 Cabled Module, 4x2f duplex LC Propel module on End A to 1x24f MPO/UPC pinned on End B, 96 fiber LSZH Trunk, Method A |  | Propel | PPL | Fiber cabled module
PPLUJXFLCLCL |  | Variant of PROPEL-CABLED-MODULES | Propel ULL Multimode OM4 Cabled Module, 4x2f duplex LC Propel module on End A to 4x24 on End B, 96 fiber LSZH Trunk, Method B Enhanced |  | Propel | PPL | Fiber cabled module
PPLUJGDLCLCL |  | Variant of PROPEL-CABLED-MODULES | Propel ULL Singlemode Cabled Module, 8x12 duplex LC Propel module on End A to 8x12 on End B, 96 fiber LSZH Trunk, Method B Enhanced |  | Propel | PPL | Fiber cabled module
PPLUJV8LCUCM |  | Variant of PROPEL-CABLED-MODULES | Propel ULL Multimode OM5 Cabled Module, 18x8 duplex LC Propel module on End A to Stub on End B, 144 fiber LSZH Trunk, Method B Enhanced |  | Propel | PPL | Fiber cabled module
PPLA3GFSN2PK |  | Variant of PROPEL-CABLED-MODULES | Propel ULL Singlemode Cabled Module, 3x2f duplex SN Propel module on End A to 3x24 on End B, 72 fiber B2ca Trunk, Method A |  | Propel | PPL | Fiber cabled module
PPLUGX8LCLCH |  | Variant of PROPEL-CABLED-MODULES | Propel ULL Multimode OM4 Cabled Module, 6x8 duplex LC Propel module on End A to 6x8 on End B, 48 fiber Plenum Trunk, Method B Enhanced |  | Propel | PPL | Fiber cabled module
PPLUGGRLCRXN |  | Variant of PROPEL-CABLED-MODULES | Propel ULL Singlemode Cabled Module, 12x16 duplex LC Propel module on End A to 1x16f MPO/APC pinned Singlemode on End B, 192 fiber Plenum Trunk, Method B Enhanced |  | Propel | PPL | Fiber cabled module
PPLAJVFLC2XM |  | Variant of PROPEL-CABLED-MODULES | Propel ULL Multimode OM5 Cabled Module, 6x2f duplex LC Propel module on End A to 1x24f MPO/UPC pinned on End B, 144 fiber LSZH Trunk, Method A |  | Propel | PPL | Fiber cabled module
PPLUJGDLCLCM |  | Variant of PROPEL-CABLED-MODULES | Propel ULL Singlemode Cabled Module, 12x12 duplex LC Propel module on End A to 12x12 on End B, 144 fiber LSZH Trunk, Method B Enhanced |  | Propel | PPL | Fiber cabled module
PPLU3XFLC2PK |  | Variant of PROPEL-CABLED-MODULES | Propel ULL Multimode OM4 Cabled Module, 3x2f duplex LC Propel module on End A to 1x24f MPO/UPC non-pinned on End B, 72 fiber B2ca Trunk, Method B Enhanced |  | Propel | PPL | Fiber cabled module
PPLA3GFSN2PL |  | Variant of PROPEL-CABLED-MODULES | Propel ULL Singlemode Cabled Module, 4x2f duplex SN Propel module on End A to 4x24 on End B, 96 fiber B2ca Trunk, Method A |  | Propel | PPL | Fiber cabled module
PPLUGX8LCLCK |  | Variant of PROPEL-CABLED-MODULES | Propel ULL Multimode OM4 Cabled Module, 9x8 duplex LC Propel module on End A to 9x8 on End B, 72 fiber Plenum Trunk, Method B Enhanced |  | Propel | PPL | Fiber cabled module
PPLU3GDLCLCN |  | Variant of PROPEL-CABLED-MODULES | Propel ULL Singlemode Cabled Module, 16x12 duplex LC Propel module on End A to 16x12 on End B, 192 fiber B2ca Trunk, Method B Enhanced |  | Propel | PPL | Fiber cabled module
PPLUGGRLCRXQ |  | Variant of PROPEL-CABLED-MODULES | Propel ULL Singlemode Cabled Module, 8x16 duplex LC Propel module on End A to 1x16f MPO/APC pinned Singlemode on End B, 128 fiber Plenum Trunk, Method B Enhanced |  | Propel | PPL | Fiber cabled module
PPLU3VDLCLCG |  | Variant of PROPEL-CABLED-MODULES | Propel ULL Multimode OM5 Cabled Module, 3x12 duplex LC Propel module on End A to 3x12 on End B, 36 fiber B2ca Trunk, Method B Enhanced |  | Propel | PPL | Fiber cabled module
PPLUJXFLCUCF |  | Variant of PROPEL-CABLED-MODULES | Propel ULL Multimode OM4 Cabled Module, 1x24f duplex LC Propel module on End A to Stub on End B, 24 fiber LSZH Trunk, Method B Enhanced |  | Propel | PPL | Fiber cabled module
PPLAGG8LCQPM |  | Variant of PROPEL-CABLED-MODULES | Propel ULL Singlemode Cabled Module, 18x8 duplex LC Propel module on End A to 1x8f MPO/UPC non-pinned on End B, 144 fiber Plenum Trunk, Method A |  | Propel | PPL | Fiber cabled module
PPLAGXDLCMPM |  | Variant of PROPEL-CABLED-MODULES | Propel ULL Multimode OM4 Cabled Module, 12x12 duplex LC Propel module on End A to 1x12f MPO/UPC non-pinned on End B, 144 fiber Plenum Trunk, Method A |  | Propel | PPL | Fiber cabled module
PPLUGX8LCLCL |  | Variant of PROPEL-CABLED-MODULES | Propel ULL Multimode OM4 Cabled Module, 12x8 duplex LC Propel module on End A to 12x8 on End B, 96 fiber Plenum Trunk, Method B Enhanced |  | Propel | PPL | Fiber cabled module
PPLUGGRLCRXR |  | Variant of PROPEL-CABLED-MODULES | Propel ULL Singlemode Cabled Module, 1x16 duplex LC Propel module on End A to 1x16f MPO/APC pinned Singlemode on End B, 16 fiber Plenum Trunk, Method B Enhanced |  | Propel | PPL | Fiber cabled module
PPLU3VDLCLCH |  | Variant of PROPEL-CABLED-MODULES | Propel ULL Multimode OM5 Cabled Module, 4x12 duplex LC Propel module on End A to 4x12 on End B, 48 fiber B2ca Trunk, Method B Enhanced |  | Propel | PPL | Fiber cabled module
PPLAGG8LCQPN |  | Variant of PROPEL-CABLED-MODULES | Propel ULL Singlemode Cabled Module, 24x8 duplex LC Propel module on End A to 1x8f MPO/UPC non-pinned on End B, 192 fiber Plenum Trunk, Method A |  | Propel | PPL | Fiber cabled module
PPLUJV8LCUCS |  | Variant of PROPEL-CABLED-MODULES | Propel ULL Multimode OM5 Cabled Module, 4x8 duplex LC Propel module on End A to Stub on End B, 32 fiber LSZH Trunk, Method B Enhanced |  | Propel | PPL | Fiber cabled module
PPLUJXFLCUCH |  | Variant of PROPEL-CABLED-MODULES | Propel ULL Multimode OM4 Cabled Module, 2x24f duplex LC Propel module on End A to Stub on End B, 48 fiber LSZH Trunk, Method B Enhanced |  | Propel | PPL | Fiber cabled module
PPLUGX8LCLCM |  | Variant of PROPEL-CABLED-MODULES | Propel ULL Multimode OM4 Cabled Module, 18x8 duplex LC Propel module on End A to 18x8 on End B, 144 fiber Plenum Trunk, Method B Enhanced |  | Propel | PPL | Fiber cabled module
PPLA3GFSN2XF |  | Variant of PROPEL-CABLED-MODULES | Propel ULL Singlemode Cabled Module, 1x2f duplex SN Propel module on End A to 1x24 on End B, 24 fiber B2ca Trunk, Method A |  | Propel | PPL | Fiber cabled module
PPLU3XFLC2PM |  | Variant of PROPEL-CABLED-MODULES | Propel ULL Multimode OM4 Cabled Module, 6x2f duplex LC Propel module on End A to 1x24f MPO/UPC non-pinned on End B, 144 fiber B2ca Trunk, Method B Enhanced |  | Propel | PPL | Fiber cabled module
PPLU3GDLCMPD |  | Variant of PROPEL-CABLED-MODULES | Propel ULL Singlemode Cabled Module, 1x12 duplex LC Propel module on End A to 1x12f MPO/UPC non-pinned on End B, 12 fiber B2ca Trunk, Method B Enhanced |  | Propel | PPL | Fiber cabled module
PPLUGGRLCRXS |  | Variant of PROPEL-CABLED-MODULES | Propel ULL Singlemode Cabled Module, 2x16 duplex LC Propel module on End A to 1x16f MPO/APC pinned Singlemode on End B, 32 fiber Plenum Trunk, Method B Enhanced |  | Propel | PPL | Fiber cabled module
PPLAJVRLCRVM |  | Variant of PROPEL-CABLED-MODULES | Propel ULL Multimode OM5 Cabled Module, 9x16 duplex LC Propel module on End A to 1x16f MPO/APC non-pinned Multimode on End B, 144 fiber LSZH Trunk, Method A |  | Propel | PPL | Fiber cabled module
PPLAGG8LCQPR |  | Variant of PROPEL-CABLED-MODULES | Propel ULL Singlemode Cabled Module, 2x8 duplex LC Propel module on End A to 1x8f MPO/UPC non-pinned on End B, 16 fiber Plenum Trunk, Method A |  | Propel | PPL | Fiber cabled module
PPLU3VDLCLCK |  | Variant of PROPEL-CABLED-MODULES | Propel ULL Multimode OM5 Cabled Module, 6x12 duplex LC Propel module on End A to 6x12 on End B, 72 fiber B2ca Trunk, Method B Enhanced |  | Propel | PPL | Fiber cabled module
PPLUJXFLCUCK |  | Variant of PROPEL-CABLED-MODULES | Propel ULL Multimode OM4 Cabled Module, 3x24f duplex LC Propel module on End A to Stub on End B, 72 fiber LSZH Trunk, Method B Enhanced |  | Propel | PPL | Fiber cabled module
PPLAGXDLCMPP |  | Variant of PROPEL-CABLED-MODULES | Propel ULL Multimode OM4 Cabled Module, 24x12 duplex LC Propel module on End A to 1x12f MPO/UPC non-pinned on End B, 288 fiber Plenum Trunk, Method A |  | Propel | PPL | Fiber cabled module
PPLA3GFSN2XH |  | Variant of PROPEL-CABLED-MODULES | Propel ULL Singlemode Cabled Module, 2x2f duplex SN Propel module on End A to 2x24 on End B, 48 fiber B2ca Trunk, Method A |  | Propel | PPL | Fiber cabled module
PPLUGGRLCRXU |  | Variant of PROPEL-CABLED-MODULES | Propel ULL Singlemode Cabled Module, 4x16 duplex LC Propel module on End A to 1x16f MPO/APC pinned Singlemode on End B, 64 fiber Plenum Trunk, Method B Enhanced |  | Propel | PPL | Fiber cabled module
PPLUJGDLCMPF |  | Variant of PROPEL-CABLED-MODULES | Propel ULL Singlemode Cabled Module, 2x12 duplex LC Propel module on End A to 1x12f MPO/UPC non-pinned on End B, 24 fiber LSZH Trunk, Method B Enhanced |  | Propel | PPL | Fiber cabled module
PPLUJVDLCLCD |  | Variant of PROPEL-CABLED-MODULES | Propel ULL Multimode OM5 Cabled Module, 1x12 duplex LC Propel module on End A to 1x12 on End B, 12 fiber LSZH Trunk, Method B Enhanced |  | Propel | PPL | Fiber cabled module
PPLAGXDLCMXD |  | Variant of PROPEL-CABLED-MODULES | Propel ULL Multimode OM4 Cabled Module, 1x12 duplex LC Propel module on End A to 1x12f MPO/UPC pinned on End B, 12 fiber Plenum Trunk, Method A |  | Propel | PPL | Fiber cabled module
PPLU3XFLC2XH |  | Variant of PROPEL-CABLED-MODULES | Propel ULL Multimode OM4 Cabled Module, 2x2f duplex LC Propel module on End A to 1x24f MPO/UPC pinned on End B, 48 fiber B2ca Trunk, Method B Enhanced |  | Propel | PPL | Fiber cabled module
PPLUGX8LCLCR |  | Variant of PROPEL-CABLED-MODULES | Propel ULL Multimode OM4 Cabled Module, 2x8 duplex LC Propel module on End A to 2x8 on End B, 16 fiber Plenum Trunk, Method B Enhanced |  | Propel | PPL | Fiber cabled module
PPLUGGRLCUCH |  | Variant of PROPEL-CABLED-MODULES | Propel ULL Singlemode Cabled Module, 3x16 duplex LC Propel module on End A to Stub on End B, 48 fiber Plenum Trunk, Method B Enhanced |  | Propel | PPL | Fiber cabled module
PPLU3GDLCMPG |  | Variant of PROPEL-CABLED-MODULES | Propel ULL Singlemode Cabled Module, 3x12 duplex LC Propel module on End A to 1x12f MPO/UPC non-pinned on End B, 36 fiber B2ca Trunk, Method B Enhanced |  | Propel | PPL | Fiber cabled module
PPLAJVRLCRVQ |  | Variant of PROPEL-CABLED-MODULES | Propel ULL Multimode OM5 Cabled Module, 8x16 duplex LC Propel module on End A to 1x16f MPO/APC non-pinned Multimode on End B, 128 fiber LSZH Trunk, Method A |  | Propel | PPL | Fiber cabled module
PPLAGG8LCQPU |  | Variant of PROPEL-CABLED-MODULES | Propel ULL Singlemode Cabled Module, 8x8 duplex LC Propel module on End A to 1x8f MPO/UPC non-pinned on End B, 64 fiber Plenum Trunk, Method A |  | Propel | PPL | Fiber cabled module
PPLA3GFSN2XL |  | Variant of PROPEL-CABLED-MODULES | Propel ULL Singlemode Cabled Module, 4x2f duplex SN Propel module on End A to 4x24 on End B, 96 fiber B2ca Trunk, Method A |  | Propel | PPL | Fiber cabled module
PPLU3XFLC2XK |  | Variant of PROPEL-CABLED-MODULES | Propel ULL Multimode OM4 Cabled Module, 3x2f duplex LC Propel module on End A to 1x24f MPO/UPC pinned on End B, 72 fiber B2ca Trunk, Method B Enhanced |  | Propel | PPL | Fiber cabled module
PPLUGGRLCUCL |  | Variant of PROPEL-CABLED-MODULES | Propel ULL Singlemode Cabled Module, 6x16 duplex LC Propel module on End A to Stub on End B, 96 fiber Plenum Trunk, Method B Enhanced |  | Propel | PPL | Fiber cabled module
PPLUJVDLCLCG |  | Variant of PROPEL-CABLED-MODULES | Propel ULL Multimode OM5 Cabled Module, 3x12 duplex LC Propel module on End A to 3x12 on End B, 36 fiber LSZH Trunk, Method B Enhanced |  | Propel | PPL | Fiber cabled module
PPLA3GFSN2XM |  | Variant of PROPEL-CABLED-MODULES | Propel ULL Singlemode Cabled Module, 6x2f duplex SN Propel module on End A to 6x24 on End B, 144 fiber B2ca Trunk, Method A |  | Propel | PPL | Fiber cabled module
PPLUGX8LCLCU |  | Variant of PROPEL-CABLED-MODULES | Propel ULL Multimode OM4 Cabled Module, 8x8 duplex LC Propel module on End A to 8x8 on End B, 64 fiber Plenum Trunk, Method B Enhanced |  | Propel | PPL | Fiber cabled module
PPLUJXRLCLCL |  | Variant of PROPEL-CABLED-MODULES | Propel ULL Multimode OM4 Cabled Module, 6x16 duplex LC Propel module on End A to 6x16 on End B, 96 fiber LSZH Trunk, Method B Enhanced |  | Propel | PPL | Fiber cabled module
PPLAGG8LCQXF |  | Variant of PROPEL-CABLED-MODULES | Propel ULL Singlemode Cabled Module, 3x8 duplex LC Propel module on End A to 1x8f MPO/UPC pinned on End B, 24 fiber Plenum Trunk, Method A |  | Propel | PPL | Fiber cabled module
PPLAGXDLCMXH |  | Variant of PROPEL-CABLED-MODULES | Propel ULL Multimode OM4 Cabled Module, 4x12 duplex LC Propel module on End A to 1x12f MPO/UPC pinned on End B, 48 fiber Plenum Trunk, Method A |  | Propel | PPL | Fiber cabled module
PPLUGX8LCQP8 |  | Variant of PROPEL-CABLED-MODULES | Propel ULL Multimode OM4 Cabled Module, 1x8 duplex LC Propel module on End A to 1x8f MPO/UPC non-pinned on End B, 8 fiber Plenum Trunk, Method B Enhanced |  | Propel | PPL | Fiber cabled module
PPLUJXRLCLCM |  | Variant of PROPEL-CABLED-MODULES | Propel ULL Multimode OM4 Cabled Module, 9x16 duplex LC Propel module on End A to 9x16 on End B, 144 fiber LSZH Trunk, Method B Enhanced |  | Propel | PPL | Fiber cabled module
PPLU3GDLCMPL |  | Variant of PROPEL-CABLED-MODULES | Propel ULL Singlemode Cabled Module, 8x12 duplex LC Propel module on End A to 1x12f MPO/UPC non-pinned on End B, 96 fiber B2ca Trunk, Method B Enhanced |  | Propel | PPL | Fiber cabled module
PPLAJVRLCRVU |  | Variant of PROPEL-CABLED-MODULES | Propel ULL Multimode OM5 Cabled Module, 4x16 duplex LC Propel module on End A to 1x16f MPO/APC non-pinned Multimode on End B, 64 fiber LSZH Trunk, Method A |  | Propel | PPL | Fiber cabled module
PPLUJVDLCLCK |  | Variant of PROPEL-CABLED-MODULES | Propel ULL Multimode OM5 Cabled Module, 6x12 duplex LC Propel module on End A to 6x12 on End B, 72 fiber LSZH Trunk, Method B Enhanced |  | Propel | PPL | Fiber cabled module
PPLA3GRLCRPH |  | Variant of PROPEL-CABLED-MODULES | Propel ULL Singlemode Cabled Module, 3x16 duplex LC Propel module on End A to 1x16f MPO/APC non-pinned Singlemode on End B, 48 fiber B2ca Trunk, Method A |  | Propel | PPL | Fiber cabled module
PPLU3XFLCLCF |  | Variant of PROPEL-CABLED-MODULES | Propel ULL Multimode OM4 Cabled Module, 1x24 duplex LC Propel module on End A to 1x24 on End B, 24 fiber B2ca Trunk, Method B Enhanced |  | Propel | PPL | Fiber cabled module
PPLUJXRLCLCN |  | Variant of PROPEL-CABLED-MODULES | Propel ULL Multimode OM4 Cabled Module, 12x16 duplex LC Propel module on End A to 12x16 on End B, 192 fiber LSZH Trunk, Method B Enhanced |  | Propel | PPL | Fiber cabled module
PPLUGX8LCQPF |  | Variant of PROPEL-CABLED-MODULES | Propel ULL Multimode OM4 Cabled Module, 3x8 duplex LC Propel module on End A to 1x8f MPO/UPC non-pinned on End B, 24 fiber Plenum Trunk, Method B Enhanced |  | Propel | PPL | Fiber cabled module
PPLUJVDLCLCL |  | Variant of PROPEL-CABLED-MODULES | Propel ULL Multimode OM5 Cabled Module, 8x12 duplex LC Propel module on End A to 8x12 on End B, 96 fiber LSZH Trunk, Method B Enhanced |  | Propel | PPL | Fiber cabled module
PPLA3GRLCRPL |  | Variant of PROPEL-CABLED-MODULES | Propel ULL Singlemode Cabled Module, 6x16 duplex LC Propel module on End A to 1x16f MPO/APC non-pinned Singlemode on End B, 96 fiber B2ca Trunk, Method A |  | Propel | PPL | Fiber cabled module
PPLU3XFLCLCH |  | Variant of PROPEL-CABLED-MODULES | Propel ULL Multimode OM4 Cabled Module, 2x2f duplex LC Propel module on End A to 2x24 on End B, 48 fiber B2ca Trunk, Method B Enhanced |  | Propel | PPL | Fiber cabled module
PPLU3GDLCMPN |  | Variant of PROPEL-CABLED-MODULES | Propel ULL Singlemode Cabled Module, 16x12 duplex LC Propel module on End A to 1x12f MPO/UPC non-pinned on End B, 192 fiber B2ca Trunk, Method B Enhanced |  | Propel | PPL | Fiber cabled module
PPLAJVRLCRZL |  | Variant of PROPEL-CABLED-MODULES | Propel ULL Multimode OM5 Cabled Module, 6x16 duplex LC Propel module on End A to 1x16f MPO/APC pinned Multimode on End B, 96 fiber LSZH Trunk, Method A |  | Propel | PPL | Fiber cabled module
PPLAGXDLCMXL |  | Variant of PROPEL-CABLED-MODULES | Propel ULL Multimode OM4 Cabled Module, 8x12 duplex LC Propel module on End A to 1x12f MPO/UPC pinned on End B, 96 fiber Plenum Trunk, Method A |  | Propel | PPL | Fiber cabled module
PPLUGX8LCQPH |  | Variant of PROPEL-CABLED-MODULES | Propel ULL Multimode OM4 Cabled Module, 6x8 duplex LC Propel module on End A to 1x8f MPO/UPC non-pinned on End B, 48 fiber Plenum Trunk, Method B Enhanced |  | Propel | PPL | Fiber cabled module
PPLUJVDLCLCM |  | Variant of PROPEL-CABLED-MODULES | Propel ULL Multimode OM5 Cabled Module, 12x12 duplex LC Propel module on End A to 12x12 on End B, 144 fiber LSZH Trunk, Method B Enhanced |  | Propel | PPL | Fiber cabled module
PPLA3GRLCRPM |  | Variant of PROPEL-CABLED-MODULES | Propel ULL Singlemode Cabled Module, 9x16 duplex LC Propel module on End A to 1x16f MPO/APC non-pinned Singlemode on End B, 144 fiber B2ca Trunk, Method A |  | Propel | PPL | Fiber cabled module
PPLU3VDLCMPH |  | Variant of PROPEL-CABLED-MODULES | Propel ULL Multimode OM5 Cabled Module, 4x12 duplex LC Propel module on End A to 1x12f MPO/UPC non-pinned on End B, 48 fiber B2ca Trunk, Method B Enhanced |  | Propel | PPL | Fiber cabled module
PPLUGGRLCUCS |  | Variant of PROPEL-CABLED-MODULES | Propel ULL Singlemode Cabled Module, 2x16 duplex LC Propel module on End A to Stub on End B, 32 fiber Plenum Trunk, Method B Enhanced |  | Propel | PPL | Fiber cabled module
PPLUJVDLCLCN |  | Variant of PROPEL-CABLED-MODULES | Propel ULL Multimode OM5 Cabled Module, 16x12 duplex LC Propel module on End A to 16x12 on End B, 192 fiber LSZH Trunk, Method B Enhanced |  | Propel | PPL | Fiber cabled module
PPLAGXDLCMXM |  | Variant of PROPEL-CABLED-MODULES | Propel ULL Multimode OM4 Cabled Module, 12x12 duplex LC Propel module on End A to 1x12f MPO/UPC pinned on End B, 144 fiber Plenum Trunk, Method A |  | Propel | PPL | Fiber cabled module
PPLA3GRLCRPN |  | Variant of PROPEL-CABLED-MODULES | Propel ULL Singlemode Cabled Module, 12x16 duplex LC Propel module on End A to 1x16f MPO/APC non-pinned Singlemode on End B, 192 fiber B2ca Trunk, Method A |  | Propel | PPL | Fiber cabled module
PPLUGX8LCQPK |  | Variant of PROPEL-CABLED-MODULES | Propel ULL Multimode OM4 Cabled Module, 9x8 duplex LC Propel module on End A to 1x8f MPO/UPC non-pinned on End B, 72 fiber Plenum Trunk, Method B Enhanced |  | Propel | PPL | Fiber cabled module
PPLAGG8LCQXL |  | Variant of PROPEL-CABLED-MODULES | Propel ULL Singlemode Cabled Module, 12x8 duplex LC Propel module on End A to 1x8f MPO/UPC pinned on End B, 96 fiber Plenum Trunk, Method A |  | Propel | PPL | Fiber cabled module
PPLU3GDLCMPP |  | Variant of PROPEL-CABLED-MODULES | Propel ULL Singlemode Cabled Module, 24x12 duplex LC Propel module on End A to 1x12f MPO/UPC non-pinned on End B, 288 fiber B2ca Trunk, Method B Enhanced |  | Propel | PPL | Fiber cabled module
PPLAGG8LCQXM |  | Variant of PROPEL-CABLED-MODULES | Propel ULL Singlemode Cabled Module, 18x8 duplex LC Propel module on End A to 1x8f MPO/UPC pinned on End B, 144 fiber Plenum Trunk, Method A |  | Propel | PPL | Fiber cabled module
PPLAJVRLCRZN |  | Variant of PROPEL-CABLED-MODULES | Propel ULL Multimode OM5 Cabled Module, 12x16 duplex LC Propel module on End A to 1x16f MPO/APC pinned Multimode on End B, 192 fiber LSZH Trunk, Method A |  | Propel | PPL | Fiber cabled module
PPLUGX8LCQPL |  | Variant of PROPEL-CABLED-MODULES | Propel ULL Multimode OM4 Cabled Module, 12x8 duplex LC Propel module on End A to 1x8f MPO/UPC non-pinned on End B, 96 fiber Plenum Trunk, Method B Enhanced |  | Propel | PPL | Fiber cabled module
PPLUJGDLCMXD |  | Variant of PROPEL-CABLED-MODULES | Propel ULL Singlemode Cabled Module, 1x12 duplex LC Propel module on End A to 1x12f MPO/UPC pinned on End B, 12 fiber LSZH Trunk, Method B Enhanced |  | Propel | PPL | Fiber cabled module
PPLU3GDLCMXD |  | Variant of PROPEL-CABLED-MODULES | Propel ULL Singlemode Cabled Module, 1x12 duplex LC Propel module on End A to 1x12f MPO/UPC pinned on End B, 12 fiber B2ca Trunk, Method B Enhanced |  | Propel | PPL | Fiber cabled module
PPLU3VDLCMPL |  | Variant of PROPEL-CABLED-MODULES | Propel ULL Multimode OM5 Cabled Module, 8x12 duplex LC Propel module on End A to 1x12f MPO/UPC non-pinned on End B, 96 fiber B2ca Trunk, Method B Enhanced |  | Propel | PPL | Fiber cabled module
PPLUJXRLCLCU |  | Variant of PROPEL-CABLED-MODULES | Propel ULL Multimode OM4 Cabled Module, 4x16 duplex LC Propel module on End A to 4x16 on End B, 64 fiber LSZH Trunk, Method B Enhanced |  | Propel | PPL | Fiber cabled module
PPLU3XFLCLCM |  | Variant of PROPEL-CABLED-MODULES | Propel ULL Multimode OM4 Cabled Module, 6x2f duplex LC Propel module on End A to 6x24 on End B, 144 fiber B2ca Trunk, Method B Enhanced |  | Propel | PPL | Fiber cabled module
PPLUGGRSNRPH |  | Variant of PROPEL-CABLED-MODULES | Propel ULL Singlemode Cabled Module, 3x16 duplex SN Propel module on End A to 3x16 on End B, 48 fiber Plenum Trunk, Method B Enhanced |  | Propel | PPL | Fiber cabled module
PPLAGG8LCQXN |  | Variant of PROPEL-CABLED-MODULES | Propel ULL Singlemode Cabled Module, 24x8 duplex LC Propel module on End A to 1x8f MPO/UPC pinned on End B, 192 fiber Plenum Trunk, Method A |  | Propel | PPL | Fiber cabled module
PPLUJGDLCMXF |  | Variant of PROPEL-CABLED-MODULES | Propel ULL Singlemode Cabled Module, 2x12 duplex LC Propel module on End A to 1x12f MPO/UPC pinned on End B, 24 fiber LSZH Trunk, Method B Enhanced |  | Propel | PPL | Fiber cabled module
PPLAGXFLC2PF |  | Variant of PROPEL-CABLED-MODULES | Propel ULL Multimode OM4 Cabled Module, 1x24 duplex LC Propel module on End A to 1x24f MPO/UPC non-pinned on End B, 24 fiber Plenum Trunk, Method A |  | Propel | PPL | Fiber cabled module
PPLAGG8LCQXR |  | Variant of PROPEL-CABLED-MODULES | Propel ULL Singlemode Cabled Module, 2x8 duplex LC Propel module on End A to 1x8f MPO/UPC pinned on End B, 16 fiber Plenum Trunk, Method A |  | Propel | PPL | Fiber cabled module
PPLUGX8LCQPN |  | Variant of PROPEL-CABLED-MODULES | Propel ULL Multimode OM4 Cabled Module, 24x8 duplex LC Propel module on End A to 1x8f MPO/UPC non-pinned on End B, 192 fiber Plenum Trunk, Method B Enhanced |  | Propel | PPL | Fiber cabled module
PPLAJVRLCRZS |  | Variant of PROPEL-CABLED-MODULES | Propel ULL Multimode OM5 Cabled Module, 2x16 duplex LC Propel module on End A to 1x16f MPO/APC pinned Multimode on End B, 32 fiber LSZH Trunk, Method A |  | Propel | PPL | Fiber cabled module
PPLUJXRLCRVL |  | Variant of PROPEL-CABLED-MODULES | Propel ULL Multimode OM4 Cabled Module, 6x16 duplex LC Propel module on End A to 1x16f MPO/APC non-pinned Multimode on End B, 96 fiber LSZH Trunk, Method B Enhanced |  | Propel | PPL | Fiber cabled module
PPLA3V8LCQP8 |  | Variant of PROPEL-CABLED-MODULES | Propel ULL Multimode OM5 Cabled Module, 1x8 duplex LC Propel module on End A to 1x8f MPO/UPC non-pinned on End B, 8 fiber B2ca Trunk, Method A |  | Propel | PPL | Fiber cabled module
PPLU3GFLC2XM |  | Variant of PROPEL-CABLED-MODULES | Propel ULL Singlemode Cabled Module, 6x2f duplex LC Propel module on End A to 1x24f MPO/UPC pinned on End B, 144 fiber B2ca Trunk, Method B Enhanced |  | Propel | PPL | Fiber cabled module
PPLUGXDLCLCF |  | Variant of PROPEL-CABLED-MODULES | Propel ULL Multimode OM4 Cabled Module, 2x12 duplex LC Propel module on End A to 2x12 on End B, 24 fiber Plenum Trunk, Method B Enhanced |  | Propel | PPL | Fiber cabled module
PPLAGGFLC2XH |  | Variant of PROPEL-CABLED-MODULES | Propel ULL Singlemode Cabled Module, 2x2f duplex LC Propel module on End A to 1x24f MPO/UPC pinned on End B, 48 fiber Plenum Trunk, Method A |  | Propel | PPL | Fiber cabled module
PPLUQG8LCQX8 |  | Variant of PROPEL-CABLED-MODULES | Propel ULL Singlemode Cabled Module, 1x4 duplex LC Propel module on End A to 1x8f MPO/UPC pinned on End B, 8 fiber Plenum patch cord cable, Method B Enhanced |  | Propel | PPL | Fiber cabled module
PPLUGGRSNUCQ |  | Variant of PROPEL-CABLED-MODULES | Propel ULL Singlemode Cabled Module, 8x16 duplex SN Propel module on End A to 8x16 on End B, 128 fiber Plenum Trunk, Method B Enhanced |  | Propel | PPL | Fiber cabled module
PPLU3VFLC2XK |  | Variant of PROPEL-CABLED-MODULES | Propel ULL Multimode OM5 Cabled Module, 3x2f duplex LC Propel module on End A to 1x24f MPO/UPC pinned on End B, 72 fiber B2ca Trunk, Method B Enhanced |  | Propel | PPL | Fiber cabled module
PPLU3GFLCLCF |  | Variant of PROPEL-CABLED-MODULES | Propel ULL Singlemode Cabled Module, 1x2f duplex LC Propel module on End A to 1x24 on End B, 24 fiber B2ca Trunk, Method B Enhanced |  | Propel | PPL | Fiber cabled module
PPLAJXDLCMPK |  | Variant of PROPEL-CABLED-MODULES | Propel ULL Multimode OM4 Cabled Module, 6x12 duplex LC Propel module on End A to 1x12f MPO/UPC non-pinned on End B, 72 fiber LSZH Trunk, Method A |  | Propel | PPL | Fiber cabled module
PPLU3XRLCRZU |  | Variant of PROPEL-CABLED-MODULES | Propel ULL Multimode OM4 Cabled Module, 4x16 duplex LC Propel module on End A to 1x16f MPO/APC pinned Multimode on End B, 64 fiber B2ca Trunk, Method B Enhanced |  | Propel | PPL | Fiber cabled module
PPLUGGRSNUCR |  | Variant of PROPEL-CABLED-MODULES | Propel ULL Singlemode Cabled Module, 1x16 duplex SN Propel module on End A to 1x16 on End B, 16 fiber Plenum Trunk, Method B Enhanced |  | Propel | PPL | Fiber cabled module
PPLUQG8LCUC8 |  | Variant of PROPEL-CABLED-MODULES | Propel ULL Singlemode Cabled Module, 1x4 duplex LC Propel module on End A to Stub on End B, 8 fiber Plenum patch cord cable, Method B Enhanced |  | Propel | PPL | Fiber cabled module
PPLUJVFLC2PK |  | Variant of PROPEL-CABLED-MODULES | Propel ULL Multimode OM5 Cabled Module, 3x2f duplex LC Propel module on End A to 1x24f MPO/UPC non-pinned on End B, 72 fiber LSZH Trunk, Method B Enhanced |  | Propel | PPL | Fiber cabled module
PPLU3VFLC2XL |  | Variant of PROPEL-CABLED-MODULES | Propel ULL Multimode OM5 Cabled Module, 4x2f duplex LC Propel module on End A to 1x24f MPO/UPC pinned on End B, 96 fiber B2ca Trunk, Method B Enhanced |  | Propel | PPL | Fiber cabled module
PPLA3V8LCQPH |  | Variant of PROPEL-CABLED-MODULES | Propel ULL Multimode OM5 Cabled Module, 6x8 duplex LC Propel module on End A to 1x8f MPO/UPC non-pinned on End B, 48 fiber B2ca Trunk, Method A |  | Propel | PPL | Fiber cabled module
PPLU3GFLCLCH |  | Variant of PROPEL-CABLED-MODULES | Propel ULL Singlemode Cabled Module, 2x2f duplex LC Propel module on End A to 2x24 on End B, 48 fiber B2ca Trunk, Method B Enhanced |  | Propel | PPL | Fiber cabled module
PPLAJG8LCQP8 |  | Variant of PROPEL-CABLED-MODULES | Propel ULL Singlemode Cabled Module, 1x8 duplex LC Propel module on End A to 1x8f MPO/UPC non-pinned on End B, 8 fiber LSZH Trunk, Method A |  | Propel | PPL | Fiber cabled module
PPLUJGFLCLCL |  | Variant of PROPEL-CABLED-MODULES | Propel ULL Singlemode Cabled Module, 4x2f duplex LC Propel module on End A to 4x24 on End B, 96 fiber LSZH Trunk, Method B Enhanced |  | Propel | PPL | Fiber cabled module
PPLU3VFLC2XM |  | Variant of PROPEL-CABLED-MODULES | Propel ULL Multimode OM5 Cabled Module, 6x2f duplex LC Propel module on End A to 1x24f MPO/UPC pinned on End B, 144 fiber B2ca Trunk, Method B Enhanced |  | Propel | PPL | Fiber cabled module
PPLU3GFLCLCK |  | Variant of PROPEL-CABLED-MODULES | Propel ULL Singlemode Cabled Module, 3x2f duplex LC Propel module on End A to 3x24 on End B, 72 fiber B2ca Trunk, Method B Enhanced |  | Propel | PPL | Fiber cabled module
PPLAGGFLC2XL |  | Variant of PROPEL-CABLED-MODULES | Propel ULL Singlemode Cabled Module, 4x2f duplex LC Propel module on End A to 1x24f MPO/UPC pinned on End B, 96 fiber Plenum Trunk, Method A |  | Propel | PPL | Fiber cabled module
PPLAJG8LCQPF |  | Variant of PROPEL-CABLED-MODULES | Propel ULL Singlemode Cabled Module, 3x8 duplex LC Propel module on End A to 1x8f MPO/UPC non-pinned on End B, 24 fiber LSZH Trunk, Method A |  | Propel | PPL | Fiber cabled module
PPLUGGRSNUCS |  | Variant of PROPEL-CABLED-MODULES | Propel ULL Singlemode Cabled Module, 2x16 duplex SN Propel module on End A to 2x16 on End B, 32 fiber Plenum Trunk, Method B Enhanced |  | Propel | PPL | Fiber cabled module
PPLU3XRLCUCL |  | Variant of PROPEL-CABLED-MODULES | Propel ULL Multimode OM4 Cabled Module, 6x16 duplex LC Propel module on End A to Stub on End B, 96 fiber B2ca Trunk, Method B Enhanced |  | Propel | PPL | Fiber cabled module
PPLUQGDLCMPD |  | Variant of PROPEL-CABLED-MODULES | Propel ULL Singlemode Cabled Module, 1x12 duplex LC Propel module on End A to 1x12f MPO/UPC non-pinned on End B, 12 fiber Plenum Patchcord, Method B Enhanced |  | Propel | PPL | Fiber cabled module
PPLU3VFLCLCF |  | Variant of PROPEL-CABLED-MODULES | Propel ULL Multimode OM5 Cabled Module, 1x24 duplex LC Propel module on End A to 1x24 on End B, 24 fiber B2ca Trunk, Method B Enhanced |  | Propel | PPL | Fiber cabled module
PPLU3GFLCLCL |  | Variant of PROPEL-CABLED-MODULES | Propel ULL Singlemode Cabled Module, 4x2f duplex LC Propel module on End A to 4x24 on End B, 96 fiber B2ca Trunk, Method B Enhanced |  | Propel | PPL | Fiber cabled module
PPLAGGFLC2XM |  | Variant of PROPEL-CABLED-MODULES | Propel ULL Singlemode Cabled Module, 6x2f duplex LC Propel module on End A to 1x24f MPO/UPC pinned on End B, 144 fiber Plenum Trunk, Method A |  | Propel | PPL | Fiber cabled module
PPLUJGFLCUCF |  | Variant of PROPEL-CABLED-MODULES | Propel ULL Singlemode Cabled Module, 1x2f duplex LC Propel module on End A to Stub on End B, 24 fiber LSZH Trunk, Method B Enhanced |  | Propel | PPL | Fiber cabled module
PPLAJG8LCQPH |  | Variant of PROPEL-CABLED-MODULES | Propel ULL Singlemode Cabled Module, 6x8 duplex LC Propel module on End A to 1x8f MPO/UPC non-pinned on End B, 48 fiber LSZH Trunk, Method A |  | Propel | PPL | Fiber cabled module
PPLUGXDLCLCK |  | Variant of PROPEL-CABLED-MODULES | Propel ULL Multimode OM4 Cabled Module, 6x12 duplex LC Propel module on End A to 6x12 on End B, 72 fiber Plenum Trunk, Method B Enhanced |  | Propel | PPL | Fiber cabled module
PPLUGGRSNUCU |  | Variant of PROPEL-CABLED-MODULES | Propel ULL Singlemode Cabled Module, 4x16 duplex SN Propel module on End A to 4x16 on End B, 64 fiber Plenum Trunk, Method B Enhanced |  | Propel | PPL | Fiber cabled module
PPLU3XRLCUCM |  | Variant of PROPEL-CABLED-MODULES | Propel ULL Multimode OM4 Cabled Module, 9x16 duplex LC Propel module on End A to Stub on End B, 144 fiber B2ca Trunk, Method B Enhanced |  | Propel | PPL | Fiber cabled module
PPLUQGDLCMXD |  | Variant of PROPEL-CABLED-MODULES | Propel ULL Singlemode Cabled Module, 1x12 duplex LC Propel module on End A to 1x12f MPO/UPC pinned on End B, 12 fiber Plenum Patchcord, Method B Enhanced |  | Propel | PPL | Fiber cabled module
PPLA3V8LCQPM |  | Variant of PROPEL-CABLED-MODULES | Propel ULL Multimode OM5 Cabled Module, 18x8 duplex LC Propel module on End A to 1x8f MPO/UPC non-pinned on End B, 144 fiber B2ca Trunk, Method A |  | Propel | PPL | Fiber cabled module
PPLUJVFLC2XF |  | Variant of PROPEL-CABLED-MODULES | Propel ULL Multimode OM5 Cabled Module, 1x2f duplex LC Propel module on End A to 1x24f MPO/UPC pinned on End B, 24 fiber LSZH Trunk, Method B Enhanced |  | Propel | PPL | Fiber cabled module
PPLAGGFSN2PF |  | Variant of PROPEL-CABLED-MODULES | Propel ULL Singlemode Cabled Module, 1x2f duplex SN Propel module on End A to 1x24 on End B, 24 fiber Plenum Trunk, Method A |  | Propel | PPL | Fiber cabled module
PPLUJGFLCUCH |  | Variant of PROPEL-CABLED-MODULES | Propel ULL Singlemode Cabled Module, 2x2f duplex LC Propel module on End A to Stub on End B, 48 fiber LSZH Trunk, Method B Enhanced |  | Propel | PPL | Fiber cabled module
PPLUGXDLCLCL |  | Variant of PROPEL-CABLED-MODULES | Propel ULL Multimode OM4 Cabled Module, 8x12 duplex LC Propel module on End A to 8x12 on End B, 96 fiber Plenum Trunk, Method B Enhanced |  | Propel | PPL | Fiber cabled module
PPLU3GFLCUCF |  | Variant of PROPEL-CABLED-MODULES | Propel ULL Singlemode Cabled Module, 1x2f duplex LC Propel module on End A to Stub on End B, 24 fiber B2ca Trunk, Method B Enhanced |  | Propel | PPL | Fiber cabled module
PPLU3VFLCLCK |  | Variant of PROPEL-CABLED-MODULES | Propel ULL Multimode OM5 Cabled Module, 3x2f duplex LC Propel module on End A to 3x24 on End B, 72 fiber B2ca Trunk, Method B Enhanced |  | Propel | PPL | Fiber cabled module
PPLAGGFSN2PH |  | Variant of PROPEL-CABLED-MODULES | Propel ULL Singlemode Cabled Module, 2x2f duplex SN Propel module on End A to 2x24 on End B, 48 fiber Plenum Trunk, Method A |  | Propel | PPL | Fiber cabled module
PPLAJXDLCMXD |  | Variant of PROPEL-CABLED-MODULES | Propel ULL Multimode OM4 Cabled Module, 1x12 duplex LC Propel module on End A to 1x12f MPO/UPC pinned on End B, 12 fiber LSZH Trunk, Method A |  | Propel | PPL | Fiber cabled module
PPLAJG8LCQPL |  | Variant of PROPEL-CABLED-MODULES | Propel ULL Singlemode Cabled Module, 12x8 duplex LC Propel module on End A to 1x8f MPO/UPC non-pinned on End B, 96 fiber LSZH Trunk, Method A |  | Propel | PPL | Fiber cabled module
PPLUJGFLCUCK |  | Variant of PROPEL-CABLED-MODULES | Propel ULL Singlemode Cabled Module, 3x2f duplex LC Propel module on End A to Stub on End B, 72 fiber LSZH Trunk, Method B Enhanced |  | Propel | PPL | Fiber cabled module
PPLUQGFLC2PF |  | Variant of PROPEL-CABLED-MODULES | Propel ULL Singlemode Cabled Module, 1x24 duplex LC Propel module on End A to 1x24f MPO/UPC non-pinned on End B, 24 fiber Plenum Patchcord, Method B Enhanced |  | Propel | PPL | Fiber cabled module
PPLA3V8LCQPR |  | Variant of PROPEL-CABLED-MODULES | Propel ULL Multimode OM5 Cabled Module, 2x8 duplex LC Propel module on End A to 1x8f MPO/UPC non-pinned on End B, 16 fiber B2ca Trunk, Method A |  | Propel | PPL | Fiber cabled module
PPLUJVFLC2XK |  | Variant of PROPEL-CABLED-MODULES | Propel ULL Multimode OM5 Cabled Module, 3x2f duplex LC Propel module on End A to 1x24f MPO/UPC pinned on End B, 72 fiber LSZH Trunk, Method B Enhanced |  | Propel | PPL | Fiber cabled module
PPLAGGFSN2PK |  | Variant of PROPEL-CABLED-MODULES | Propel ULL Singlemode Cabled Module, 3x2f duplex SN Propel module on End A to 3x24 on End B, 72 fiber Plenum Trunk, Method A |  | Propel | PPL | Fiber cabled module
PPLU3GFLCUCH |  | Variant of PROPEL-CABLED-MODULES | Propel ULL Singlemode Cabled Module, 2x2f duplex LC Propel module on End A to Stub on End B, 48 fiber B2ca Trunk, Method B Enhanced |  | Propel | PPL | Fiber cabled module
PPLAJXDLCMXF |  | Variant of PROPEL-CABLED-MODULES | Propel ULL Multimode OM4 Cabled Module, 2x12 duplex LC Propel module on End A to 1x12f MPO/UPC pinned on End B, 24 fiber LSZH Trunk, Method A |  | Propel | PPL | Fiber cabled module
PPLUGXDLCLCN |  | Variant of PROPEL-CABLED-MODULES | Propel ULL Multimode OM4 Cabled Module, 16x12 duplex LC Propel module on End A to 16x12 on End B, 192 fiber Plenum Trunk, Method B Enhanced |  | Propel | PPL | Fiber cabled module
PPLA3V8LCQPS |  | Variant of PROPEL-CABLED-MODULES | Propel ULL Multimode OM5 Cabled Module, 4x8 duplex LC Propel module on End A to 1x8f MPO/UPC non-pinned on End B, 32 fiber B2ca Trunk, Method A |  | Propel | PPL | Fiber cabled module
PPLUGV8LCLCH |  | Variant of PROPEL-CABLED-MODULES | Propel ULL Multimode OM5 Cabled Module, 6x8 duplex LC Propel module on End A to 6x8 on End B, 48 fiber Plenum Trunk, Method B Enhanced |  | Propel | PPL | Fiber cabled module
PPLU3XRLCUCR |  | Variant of PROPEL-CABLED-MODULES | Propel ULL Multimode OM4 Cabled Module, 1x16 duplex LC Propel module on End A to Stub on End B, 16 fiber B2ca Trunk, Method B Enhanced |  | Propel | PPL | Fiber cabled module
PPLAJG8LCQPN |  | Variant of PROPEL-CABLED-MODULES | Propel ULL Singlemode Cabled Module, 24x8 duplex LC Propel module on End A to 1x8f MPO/UPC non-pinned on End B, 192 fiber LSZH Trunk, Method A |  | Propel | PPL | Fiber cabled module
PPLUGXDLCLCP |  | Variant of PROPEL-CABLED-MODULES | Propel ULL Multimode OM4 Cabled Module, 24x12 duplex LC Propel module on End A to 24x12 on End B, 288 fiber Plenum Trunk, Method B Enhanced |  | Propel | PPL | Fiber cabled module
PPLUGV8LCLCK |  | Variant of PROPEL-CABLED-MODULES | Propel ULL Multimode OM5 Cabled Module, 9x8 duplex LC Propel module on End A to 9x8 on End B, 72 fiber Plenum Trunk, Method B Enhanced |  | Propel | PPL | Fiber cabled module
PPLU3VFLCUCF |  | Variant of PROPEL-CABLED-MODULES | Propel ULL Multimode OM5 Cabled Module, 1x24f duplex LC Propel module on End A to Stub on End B, 24 fiber B2ca Trunk, Method B Enhanced |  | Propel | PPL | Fiber cabled module
PPLUJVFLC2XM |  | Variant of PROPEL-CABLED-MODULES | Propel ULL Multimode OM5 Cabled Module, 6x2f duplex LC Propel module on End A to 1x24f MPO/UPC pinned on End B, 144 fiber LSZH Trunk, Method B Enhanced |  | Propel | PPL | Fiber cabled module
PPLAGGFSN2PM |  | Variant of PROPEL-CABLED-MODULES | Propel ULL Singlemode Cabled Module, 6x2f duplex SN Propel module on End A to 6x24 on End B, 144 fiber Plenum Trunk, Method A |  | Propel | PPL | Fiber cabled module
PPLU3GFLCUCL |  | Variant of PROPEL-CABLED-MODULES | Propel ULL Singlemode Cabled Module, 4x2f duplex LC Propel module on End A to Stub on End B, 96 fiber B2ca Trunk, Method B Enhanced |  | Propel | PPL | Fiber cabled module
PPLAJXDLCMXH |  | Variant of PROPEL-CABLED-MODULES | Propel ULL Multimode OM4 Cabled Module, 4x12 duplex LC Propel module on End A to 1x12f MPO/UPC pinned on End B, 48 fiber LSZH Trunk, Method A |  | Propel | PPL | Fiber cabled module
PPLA3V8LCQX8 |  | Variant of PROPEL-CABLED-MODULES | Propel ULL Multimode OM5 Cabled Module, 1x8 duplex LC Propel module on End A to 1x8f MPO/UPC pinned on End B, 8 fiber B2ca Trunk, Method A |  | Propel | PPL | Fiber cabled module
PPLUGV8LCLCL |  | Variant of PROPEL-CABLED-MODULES | Propel ULL Multimode OM5 Cabled Module, 12x8 duplex LC Propel module on End A to 12x8 on End B, 96 fiber Plenum Trunk, Method B Enhanced |  | Propel | PPL | Fiber cabled module
PPLU3VFLCUCH |  | Variant of PROPEL-CABLED-MODULES | Propel ULL Multimode OM5 Cabled Module, 2x24f duplex LC Propel module on End A to Stub on End B, 48 fiber B2ca Trunk, Method B Enhanced |  | Propel | PPL | Fiber cabled module
PPLUGXDLCMPD |  | Variant of PROPEL-CABLED-MODULES | Propel ULL Multimode OM4 Cabled Module, 1x12 duplex LC Propel module on End A to 1x12f MPO/UPC non-pinned on End B, 12 fiber Plenum Trunk, Method B Enhanced |  | Propel | PPL | Fiber cabled module
PPLUJVFLCLCF |  | Variant of PROPEL-CABLED-MODULES | Propel ULL Multimode OM5 Cabled Module, 1x24f duplex LC Propel module on End A to 1x24 on End B, 24 fiber LSZH Trunk, Method B Enhanced |  | Propel | PPL | Fiber cabled module
PPLUJGFSN2PH |  | Variant of PROPEL-CABLED-MODULES | Propel ULL Singlemode Cabled Module, 2x2f duplex SN Propel module on End A to 2x24 on End B, 48 fiber LSZH Trunk, Method B Enhanced |  | Propel | PPL | Fiber cabled module
PPLUGV8LCLCM |  | Variant of PROPEL-CABLED-MODULES | Propel ULL Multimode OM5 Cabled Module, 18x8 duplex LC Propel module on End A to 18x8 on End B, 144 fiber Plenum Trunk, Method B Enhanced |  | Propel | PPL | Fiber cabled module
PPLA3V8LCQXF |  | Variant of PROPEL-CABLED-MODULES | Propel ULL Multimode OM5 Cabled Module, 3x8 duplex LC Propel module on End A to 1x8f MPO/UPC pinned on End B, 24 fiber B2ca Trunk, Method A |  | Propel | PPL | Fiber cabled module
PPLU3VFLCUCK |  | Variant of PROPEL-CABLED-MODULES | Propel ULL Multimode OM5 Cabled Module, 3x24f duplex LC Propel module on End A to Stub on End B, 72 fiber B2ca Trunk, Method B Enhanced |  | Propel | PPL | Fiber cabled module
PPLAGGFSN2XH |  | Variant of PROPEL-CABLED-MODULES | Propel ULL Singlemode Cabled Module, 2x2f duplex SN Propel module on End A to 2x24 on End B, 48 fiber Plenum Trunk, Method A |  | Propel | PPL | Fiber cabled module
PPLUGG8LCLC8 |  | Variant of PROPEL-CABLED-MODULES | Propel ULL Singlemode Cabled Module, 1x8 duplex LC Propel module on End A to 1x8 on End B, 8 fiber Plenum Trunk, Method B Enhanced |  | Propel | PPL | Fiber cabled module
PPLUJGFSN2PK |  | Variant of PROPEL-CABLED-MODULES | Propel ULL Singlemode Cabled Module, 3x2f duplex SN Propel module on End A to 3x24 on End B, 72 fiber LSZH Trunk, Method B Enhanced |  | Propel | PPL | Fiber cabled module
PPLAJG8LCQPU |  | Variant of PROPEL-CABLED-MODULES | Propel ULL Singlemode Cabled Module, 8x8 duplex LC Propel module on End A to 1x8f MPO/UPC non-pinned on End B, 64 fiber LSZH Trunk, Method A |  | Propel | PPL | Fiber cabled module
PPLUQGFLCLCF |  | Variant of PROPEL-CABLED-MODULES | Propel ULL Singlemode Cabled Module, 1x24f duplex LC Propel module on End A to 1x24 on End B, 24 fiber Plenum Patchcord, Method B Enhanced |  | Propel | PPL | Fiber cabled module
PPLUGXDLCMPG |  | Variant of PROPEL-CABLED-MODULES | Propel ULL Multimode OM4 Cabled Module, 3x12 duplex LC Propel module on End A to 1x12f MPO/UPC non-pinned on End B, 36 fiber Plenum Trunk, Method B Enhanced |  | Propel | PPL | Fiber cabled module
PPLUGG8LCLCF |  | Variant of PROPEL-CABLED-MODULES | Propel ULL Singlemode Cabled Module, 3x8 duplex LC Propel module on End A to 3x8 on End B, 24 fiber Plenum Trunk, Method B Enhanced |  | Propel | PPL | Fiber cabled module
PPLU3GFSN2PH |  | Variant of PROPEL-CABLED-MODULES | Propel ULL Singlemode Cabled Module, 2x2f duplex SN Propel module on End A to 2x24 on End B, 48 fiber B2ca Trunk, Method B Enhanced |  | Propel | PPL | Fiber cabled module
PPLU3GFSN2PK |  | Variant of PROPEL-CABLED-MODULES | Propel ULL Singlemode Cabled Module, 3x2f duplex SN Propel module on End A to 3x24 on End B, 72 fiber B2ca Trunk, Method B Enhanced |  | Propel | PPL | Fiber cabled module
PPLUJVFLCLCL |  | Variant of PROPEL-CABLED-MODULES | Propel ULL Multimode OM5 Cabled Module, 4x2f duplex LC Propel module on End A to 4x24 on End B, 96 fiber LSZH Trunk, Method B Enhanced |  | Propel | PPL | Fiber cabled module
PPLA3V8LCQXK |  | Variant of PROPEL-CABLED-MODULES | Propel ULL Multimode OM5 Cabled Module, 9x8 duplex LC Propel module on End A to 1x8f MPO/UPC pinned on End B, 72 fiber B2ca Trunk, Method A |  | Propel | PPL | Fiber cabled module
PPLAJG8LCQXF |  | Variant of PROPEL-CABLED-MODULES | Propel ULL Singlemode Cabled Module, 3x8 duplex LC Propel module on End A to 1x8f MPO/UPC pinned on End B, 24 fiber LSZH Trunk, Method A |  | Propel | PPL | Fiber cabled module
PPLAJXDLCMXN |  | Variant of PROPEL-CABLED-MODULES | Propel ULL Multimode OM4 Cabled Module, 16x12 duplex LC Propel module on End A to 1x12f MPO/UPC pinned on End B, 192 fiber LSZH Trunk, Method A |  | Propel | PPL | Fiber cabled module
PPLA3V8LCQXL |  | Variant of PROPEL-CABLED-MODULES | Propel ULL Multimode OM5 Cabled Module, 12x8 duplex LC Propel module on End A to 1x8f MPO/UPC pinned on End B, 96 fiber B2ca Trunk, Method A |  | Propel | PPL | Fiber cabled module
PPLAJG8LCQXH |  | Variant of PROPEL-CABLED-MODULES | Propel ULL Singlemode Cabled Module, 6x8 duplex LC Propel module on End A to 1x8f MPO/UPC pinned on End B, 48 fiber LSZH Trunk, Method A |  | Propel | PPL | Fiber cabled module
PPLAJXDLCMXP |  | Variant of PROPEL-CABLED-MODULES | Propel ULL Multimode OM4 Cabled Module, 24x12 duplex LC Propel module on End A to 1x12f MPO/UPC pinned on End B, 288 fiber LSZH Trunk, Method A |  | Propel | PPL | Fiber cabled module
PPLAGGRLCRPH |  | Variant of PROPEL-CABLED-MODULES | Propel ULL Singlemode Cabled Module, 3x16 duplex LC Propel module on End A to 1x16f MPO/APC non-pinned Singlemode on End B, 48 fiber Plenum Trunk, Method A |  | Propel | PPL | Fiber cabled module
PPLU3VRLCLCL |  | Variant of PROPEL-CABLED-MODULES | Propel ULL Multimode OM5 Cabled Module, 6x16 duplex LC Propel module on End A to 6x16 on End B, 96 fiber B2ca Trunk, Method B Enhanced |  | Propel | PPL | Fiber cabled module
PPLUGG8LCLCL |  | Variant of PROPEL-CABLED-MODULES | Propel ULL Singlemode Cabled Module, 12x8 duplex LC Propel module on End A to 12x8 on End B, 96 fiber Plenum Trunk, Method B Enhanced |  | Propel | PPL | Fiber cabled module
PPLAGGRLCRPL |  | Variant of PROPEL-CABLED-MODULES | Propel ULL Singlemode Cabled Module, 6x16 duplex LC Propel module on End A to 1x16f MPO/APC non-pinned Singlemode on End B, 96 fiber Plenum Trunk, Method A |  | Propel | PPL | Fiber cabled module
PPLAJXFLC2PH |  | Variant of PROPEL-CABLED-MODULES | Propel ULL Multimode OM4 Cabled Module, 2x2f duplex LC Propel module on End A to 1x24f MPO/UPC non-pinned on End B, 48 fiber LSZH Trunk, Method A |  | Propel | PPL | Fiber cabled module
PPLAGGRLCRPM |  | Variant of PROPEL-CABLED-MODULES | Propel ULL Singlemode Cabled Module, 9x16 duplex LC Propel module on End A to 1x16f MPO/APC non-pinned Singlemode on End B, 144 fiber Plenum Trunk, Method A |  | Propel | PPL | Fiber cabled module
PPLU3VRLCLCN |  | Variant of PROPEL-CABLED-MODULES | Propel ULL Multimode OM5 Cabled Module, 12x16 duplex LC Propel module on End A to 12x16 on End B, 192 fiber B2ca Trunk, Method B Enhanced |  | Propel | PPL | Fiber cabled module
PPLUQGFLCUCF |  | Variant of PROPEL-CABLED-MODULES | Propel ULL Singlemode Cabled Module, 1x24f duplex LC Propel module on End A to Stub on End B, 24 fiber Plenum Patchcord, Method B Enhanced |  | Propel | PPL | Fiber cabled module
PPLUJGFSN2XL |  | Variant of PROPEL-CABLED-MODULES | Propel ULL Singlemode Cabled Module, 4x2f duplex SN Propel module on End A to 4x24 on End B, 96 fiber LSZH Trunk, Method B Enhanced |  | Propel | PPL | Fiber cabled module
PPLU3GFSN2XH |  | Variant of PROPEL-CABLED-MODULES | Propel ULL Singlemode Cabled Module, 2x2f duplex SN Propel module on End A to 2x24 on End B, 48 fiber B2ca Trunk, Method B Enhanced |  | Propel | PPL | Fiber cabled module
PPLUJVFLCUCK |  | Variant of PROPEL-CABLED-MODULES | Propel ULL Multimode OM5 Cabled Module, 3x24f duplex LC Propel module on End A to Stub on End B, 72 fiber LSZH Trunk, Method B Enhanced |  | Propel | PPL | Fiber cabled module
PPLA3V8LCQXS |  | Variant of PROPEL-CABLED-MODULES | Propel ULL Multimode OM5 Cabled Module, 4x8 duplex LC Propel module on End A to 1x8f MPO/UPC pinned on End B, 32 fiber B2ca Trunk, Method A |  | Propel | PPL | Fiber cabled module
PPLAGGRLCRPN |  | Variant of PROPEL-CABLED-MODULES | Propel ULL Singlemode Cabled Module, 12x16 duplex LC Propel module on End A to 1x16f MPO/APC non-pinned Singlemode on End B, 192 fiber Plenum Trunk, Method A |  | Propel | PPL | Fiber cabled module
760161463 | UHD-CBL-BRKT-3/8-NPT | Variant | Ultra High Density Trunk Cable Bracket 3/8 NPT | CommScope® |  |  | Cable attachment kit
760149351 | PNL-BK-012-SFA-LC02-BL-NS | Variant of LGX/1000-ADAPTER-PACKS | Adapter Pack, Black, 1000-Type, with 6 TeraSPEED® Singlemode duplex LC adapters, blue, no shutter | CommScope® | TeraSPEED® | 1000-style | Fiber adapter pack
760151738 | PNL-WH-EMT-GANG | Variant of LGX/1000-ADAPTER-PACKS | Adapter Pack, White, 1000-Type, unpopulated, accepts 1 ganged adapter | CommScope® |  | 1000-style | Fiber adapter pack ¦ unloaded |  | Discontinued
760216754 | 360DPis-24LC-LS | Variant of G2-ADAPTER-PACKS | 360 Distribution Adapter Pack, Multimode OM4, 24 LC/UPC with internal shutters | CommScope® |  | G2 | Fiber adapter pack
760217471 | HD-iP-2U-64-MPO-DP-SD | Variant of IPATCH-PANELS | HD iPATCH 2U 64-MPO Distribution Panel, Sliding Panel | CommScope® | iPatch® ¦ imVision® | HD ¦ IPATCH | Fiber patch panel
760217414 | HD-iP-1U-96F-LC-DM-LS-SD | Variant of IPATCH-PANELS | HD iPATCH 1U 96F-LC Distribution Module, LazrSPEED, Sliding Panel | CommScope® | iPatch® ¦ imVision® | HD ¦ IPATCH | Fiber patch panel
760218404 | HD-iP-1U-48F-LC-DM-TS-SD | Variant of IPATCH-PANELS | HD iPATCH 1U 48F-LC Distribution Module, TeraSPEED, Sliding Panel | CommScope® | iPatch® | HD ¦ IPATCH | Fiber patch panel
760217448 | HD-iP-2U-192F-LC-DM-LS-SD | Variant of IPATCH-PANELS | HD iPATCH 2U 192F-LC Distribution Module, LazrSPEED, with Sliding Panel | CommScope® | iPatch® ¦ imVision® | HD ¦ IPATCH | Fiber patch panel
760218479 | UD-4U-FX | Variant of UD-PANELS | Ultra High Density 4U modular cassette fixed Panel, accepts (24) G2 modules or MPO panels, providing up to 288 duplex LC ports, or up to 192 MPO ports | CommScope® |  | UD | Fiber patch panel
760221747 | PNL-CS-12LCW-PT | Variant of LGX/1000-SPLICE-CASSETTES | TeraSPEED® Splicing cassette, 12LC , 900μm | CommScope® | TeraSPEED® |  | Fiber cassette with pigtails
760224089 | 360DMis-12LC-SM | Variant of G2-MODULES | G2 LL Singlemode MPO 12 distribution module, 12 LC to 1x12f MPO pinned, internal shutters | CommScope® | InstaPATCH® 360 | G2 | Fiber module
760225888 | UD-1U-REAR-COVER | Variant of UD-ACCESSORIES | Ultra High Density 1U Fiber Shelf Rear Blanking Panel, silver | CommScope® |  | UD | Blank Panel
760225904 | UD-2U-REAR-DOOR | Variant of UD-ACCESSORIES | Ultra High Density 2U Fiber Shelf Rear Door, silver | CommScope® |  | UD | Door kit
760224873 | PNL-BK-012-SFA-LC02-BL-YL-SHUTTERED | Variant of LGX/1000-ADAPTER-PACKS | 1000-type Adapter Pack, with 6 TeraSPEED® SM duplex LC adapters, yellow | CommScope® | TeraSPEED® | 1000-style | Fiber adapter pack
760227306 | UD-2U | Variant of UD-PANELS | Ultra High Density 2U modular cassette sliding Panel, accepts (12)G2 modules or MPO panels, providing up to 144 duplex LC ports or up to 96 MPO ports | CommScope® |  | UD | Fiber patch panel
760227314 | UD-4U | Variant of UD-PANELS | Ultra High Density 4U modular cassette sliding Panel, accepts (24) G2 modules or MPO panels, providing up to 288 duplex LC ports or up to 192 MPO ports | CommScope® |  | UD | Fiber patch panel
760230953 | 360DPis-12LC-MM | Variant of G2-ADAPTER-PACKS | 360 Distribution Adapter Pack 12 LC Multimode Gray | CommScope® |  | G2 | Fiber adapter pack
760231506 | HD-1U-SP | Variant of HD-PANELS | High Density 1U Sliding fiber Splice Panel, accepts (4) G2 modules, providing up to 48 duplex LC ports, accepts splice wallets, RoloSplice trays and stackable splice trays | CommScope® |  | HD | Fiber patch/splice panel
760231514 | HD-2U-SP | Variant of HD-PANELS | High Density 2U Sliding Fiber Splice Panel for holding up to 8 G2 modules (96 duplex LC ports) and Splice Wallet® / RoloSplice® / 360-LP-STACK splice tray kits (between 96 and 192 single fusion splices). | CommScope® |  | HD | Fiber patch/splice panel
760231522 | HD-4U-SP | Variant of HD-PANELS | High Density 4U Sliding Fiber Splice Panel, to accommodate a maximum of 192 single fusion splices when using the Splice Wallet® or 128 single fusion splices when using the RoloSplice® splice tray organizers | CommScope® |  | HD | Fiber patch/splice panel
760231449 | SD-1U | Variant of SD-PANELS | Standard Density 1U sliding Panel, accepts (3) LGX/1000 style splice cassettes, modules or panels, providing up to 36 duplex LC ports | CommScope® |  | SD | Fiber patch panel |  | Discontinued
760231456 | SD-2U | Variant of SD-PANELS | Standard Density 2U sliding Panel, accepts (6) LGX/1000 style splice cassettes, modules or panels, providing up to 72 duplex LC ports | CommScope® |  | SD | Fiber patch panel |  | Discontinued
760231464 | SD-4U | Variant of SD-PANELS | Standard Density 4U sliding Panel, accepts (12) LGX/1000 style splice cassettes, modules or panels, providing up to 144 duplex LC ports | CommScope® |  | SD | Fiber patch panel |  | Discontinued
760230946 | 360DPis-12LC-SM | Variant of G2-ADAPTER-PACKS | 360 Distribution Adapter Pack, Singlemode, 12 LC/UPC with internal shutters | CommScope® |  | G2 | Fiber adapter pack
760231480 | SD-2U-FX | Variant of SD-PANELS | Standard Density 2U fixed Panel, accepts (6) LGX/1000 style footprint modules or panels, providing up to 72 duplex LC ports | CommScope® |  | SD | Fiber patch panel |  | Discontinued
760232439 | SD-1U-24SC-SPLX-EMT | Variant | SD 1U Front Faceplate, unpopulated, accepts 24 simplex SC adapters | CommScope® |  |  | Front bulkhead panel |  | Discontinued
760232470 | SD-1U-24SC-DPLX-EMT | Variant | SD 1U Front Faceplate, unpopulated, accepts 24 duplex SC adapters | CommScope® |  |  | Front bulkhead panel |  | Discontinued
760232488 | SD-1U-24LC-SPLX-EMT | Variant | SD 1U Front Faceplate, unpopulated, accepts 24 simplex LC adapters | CommScope® |  |  | Front bulkhead panel |  | Discontinued
760134551 | 360DP-12SC-LS | Variant of G2-ADAPTER-PACKS | 360G2 Distribution Adapter Pack, Multimode OM4, 12 SC | CommScope® |  | G2 | Fiber adapter pack
760200345 | 360CM12-2x3-LS | Variant of G2-MODULES | G2 2x3 Multimode OM4 Conversion Module, 3 MPO male ports | CommScope® |  |  | Fiber module
760206540 | 360DMis-24LC-SM | Variant of G2-MODULES | G2 LL Singlemode MPO 12 distribution module, 24 LC to 2x12f MPO's pinned, internal shutters | CommScope® | InstaPATCH® 360 | G2 | Fiber module
760206565 | 360DMis-24LCA-SM | Variant of G2-MODULES | G2 LL Singlemode MPO 12 distribution module, 24 LC APC to 2x12f MPO's pinned, internal shutters | CommScope® | InstaPATCH® 360 | G2 | Fiber module
760207944 | HD-1U-REAR-EXT | Variant of HD-ACCESSORIES | High density 1U Fiber Shelf Rear Extension, 6 Cable Entries | CommScope® |  | HD | Extension unit
760209965 | HD-4U | Variant of HD-PANELS | High Density 4U modular cassette sliding Panel, accepts (16) G2 modules or MPO panels, providing up to 192 duplex LC ports or up to 128 MPO ports | CommScope® |  | HD | Fiber patch panel
760209981 | HD-4U-REAR-EXT-06-KIT | Variant of HD-ACCESSORIES | High Density 4U Fiber Shelf Rear Extension Kit, 6 Cable Entries | CommScope® |  | HD | Extension unit
760209999 | HD-4U-REAR-EXT-12-KIT | Variant of HD-ACCESSORIES | High Density 4U Fiber Shelf Rear Extension Kit, 12 Cable Entries | CommScope® |  | HD | Extension unit
760209619 | CABLE-MOUNT-KIT-12 | Variant | Fiber Shelf Cable Attachment Mouldings | CommScope® |  |  | Cable attachment kit
760210161 | CPPA-CPANEL-M | Variant | Angled Panel Cover for M2400/M4800, Black | CommScope® |  |  | Cover
760210294 | HD-4U-REAR-DOOR | Variant of HD-ACCESSORIES | High Density Fiber Shelf 4U Rear Door | CommScope® |  | HD | Door kit
760209957 | HD-2U | Variant of HD-PANELS | High Density 2U modular cassette sliding Panel, accepts (8) G2 modules or MPO panels, providing up to 96 duplex LC ports or up to 64 MPO ports | CommScope® |  | HD | Fiber patch panel
760210740 | HD-2U-FX | Variant of HD-PANELS | High Density 2U modular cassette fixed Panel, accepts (8) G2 modules or MPO panels, providing up to 96 duplex LC ports or up to 64 MPO ports | CommScope® |  | HD | Fiber patch panel
760216762 | 360DPis-24LC-SM | Variant of G2-ADAPTER-PACKS | 360 Distribution Adapter Pack, Singlemode, 24 LC/UPC with internal shutters | CommScope® |  | G2 | Fiber adapter pack
760216770 | 360DPis-24LCA-SM | Variant of G2-ADAPTER-PACKS | 360 Distribution Adapter Pack,Singlemode, 24 LC/APC with internal shutters | CommScope® |  | G2 | Fiber adapter pack
760217455 | HD-iP-2U-192F-LC-DM-TS-SD | Variant of IPATCH-PANELS | HD iPATCH 2U 192F-LC Distribution Module, TeraSPEED, Sliding Panel | CommScope® | iPatch® ¦ imVision® | HD ¦ IPATCH | Fiber patch panel
760183202 | 360-iP-INSTA-LC-4LS-FX | Variant of IPATCH-PANELS | SYSTIMAX 360™ iPatch® G2 Fixed Fiber Panel with InstaPATCH 360 LazrSPEED Modules | CommScope® | SYSTIMAX 360™ ¦ iPatch® | IPATCH | Fiber splice panel |  | Discontinued
760185595 |  | Variant | Fiber Drum kit for 1U and 2U Shelves | CommScope® |  |  | Cable management hardware
760188383 | 360G2-iP-2U-192F-LC-DM-LS-SD | Variant of IPATCH-PANELS | SYSTIMAX 360™ iPatch® InstaPATCH 2U 192F-LC Distribution Module, LazrSPEED, Sliding Panel | CommScope® | SYSTIMAX 360™ ¦ iPatch® | IPATCH | Fiber splice panel
760188326 | 360G2-iP-1U-96F-LC-DM-TS-SD | Variant of IPATCH-PANELS | SYSTIMAX 360™ iPatch® InstaPATCH 1U 96F-LC Distribution Module, TeraSPEED, Sliding Panel | CommScope® | SYSTIMAX 360™ ¦ iPatch® | IPATCH | Fiber splice panel
760188409 | 360G2-iP-2U-192F-LC-DM-OS-SD | Variant of IPATCH-PANELS | SYSTIMAX 360™ iPatch® InstaPATCH 2U 192F-LC Distribution Module, OptiSPEED, Sliding Panel | CommScope® | SYSTIMAX 360™ ¦ iPatch® | IPATCH | Fiber splice panel |  | Discontinued
760188417 | 360G2-iP-2U-288F-LC-DM-LS-UHD | Variant of IPATCH-PANELS | SYSTIMAX 360™ iPatch® InstaPATCH 2U 288F-LC Distribution Module, LazrSPEED, UHD Panel | CommScope® | SYSTIMAX 360™ ¦ iPatch® | IPATCH | Fiber splice panel |  | Discontinued
760188342 | 360G2-iP-1U-96F-LC-DM-LS-UHD | Variant of IPATCH-PANELS | SYSTIMAX 360™ iPatch® InstaPATCH 1U 96F-LC Distribution Module, LazrSPEED, UHD Panel | CommScope® | SYSTIMAX 360™ ¦ iPatch® | IPATCH | Fiber splice panel |  | Discontinued
760188359 | 360G2-iP-1U-96F-LC-DM-TS-UHD | Variant of IPATCH-PANELS | SYSTIMAX 360™ iPatch® InstaPATCH 1U 96F-LC Distribution Module, TeraSPEED, UHD Panel | CommScope® | SYSTIMAX 360™ ¦ iPatch® | IPATCH | Fiber splice panel |  | Discontinued
760188433 | 360G2-iP-2U-288F-LC-DM-OS-UHD | Variant of IPATCH-PANELS | SYSTIMAX 360™ iPatch® InstaPATCH 2U 288F-LC Distribution Module, OptiSPEED, UHD Panel | CommScope® | SYSTIMAX 360™ ¦ iPatch® | IPATCH | Fiber splice panel |  | Discontinued
760190777 | 360G2-2U-MOD-UHD-FX | Variant of UD-PANELS | SYSTIMAX 360G2-2U UHD Fixed Panel, accepts 12 InstaPATCH® Modules or MPO Distribution Panels | CommScope® | InstaPATCH® 360 |  | Fiber patch panel |  | Discontinued
760193755 | 360MP-1U-PANEL | Variant of MP-PANELS | MP-1U Panel, accepts four G2 data modules or 360DP panels with fiber management trough | CommScope® |  |  | Fiber patch panel
760193763 | 360G2-1U-MOD-FX | Variant | G2 1U Fixed Modular Cassette 4-slot Fiber Panel, unloaded | CommScope® |  |  | Fiber patch panel
760193789 | 360-iP-G2-1U-LC-FX | Variant of IPATCH-PANELS | SYSTIMAX 360™ iPatch® G2 LC Fiber Panel, fixed | CommScope® | LazrSPEED® ¦ SYSTIMAX 360™ ¦ iPatch® | IPATCH | Fiber patch panel
760193797 | 360-iP-G2-1U-LC-SD | Variant of IPATCH-PANELS | SYSTIMAX 360™ iPatch® G2 LC Fiber Panel, sliding | CommScope® | LazrSPEED® ¦ SYSTIMAX 360™ ¦ iPatch® | IPATCH | Fiber patch panel
760193532 | 360G2-RETROFIT KIT | Variant | G2 Latch and Door Retrofit Kit | CommScope® |  |  | Door kit
760193946 | 360G2-2U-TROUGH | Variant | G2 2U Jumper Management Trough | CommScope® |  |  | Cable management hardware |  | Discontinued
760198325 | 1000-360-ADPT-BRKT-KIT | Variant | 1000 Style to 360 Adapter Pack Bracket Kit (Kit of 3) | CommScope® |  |  | Cable attachment kit
760147728 | PNL-BK-006-EMT-SC02 | Variant of LGX/1000-ADAPTER-PACKS | Adapter Pack, Black, 1000-Type, unpopulated, accepts 3 duplex SC adapters | CommScope® |  | 1000-style | Fiber adapter pack ¦ unloaded
760147926 | PNL-BK-024-KFA-LC02-RD-NS | Variant of LGX/1000-ADAPTER-PACKS | Adapter Pack, Black, 1000-Type, with 12 duplex keyed LC adapters, red, no shutter | CommScope® | LazrSPEED® | 1000-style | Fiber adapter pack |  | Discontinued
760147843 | PNL-BK-012-KFA-LC02-SL-NS | Variant of LGX/1000-ADAPTER-PACKS | Adapter Pack, Black, 1000-Type, with 6 duplex keyed LC adapters, slate, no shutter | CommScope® | LazrSPEED® | 1000-style | Fiber adapter pack |  | Discontinued
760147652 | PNL-BK-006-AFA-SC06-GR | Variant of LGX/1000-ADAPTER-PACKS | Adapter Pack, Black, 1000-Type, with 1 TeraSPEED® 6 fiber, Singlemode SC/APC ganged adapter, green, shuttered | CommScope® | TeraSPEED® | 1000-style | Fiber adapter pack
760147660 | PNL-WH-006-AFA-SC06-GR | Variant of LGX/1000-ADAPTER-PACKS | TeraSPEED® Adapter Pack, White, 1000-Type, with 1 6 fiber, Singlemode SC/APC ganged adapter, green, shuttered | CommScope® | TeraSPEED® | 1000-style | Fiber adapter pack |  | Discontinued
760147850 | PNL-BK-012-KFA-LC02-VI-NS | Variant of LGX/1000-ADAPTER-PACKS | Adapter Pack, Black, 1000-Type, with 6 duplex keyed LC adapters, violet, no shutter | CommScope® | LazrSPEED® | 1000-style | Fiber adapter pack |  | Discontinued
760147777 | PNL-BK-012-KFA-LC02-AQ-NS | Variant of LGX/1000-ADAPTER-PACKS | Adapter Pack, Black, 1000-Type, with 6 duplex keyed LC adapters, aqua, no shutter | CommScope® | LazrSPEED® | 1000-style | Fiber adapter pack |  | Discontinued
760147959 | PNL-BK-024-KFA-LC02-VI-NS | Variant of LGX/1000-ADAPTER-PACKS | Adapter Pack, Black, 1000-Type, with 12 duplex keyed LC adapters, violet, no shutter | CommScope® | LazrSPEED® | 1000-style | Fiber adapter pack |  | Discontinued
760147868 | PNL-BK-012-KFA-LC02-YL-NS | Variant of LGX/1000-ADAPTER-PACKS | Adapter Pack, Black, 1000-Type, with 6 duplex keyed LC adapters, yellow, no shutter | CommScope® | LazrSPEED® | 1000-style | Fiber adapter pack |  | Discontinued
760147975 | PNL-BK-006-MFA-SC06-AQ | Variant of LGX/1000-ADAPTER-PACKS | Adapter Pack, Black, 1000-Type, with 1 LazrSPEED® 6 fiber, Multimode SC ganged adapter, aqua, shuttered | CommScope® | LazrSPEED® | 1000-style | Fiber adapter pack
760147876 | PNL-BK-024-KFA-LC02-AQ-NS | Variant of LGX/1000-ADAPTER-PACKS | Adapter Pack, Black, 1000-Type, with 12 duplex keyed LC adapters, aqua, no shutter | CommScope® | LazrSPEED® | 1000-style | Fiber adapter pack |  | Discontinued
760147801 | PNL-BK-012-KFA-LC02-GR-NS | Variant of LGX/1000-ADAPTER-PACKS | Adapter Pack, Black, 1000-Type, with 6 duplex keyed LC adapters, green, no shutter | CommScope® | LazrSPEED® | 1000-style | Fiber adapter pack |  | Discontinued
760147819 | PNL-BK-012-KFA-LC02-OR-NS | Variant of LGX/1000-ADAPTER-PACKS | Adapter Pack, Black, 1000-Type, with 6 duplex keyed LC adapters, orange, no shutter | CommScope® | LazrSPEED® | 1000-style | Fiber adapter pack |  | Discontinued
760148064 | PNL-BK-012-MFA-LC12-BG | Variant of LGX/1000-ADAPTER-PACKS | Adapter Pack, Black, 1000-Type, with 1 OptiSPEED® 12 fiber, Multimode LC ganged adapter, beige, shuttered | CommScope® | OptiSPEED® | 1000-style | Fiber adapter pack
760147900 | PNL-BK-024-KFA-LC02-GR-NS | Variant of LGX/1000-ADAPTER-PACKS | Adapter Pack, Black, 1000-Type, with 12 duplex keyed LC adapters, green, no shutter | CommScope® | LazrSPEED® | 1000-style | Fiber adapter pack |  | Discontinued
760148254 | PNL-BK-012-SFA-LC12-BL | Variant of LGX/1000-ADAPTER-PACKS | Adapter Pack, Black, 1000-Type, with 1 TeraSPEED® 12 fiber, Singlemode LC ganged adapter, blue, shuttered | CommScope® | TeraSPEED® | 1000-style | Fiber adapter pack
760148171 | PNL-BK-024-MFA-LC02-AQ-NS | Variant of LGX/1000-ADAPTER-PACKS | Adapter Pack, Black, 1000-Type, with 12 LazrSPEED® Multimode duplex LC adapters, aqua, no shutter | CommScope® | LazrSPEED® | 1000-style | Fiber adapter pack
760148361 | PNL-BK-024-SFA-LC02-BL-NS | Variant of LGX/1000-ADAPTER-PACKS | Adapter Pack, Black, 1000-Type, with 12 TeraSPEED® Singlemode duplex LC adapters, blue, no shutter | CommScope® | TeraSPEED® | 1000-style | Fiber adapter pack
760148197 | PNL-WH-024-MFA-LC02-AQ-NS | Variant of LGX/1000-ADAPTER-PACKS | LazrSPEED® Adapter Pack, White, 1000-Type, with 12 Multimode duplex LC adapters, aqua, no shutter | CommScope® | LazrSPEED® | 1000-style | Fiber adapter pack |  | Discontinued
760148460 | KIT-SW-72-MES-4FD | Variant of SPLICE-WALLET-KITS | Splice Wallet Kit, 72 Mechanical Splices (1x6x12), 4U Shelf, 4 Fiber Drums | CommScope® |  |  | Fiber splice wallet
760148486 | KIT-SW-144-MES-4FD | Variant of SPLICE-WALLET-KITS | Splice Wallet Kit, 144 Mechanical Splices (2x6x12), 4U Shelf, 4 Fiber Drums | CommScope® |  |  | Fiber splice wallet |  | Discontinued
760148411 | KIT-SW-48-SFS-2FD | Variant of SPLICE-WALLET-KITS | Splice Wallet Kit, 48 Single Fusion Splices (1x3x16), 1U/2U Shelf, 2 Fiber Drums | CommScope® |  |  | Fiber splice wallet
760235171 | MFPS-KXD-P-SIL1-96 | Variant of MFPS-PANELS | MFPS Fiber Optic panel, 1RU, 96 fibers/RU, splice/patch, SMOUV/front patch cords orientation to the right, 96 LC/UPC, grade C | CommScope® |  | MFPS | Fiber patch/splice panel
760235426 | SD-1U-1000-EMT | Variant | SD 1U Front Faceplate, unpopulated, 3 1000 style apertures | CommScope® |  | 1000-style | Front bulkhead panel |  | Discontinued
760235535 | MFPS-IHD-P-PNL2-144 | Variant of MFPS-PANELS | MFPS Fiber Optic panel, 3RU, 48 fibers/RU, patch/patch, front patch cords orientation to the right, 144 LC/APC | CommScope® |  | MFPS | Fiber patch panel
760235536 | MFPS-IXD-P-PNL2-288 | Variant of MFPS-PANELS | MFPS Fiber Optic panel, 3RU, 96 fibers/RU, patch/patch, front patch cords orientation to the right, 288 LC/APC | CommScope® |  | MFPS | Fiber patch panel
760235534 | MFPS-IHD-P-SIL2-144 | Variant of MFPS-PANELS | MFPS Fiber Optic panel, 3RU, 48 fibers/RU, splice/patch, SMOUV/front patch cords orientation to the right, 144 LC/APC, Grade C | CommScope® |  | MFPS | Fiber patch/splice panel
760235622 | EHD-DP-12MPO-ALL-B | Variant of EHD-ADAPTER-PACKS | EHD Distribution adapter Pack, 12 MPO, Method B | CommScope® |  | EHD | Fiber adapter pack
760236041 | 360DPis-24LC-WB | Variant of G2-ADAPTER-PACKS | 360 Distribution Adapter Pack, Multimode OM5, 24 LC with internal shutters | CommScope® |  | G2 | Fiber adapter pack
760236106 | UD-HD-DIVIDER | Variant of UD-ACCESSORIES | Ultra High Density and High Density Trough Divider Kit | CommScope® |  | UD | Cable management hardware
760236119 | DM12iP-24LC-WB-ULL | Variant of G2-MODULES | G2 ULL Multimode OM5 MPO-12 Distribution Module, 2x12F MPO unpinned to 24F LC Lime Green, Method B Enhanced, iPatch Ready | CommScope® | SYSTIMAX ULL |  | Fiber module
760236108 | DM08-24LC-LS-ULL | Variant of G2-MODULES | G2 ULL Multimode OM4 MPO-8 Distribution Module, 24LC to 3x8f MPOs unpinned, internal shutters | CommScope® | SYSTIMAX ULL | G2 | Fiber module
760235988 | UD-HD-COVER | Variant of UD-ACCESSORIES | Ultra Density and High Density Fiber Shelf Trough Cover | CommScope® |  | UD | Cable management hardware
760236121 | DM24iP-24LC-WB-ULL | Variant of G2-MODULES | G2 ULL Multimode OM5 MPO-24 Distribution Module, 1x24F MPO unpinned to 24F LC Lime Green, Method B Enhanced, iPatch Ready | CommScope® | SYSTIMAX ULL |  | Fiber module
760236366 | UD-iP-2U-288F-LC-DM08-ULL-WB-SD | Variant of IPATCH-PANELS | UD iPATCH 2U 288F-LC Distribution MPO08 ULL Module, LazrSPEED WideBand, Sliding Panel | CommScope® | iPatch® ¦ imVision® | IPATCH ¦ UD | Fiber patch/splice panel
760236110 | DM12-24LC-LS-ULL | Variant of G2-MODULES | G2 ULL Multimode OM4 MPO-12 Distribution Module, 24LC to 2X12f MPOs unpinned, internal shutters | CommScope® | SYSTIMAX ULL | G2 | Fiber module
760235989 | HD-SP-COVER | Variant of UD-ACCESSORIES | HD Splice Fiber Shelf Trough Cover | CommScope® |  | UD | Cable management hardware
760236367 | UD-iP-2U-288F-LC-DM08-ULL-LS-SD | Variant of IPATCH-PANELS | UD iPATCH 2U 288F-LC Distribution MPO08 ULL Module, LazrSPEED, Sliding Panel | CommScope® | iPatch® ¦ imVision® | IPATCH ¦ UD | Fiber patch/splice panel
760236405 | HD-iP-1U-96F-LC-DM12-ULL-LS-SD | Variant of IPATCH-PANELS | HD iPATCH 1U 96F-LC Distribution MPO12 ULL Module, LazrSPEED, Sliding Panel | CommScope® | iPatch® ¦ imVision® | HD ¦ IPATCH | Fiber patch panel
760236112 | DM24-24LC-LS-ULL | Variant of G2-MODULES | G2 ULL Multimode OM4 MPO-24 Distribution Module, 24LC to 1X24f MPO unpinned, internal shutters | CommScope® | SYSTIMAX ULL | G2 | Fiber module
760236369 | UD-iP-2U-288F-LC-DM12-ULL-LS-SD | Variant of IPATCH-PANELS | UD iPATCH 2U 288F-LC Distribution MPO12 ULL Module, LazrSPEED, Sliding Panel | CommScope® | iPatch® ¦ imVision® | IPATCH ¦ UD | Fiber patch/splice panel
760236260 | FOSC-OC-3DGD1504NN2T-U23 | Variant | FOSC® D-TRAY-72 type, DWDM, 12 channels, demux, 1537.40 nm starting wavelength, 100 GHz channel spacing + upgrade |  | FOSC® | FOSC-OC | DWDM splice tray
760236406 | HD-iP-2U-192F-LC-DM12-ULL-WB-SD | Variant of IPATCH-PANELS | HD iPATCH 2U 192F-LC Distribution MPO12 ULL Module, LazrSPEED WideBand, Sliding Panel | CommScope® | iPatch® ¦ imVision® | HD ¦ IPATCH | Fiber patch panel
760236370 | UD-iP-2U-288F-LC-DM24-ULL-WB-SD | Variant of IPATCH-PANELS | UD iPATCH 2U 288F-LC Distribution MPO24 ULL Module, LazrSPEED WideBand, Sliding Panel | CommScope® | iPatch® ¦ imVision® | IPATCH ¦ UD | Fiber patch/splice panel
760236262 | FOSC-OC-3DYD1204NN2T-U23 | Variant | FOSC® D-TRAY-72 type, DWDM, 20 channels, demux, 1561.42 nm starting wavelength, 100 GHz channel spacing + upgrade port |  | FOSC® | FOSC-OC | DWDM splice tray
760236501 | PNL-CS-12LCW | Variant of LGX/1000-SPLICE-CASSETTES | TeraSPEED® Splicing cassette, 12LC, No Pigtails | CommScope® |  |  | Fiber cassette
760236371 | UD-iP-2U-288F-LC-DM24-ULL-LS-SD | Variant of IPATCH-PANELS | UD iPATCH 2U 288F-LC Distribution MPO24 ULL Module, LazrSPEED, Sliding Panel | CommScope® | iPatch® ¦ imVision® | IPATCH ¦ UD | Fiber patch/splice panel
760236263 | FOSC-OC-3DYD1404NN2T-U23 | Variant | FOSC® D-TRAY-72 type, DWDM, 20 channels, demux, 1545.32 nm starting wavelength, 100 GHz channel spacing + upgrade port |  | FOSC® | FOSC-OC | DWDM splice tray
760236118 | DM12iP-24LC-LS-ULL | Variant of G2-MODULES | G2 ULL Multimode OM4 MPO-12 Distribution Module, 2x12F MPO unpinned to 24F LC Aqua, Method B Enhanced, iPatch Ready | CommScope® | SYSTIMAX ULL |  | Fiber module
NG4-MMDC20L000 |  | Variant of NG4-MODULES | NG4access® MPO Module, multimode OM4, LC-MPO 1x24 fiber, Polarity A, left exit (for MPO module) | CommScope® | NG4access® | NG4 | Fiber module
NG4-MMDKE0L00B |  | Variant of NG4-MODULES | NG4access® MPO Module, singlemode, LC/UPC-MPO 2 – 1x12 fiber, Polarity B, left exit (for MPO module) | CommScope® | NG4access® | NG4 | Fiber module
NG4-MMDKE0R00B |  | Variant of NG4-MODULES | NG4access® MPO Module, singlemode, LC/UPC-MPO 1x24 fiber, Polarity B, right exit (for MPO module) | CommScope® | NG4access® | NG4 | Fiber module
NG4-MMDCM0R5UB |  | Variant of NG4-MODULES | NG4access® MPO Module, multimode OM5, LC-MPO 2x12 fiber, ULL Polarity B, right exit (for MPO module) | CommScope® | NG4access® | NG4 | Fiber module
CS2062-000 | OCFPS1U-P116400S2 | Variant | OCFPS Fiber Optic Splitter Panel, one 1x64, symmetrical, planar, singlemode, SC/APC, 1U, 19 in, gray |  |  | OCFPS | Splitter patch panel |  | Discontinued
MX6-SPLIFCCLMP |  | Variant of OMX-BLOCK-ACCESSORIES | OMX® IFC cable clamp kit for splice bay |  | OMX600® | OMX | Fiber cable clamp
760258203 | G2-SP-24LA-SM-PT | Variant of G2-SPLICE-CASSETTES | G2 Splice Cassette, 24LC/APC with internal shutters, OS2, with 250um pigtails | CommScope® |  | G2 | Fiber cassette with pigtails
760258200 | G2-SP-12LC-SM-PT-BE | Variant of G2-SPLICE-CASSETTES | G2 Splice Cassette, 12LC/UPC with internal shutters, OS2, with 250um pigtails, Method B Enhanced | CommScope® |  | G2 | Fiber cassette with pigtails
760258199 | G2-SP-12LC-OM4-PT-BE | Variant of G2-SPLICE-CASSETTES | G2 Splice Cassette, 12LC with internal shutters, OM4, with 250um pigtails, Method B Enhanced | CommScope® |  | G2 | Fiber cassette with pigtails
760261078 | DM12-12LCA-SM-ULL | Variant of G2-MODULES | G2 ULL Singlemode MPO-12 Distribution Module, 12LC APC to 1X12f MPOs unpinned, internal shutters | CommScope® | SYSTIMAX ULL | G2 | Fiber module
760261321 | PPL-CM-16AU-8AP-2X4-OM4-BEU | Variant of PROPEL-MODULES | Propel ULL Multimode OM4 Conversion Module, (2) MPO-16/APC non-pinned ports rear, (4) MPO-8/APC pinned ports front | SYSTIMAX® | Propel | PPL | Fiber module
760258422 |  | Variant of UD-ACCESSORIES | 1U EPX MOD (G2) Plastic Door Kit. 1 door per kit, smoked gray color. Includes designation card | CommScope® |  | EPX | Door kit
760258423 |  | Variant of UD-ACCESSORIES | 1U EPX PNL (LGX) Plastic Door Kit. 1 door per kit, smoked gray color. Includes designation card | CommScope® |  | EPX | Door kit
760258425 |  | Variant of UD-ACCESSORIES | 2U EPX PNL (LGX) Plastic Door Kit. 1 door per kit, smoked gray color. Includes designation card | CommScope® |  | EPX | Door kit
760258427 |  | Variant of UD-ACCESSORIES | 4U EPX PNL (LGX) Plastic Door Kit. 1 door per kit, smoked gray color. Includes designation card | CommScope® |  | EPX | Door kit
XP-CM7/00HR0920000 |  | Variant of XPND-CABLED-MODULES | CommScope XPND Cabled Module 288 Rollable Ribbon, indoor/outdoor, SC UPC - STUB, 92M |  | CommScope XPND™ | XPND | Fiber cabled module
XP-CM7/00HR0770000 |  | Variant of XPND-CABLED-MODULES | CommScope XPND Cabled Module 288 Rollable Ribbon, indoor/outdoor, SC UPC - STUB, 77M |  | CommScope XPND™ | XPND | Fiber cabled module
XP-CM7/00HR0610000 |  | Variant of XPND-CABLED-MODULES | CommScope XPND Cabled Module 288 Rollable Ribbon, indoor/outdoor, SC UPC - STUB, 61M |  | CommScope XPND™ | XPND | Fiber cabled module
XP-CM7/00HR0310000 |  | Variant of XPND-CABLED-MODULES | CommScope XPND Cabled Module 288 Rollable Ribbon, indoor/outdoor, SC UPC - STUB, 31M |  | CommScope XPND™ | XPND | Fiber cabled module
XP-CMJ/00HR0770000 |  | Variant of XPND-CABLED-MODULES | CommScope XPND Cabled Module 288 Rollable Ribbon, indoor/outdoor, SC APC - STUB, 77M |  | CommScope XPND™ | XPND | Fiber cabled module
XP-CMJ/00HR0460000 |  | Variant of XPND-CABLED-MODULES | CommScope XPND Cabled Module 288 Rollable Ribbon, indoor/outdoor, SC APC - STUB, 46M |  | CommScope XPND™ | XPND | Fiber cabled module
XP-CMJ/00HR0310000 |  | Variant of XPND-CABLED-MODULES | CommScope XPND Cabled Module 288 Rollable Ribbon, indoor/outdoor, SC APC - STUB, 31M |  | CommScope XPND™ | XPND | Fiber cabled module
XP-CMM/00HR0920000 |  | Variant of XPND-CABLED-MODULES | CommScope XPND Cabled Module 288 Rollable Ribbon, indoor/outdoor, LC APC - STUB, 92M |  | CommScope XPND™ | XPND | Fiber cabled module
XP-CMM/00HR0770000 |  | Variant of XPND-CABLED-MODULES | CommScope XPND Cabled Module 288 Rollable Ribbon, indoor/outdoor, LC APC - STUB, 77M |  | CommScope XPND™ | XPND | Fiber cabled module
XP-CMM/00HR0460000 |  | Variant of XPND-CABLED-MODULES | CommScope XPND Cabled Module 288 Rollable Ribbon, indoor/outdoor, LC APC - STUB, 46M |  | CommScope XPND™ | XPND | Fiber cabled module
XP-CM8/00HR0920000 |  | Variant of XPND-CABLED-MODULES | CommScope XPND Cabled Module 288 Rollable Ribbon, indoor/outdoor, LC UPC - STUB, 92M |  | CommScope XPND™ | XPND | Fiber cabled module
XP-CM8/00HR0310000 |  | Variant of XPND-CABLED-MODULES | CommScope XPND Cabled Module 288 Rollable Ribbon, indoor/outdoor, LC UPC - STUB, 31M |  | CommScope XPND™ | XPND | Fiber cabled module
XP-CM7/00HS0920000 |  | Variant of XPND-CABLED-MODULES | CommScope XPND Cabled Module 288 Rollable Ribbon, indoor/outdoor, SC UPC - STUB, 92M |  | CommScope XPND™ | XPND | Fiber cabled module
XP-CM7/00HS0770000 |  | Variant of XPND-CABLED-MODULES | CommScope XPND Cabled Module 288 Rollable Ribbon, indoor/outdoor, SC UPC - STUB, 77M |  | CommScope XPND™ | XPND | Fiber cabled module
XP-CM7/00HS0460000 |  | Variant of XPND-CABLED-MODULES | CommScope XPND Cabled Module 288 Rollable Ribbon, indoor/outdoor, SC UPC - STUB, 46M |  | CommScope XPND™ | XPND | Fiber cabled module
XP-CMJ/00HS0920000 |  | Variant of XPND-CABLED-MODULES | CommScope XPND Cabled Module 288 Rollable Ribbon, indoor/outdoor, SC APC - STUB, 92M |  | CommScope XPND™ | XPND | Fiber cabled module
XP-CMJ/00HS0310000 |  | Variant of XPND-CABLED-MODULES | CommScope XPND Cabled Module 288 Rollable Ribbon, indoor/outdoor, SC APC - STUB, 31M |  | CommScope XPND™ | XPND | Fiber cabled module
XP-CMJ/00HS0160000 |  | Variant of XPND-CABLED-MODULES | CommScope XPND Cabled Module 288 Rollable Ribbon, indoor/outdoor, SC APC - STUB, 16M |  | CommScope XPND™ | XPND | Fiber cabled module
XP-CMM/00HS0920000 |  | Variant of XPND-CABLED-MODULES | CommScope XPND Cabled Module 288 Rollable Ribbon, indoor/outdoor, LC APC - STUB, 92M |  | CommScope XPND™ | XPND | Fiber cabled module
XP-CMM/00HS0610000 |  | Variant of XPND-CABLED-MODULES | CommScope XPND Cabled Module 288 Rollable Ribbon, indoor/outdoor, LC APC - STUB, 61M |  | CommScope XPND™ | XPND | Fiber cabled module
XP-CMM/00HS0460000 |  | Variant of XPND-CABLED-MODULES | CommScope XPND Cabled Module 288 Rollable Ribbon, indoor/outdoor, LC APC - STUB, 46M |  | CommScope XPND™ | XPND | Fiber cabled module
XP-CMM/00HS0310000 |  | Variant of XPND-CABLED-MODULES | CommScope XPND Cabled Module 288 Rollable Ribbon, indoor/outdoor, LC APC - STUB, 31M |  | CommScope XPND™ | XPND | Fiber cabled module
XP-CMM/00HS0160000 |  | Variant of XPND-CABLED-MODULES | CommScope XPND Cabled Module 288 Rollable Ribbon, indoor/outdoor, LC APC - STUB, 16M |  | CommScope XPND™ | XPND | Fiber cabled module
XP-CM8/00HS0920000 |  | Variant of XPND-CABLED-MODULES | CommScope XPND Cabled Module 288 Rollable Ribbon, indoor/outdoor, LC UPC - STUB, 92M |  | CommScope XPND™ | XPND | Fiber cabled module
XP-CM8/00HS0610000 |  | Variant of XPND-CABLED-MODULES | CommScope XPND Cabled Module 288 Rollable Ribbon, indoor/outdoor, LC UPC - STUB, 61M |  | CommScope XPND™ | XPND | Fiber cabled module
XP-CM8/00HS0310000 |  | Variant of XPND-CABLED-MODULES | CommScope XPND Cabled Module 288 Rollable Ribbon, indoor/outdoor, LC UPC - STUB, 31M |  | CommScope XPND™ | XPND | Fiber cabled module
XP-CM8/00HS0160000 |  | Variant of XPND-CABLED-MODULES | CommScope XPND Cabled Module 288 Rollable Ribbon, indoor/outdoor, LC UPC - STUB, 16M |  | CommScope XPND™ | XPND | Fiber cabled module
1168156-ZZ | FL2-R970096A0-0A00-R | Variant of FL2-PANELS | FL2000 Fiber Termination Panel, 96 SC/UPC, singlemode, 6RU, 19 in, putty white | CommScope® |  | FL2000 | Fiber patch panel
115560-000 | FIST-GPST-12-AAB-2 | Variant of FIST-GPST-TRAYS | FIST GPST Fiber Patch Tray, 12 ports, SC/APC, singlemode, 19 in, gray, left/right patch cord routing |  | FIST® | FIST-GPST | Fiber patch tray
760262482 | PPL-SH-8AU-8AP-222-SM-BEU | Variant of PROPEL-MODULES | Propel ULL Singlemode MPO-8 2x2 Shuffle Module, 4x8f MPO/APC non-pinned rear to 4X8f MPO/APC pinned front | CommScope® | Propel | PPL | Fiber module
XP-CMJ/00AS0160000 |  | Variant of XPND-CABLED-MODULES | CommScope XPND Cabled Module 12 Stranded, indoor/outdoor, SC APC - STUB, 16M |  | CommScope XPND™ | XPND | Fiber cabled module
XP-CMJ/00AS0310000 |  | Variant of XPND-CABLED-MODULES | CommScope XPND Cabled Module 12 Stranded, indoor/outdoor, SC APC - STUB, 31M |  | CommScope XPND™ | XPND | Fiber cabled module
XP-CMJ/00AS0610000 |  | Variant of XPND-CABLED-MODULES | CommScope XPND Cabled Module 12 Stranded, indoor/outdoor, SC APC - STUB, 61M |  | CommScope XPND™ | XPND | Fiber cabled module
XP-CMJ/00AS0920000 |  | Variant of XPND-CABLED-MODULES | CommScope XPND Cabled Module 12 Stranded, indoor/outdoor, SC APC - STUB, 92M |  | CommScope XPND™ | XPND | Fiber cabled module
XP-CMM/00FS0920000 |  | Variant of XPND-CABLED-MODULES | CommScope XPND Cabled Module 144 Stranded, indoor/outdoor, LC APC - STUB, 92M |  | CommScope XPND™ | XPND | Fiber cabled module
XP-CMJ/00BS0160000 |  | Variant of XPND-CABLED-MODULES | CommScope XPND Cabled Module 24 Stranded, indoor/outdoor, SC APC - STUB, 16M |  | CommScope XPND™ | XPND | Fiber cabled module
XP-CMJ/00BS0770000 |  | Variant of XPND-CABLED-MODULES | CommScope XPND Cabled Module 24 Stranded, indoor/outdoor, SC APC - STUB, 77M |  | CommScope XPND™ | XPND | Fiber cabled module
XP-CMJ/00BS0920000 |  | Variant of XPND-CABLED-MODULES | CommScope XPND Cabled Module 24 Stranded, indoor/outdoor, SC APC - STUB, 92M |  | CommScope XPND™ | XPND | Fiber cabled module
XP-CMJ/00CS0460000 |  | Variant of XPND-CABLED-MODULES | CommScope XPND Cabled Module 48 Stranded, indoor/outdoor, SC APC - STUB, 46M |  | CommScope XPND™ | XPND | Fiber cabled module
XP-CMJ/00CS0770000 |  | Variant of XPND-CABLED-MODULES | CommScope XPND Cabled Module 48 Stranded, indoor/outdoor, SC APC - STUB, 77M |  | CommScope XPND™ | XPND | Fiber cabled module
XP-CMJ/00DS0160000 |  | Variant of XPND-CABLED-MODULES | CommScope XPND Cabled Module 72 Stranded, indoor/outdoor, SC APC - STUB, 16M |  | CommScope XPND™ | XPND | Fiber cabled module
XP-CMJ/00DS0610000 |  | Variant of XPND-CABLED-MODULES | CommScope XPND Cabled Module 72 Stranded, indoor/outdoor, SC APC - STUB, 61M |  | CommScope XPND™ | XPND | Fiber cabled module
XP-CMJ/00DS0770000 |  | Variant of XPND-CABLED-MODULES | CommScope XPND Cabled Module 72 Stranded, indoor/outdoor, SC APC - STUB, 77M |  | CommScope XPND™ | XPND | Fiber cabled module
XP-CMJ/00DS0920000 |  | Variant of XPND-CABLED-MODULES | CommScope XPND Cabled Module 72 Stranded, indoor/outdoor, SC APC - STUB, 92M |  | CommScope XPND™ | XPND | Fiber cabled module
XP-CMJ/00FR0310000 |  | Variant of XPND-CABLED-MODULES | CommScope XPND Cabled Module 144 Rollable Ribbon, indoor/outdoor, SC APC - STUB, 31M |  | CommScope XPND™ | XPND | Fiber cabled module
XP-CMJ/00FR0460000 |  | Variant of XPND-CABLED-MODULES | CommScope XPND Cabled Module 144 Rollable Ribbon, indoor/outdoor, SC APC - STUB, 46M |  | CommScope XPND™ | XPND | Fiber cabled module
XP-CMJ/00FR0920000 |  | Variant of XPND-CABLED-MODULES | CommScope XPND Cabled Module 144 Stranded, indoor/outdoor, SC APC - STUB, 92M |  | CommScope XPND™ | XPND | Fiber cabled module
XP-CMJ/00FS0160000 |  | Variant of XPND-CABLED-MODULES | CommScope XPND Cabled Module 144 Stranded, indoor/outdoor, SC APC - STUB, 16M |  | CommScope XPND™ | XPND | Fiber cabled module
XP-CMJ/00FS0610000 |  | Variant of XPND-CABLED-MODULES | CommScope XPND Cabled Module 144 Stranded, indoor/outdoor, SC APC - STUB, 61M |  | CommScope XPND™ | XPND | Fiber cabled module
XP-CMJ/00FS0770000 |  | Variant of XPND-CABLED-MODULES | CommScope XPND Cabled Module 144 Stranded, indoor/outdoor, SC APC - STUB, 77M |  | CommScope XPND™ | XPND | Fiber cabled module
XP-CMM/00BS0310000 |  | Variant of XPND-CABLED-MODULES | CommScope XPND Cabled Module 24 Stranded, indoor/outdoor, LC APC - STUB, 31M |  | CommScope XPND™ | XPND | Fiber cabled module
XP-CMM/00BS0460000 |  | Variant of XPND-CABLED-MODULES | CommScope XPND Cabled Module 24 Stranded, indoor/outdoor, LC APC - STUB, 46M |  | CommScope XPND™ | XPND | Fiber cabled module
XP-CMM/00BS0610000 |  | Variant of XPND-CABLED-MODULES | CommScope XPND Cabled Module 24 Stranded, indoor/outdoor, LC APC - STUB, 61M |  | CommScope XPND™ | XPND | Fiber cabled module
XP-CMM/00BS0920000 |  | Variant of XPND-CABLED-MODULES | CommScope XPND Cabled Module 24 Stranded, indoor/outdoor, LC APC - STUB, 92M |  | CommScope XPND™ | XPND | Fiber cabled module
XP-CMM/00CS0310000 |  | Variant of XPND-CABLED-MODULES | CommScope XPND Cabled Module 48 Stranded, indoor/outdoor, LC APC - STUB, 31M |  | CommScope XPND™ | XPND | Fiber cabled module
XP-CMM/00CS0920000 |  | Variant of XPND-CABLED-MODULES | CommScope XPND Cabled Module 48 Stranded, indoor/outdoor, LC APC - STUB, 92M |  | CommScope XPND™ | XPND | Fiber cabled module
XP-CMM/00ES0160000 |  | Variant of XPND-CABLED-MODULES | CommScope XPND Cabled Module 96 Stranded, indoor/outdoor, LC APC - STUB, 16M |  | CommScope XPND™ | XPND | Fiber cabled module
XP-CMM/00ES0460000 |  | Variant of XPND-CABLED-MODULES | CommScope XPND Cabled Module 96 Stranded, indoor/outdoor, LC APC - STUB, 46M |  | CommScope XPND™ | XPND | Fiber cabled module
XP-CMM/00ES0610000 |  | Variant of XPND-CABLED-MODULES | CommScope XPND Cabled Module 96 Stranded, indoor/outdoor, LC APC - STUB, 61M |  | CommScope XPND™ | XPND | Fiber cabled module
XP-CMM/00ES0920000 |  | Variant of XPND-CABLED-MODULES | CommScope XPND Cabled Module 96 Stranded, indoor/outdoor, LC APC - STUB, 92M |  | CommScope XPND™ | XPND | Fiber cabled module
XP-CMM/00FR0310000 |  | Variant of XPND-CABLED-MODULES | CommScope XPND Cabled Module 144 Rollable Ribbon, indoor/outdoor, LC APC - STUB, 31M |  | CommScope XPND™ | XPND | Fiber cabled module
XP-CMM/00FR0610000 |  | Variant of XPND-CABLED-MODULES | CommScope XPND Cabled Module 144 Rollable Ribbon, indoor/outdoor, LC APC - STUB, 61M |  | CommScope XPND™ | XPND | Fiber cabled module
XP-CMM/00FR0770000 |  | Variant of XPND-CABLED-MODULES | CommScope XPND Cabled Module 144 Rollable Ribbon, indoor/outdoor, LC APC - STUB, 77M |  | CommScope XPND™ | XPND | Fiber cabled module
XP-CMM/00FS0160000 |  | Variant of XPND-CABLED-MODULES | CommScope XPND Cabled Module 144 Stranded, indoor/outdoor, LC APC - STUB, 16M |  | CommScope XPND™ | XPND | Fiber cabled module
XP-CMM/00FS0310000 |  | Variant of XPND-CABLED-MODULES | CommScope XPND Cabled Module 144 Stranded, indoor/outdoor, LC APC - STUB, 31M |  | CommScope XPND™ | XPND | Fiber cabled module
XP-CMM/00FS0460000 |  | Variant of XPND-CABLED-MODULES | CommScope XPND Cabled Module 144 Stranded, indoor/outdoor, LC APC - STUB, 46M |  | CommScope XPND™ | XPND | Fiber cabled module
XP-CMM/00FS0770000 |  | Variant of XPND-CABLED-MODULES | CommScope XPND Cabled Module 144 Stranded, indoor/outdoor, LC APC - STUB, 77M |  | CommScope XPND™ | XPND | Fiber cabled module
760262942 | MFPS-KHD-P-CRS2-48-30-OF | Variant of MFPS-PANELS | MFPS Fiber Optic panel, 1RU, 48 fibers/RU, pre-cabled I/O LSZH, 30m, front patch cords orientation to the left, 48 SC/APC, grade C | CommScope® |  | MFPS | Fiber patch panel ¦ with indoor/outdoor cable
760263037 | PPL-SH-8AP-8AP-4x4-OM4-BEU | Variant of PROPEL-MODULES | Propel ULL Multimode OM4 MPO-8 4x4 Shuffle Module, 4x8f MPO/APC pinned rear to 4X8f MPO/APC pinned front | CommScope® | Propel | PPL | Fiber module
XP-RR8/M2A1M060031 |  | Variant of XPND-RAPID-REEL-MODULES | CommScope XPND Rapid Reel Cassette 24F, LC/UPC to 2-MPO12, Polarity A, 31M |  | CommScope XPND™ | XPND | Fiber cabled module
XP-RR7/FJA1PSA1092 |  | Variant of XPND-RAPID-REEL-MODULES | CommScope XPND Rapid Reel Cassette 12F, SC/UPC to SC/APC, Polarity A, 92M |  | CommScope XPND™ | XPND | Fiber cabled module
XP-RR7/F7A1PSA1031 |  | Variant of XPND-RAPID-REEL-MODULES | CommScope XPND Rapid Reel Cassette 12F, SC/UPC to SC/UPC, Polarity A, 31M |  | CommScope XPND™ | XPND | Fiber cabled module
XP-RR7/F7A1PSA1092 |  | Variant of XPND-RAPID-REEL-MODULES | CommScope XPND Rapid Reel Cassette 12F, SC/UPC to SC/UPC, Polarity A, 92M |  | CommScope XPND™ | XPND | Fiber cabled module
876696-000 | FOSC-OC-6DAX1324NN2T-U23 | Variant | FOSC® A-TRAY-24 type, DWDM, 4 channels + upgrade port, double demux, 1551.72 nm starting wavelength, 100 GHz channel spacing + upgrade |  | FOSC® | FOSC-OC | DWDM splice tray
881546-000 | OCM1-CMB27AL2 | Variant | OCM1 LGX Fiber Optic Module, CWDM, Mux, LC/APC, 8 channels, upgrade port, starting wavelength 1270 nm |  |  | LGX ¦ OCM1 | CWDM module
F52766-000 | FIST-GPST-12-JAE9-2 | Variant of FIST-GPST-TRAYS | FIST GPST Fiber Patch/Splice Tray, 12 ports, LSH/APC, singlemode, ANT splice chip, 19 in, gray, left patch cord routing |  | FIST® | FIST-GPST | Fiber patch/splice tray
F56354-000 | FIST-GPST-12-AJS5D-2 | Variant of FIST-GPST-TRAYS | FIST GPST Fiber Patch/Splice Tray, 12 ports, SC/UPC, singlemode, ANT splice chip, 19 in, gray, right patch cord routing |  | FIST® | FIST-GPST | Fiber patch/splice tray
F56475-000 | FIST-GPST-12-AAE5E-2 | Variant of FIST-GPST-TRAYS | FIST GPST Fiber Patch Tray, 12 ports, LSH/UPC, multimode, 19 in, gray , left/right patch cord routing |  | FIST® | FIST-GPST | Fiber patch tray
FACT-MMDC20R5UB-S |  | Variant of FACT-MODULES | FACT® MPO Module, multimode, Ultra Low Loss (ULL), LC/UPC-MPO 24 fiber, right exit (for MPO module) | CommScope® | FACT® | FACT | Fiber module
FMT-DTL070U20-S24B |  | Variant of FMT-PANELS | FMT Fiber Termination/Splice Panel, with sliding tray, 24 SC/UPC, singlemode, 1RU, 19 in, black | CommScope® |  | FMT | Fiber patch/splice panel
FMT-DST080A00-A16B |  | Variant of FMT-PANELS | FMT Fiber Termination/Storage Panel, with sliding tray, 16 LC/UPC, singlemode, 1RU, 19 in, black | CommScope® |  | FMT | Fiber patch/storage panel
FMT-DTR070U20-A24P |  | Variant of FMT-PANELS | FMT Fiber Termination/Splice Panel, with sliding tray, 24 SC/UPC, singlemode, 1RU, 19 in, putty white | CommScope® |  | FMT | Fiber patch/splice panel
FMT-GBS000000-F00P |  | Variant of FMT-PANELS | FMT Fiber Storage Panel, with sliding tray and storage spools, 2RU, 19 in, putty white | CommScope® |  | FMT | Fiber storage panel
FMT-DTL0J0A20-A12P |  | Variant of FMT-PANELS | FMT Fiber Termination/Splice Panel, with sliding tray, 12 SC/APC, singlemode, 1RU, 19 in, putty white | CommScope® |  | FMT | Fiber patch/splice panel
FMT-GM7M71000-S72P |  | Variant of FMT-PANELS | FMT Fiber Termination Panel, with sliding tray and IFC cable, 72 SC/UPC, singlemode, 2RU, 19 in, putty white, Stub tail at far end | CommScope® |  | FMT | Fiber patch panel ¦ with IFC cable
FMT-GTL080A20-A48P |  | Variant of FMT-PANELS | FMT Fiber Termination/Splice Panel, with sliding tray, 48 LC/UPC, singlemode, 2RU, 19 in, putty white | CommScope® |  | FMT | Fiber patch/splice panel
FMT-DST090000-S16B |  | Variant of FMT-PANELS | FMT Fiber Termination/Storage Panel, with sliding tray, 16 SC/UPC, multimode, 1RU, 19 in, black | CommScope® |  | FMT | Fiber patch/storage panel
FMT-GQL070A00-A72B |  | Variant of FMT-PANELS | FMT Fiber Termination Panel, with sliding tray, 72 SC/UPC, singlemode, 2RU, 19 in, black | CommScope® |  | FMT | Fiber patch panel
FMT-DTR070U20-S24B |  | Variant of FMT-PANELS | FMT Fiber Termination/Splice Panel, with sliding tray, 24 SC/UPC, singlemode, 1RU, 19 in, black | CommScope® |  | FMT | Fiber patch/splice panel
FMT-GQR070A00-A72B |  | Variant of FMT-PANELS | FMT Fiber Termination Panel, with sliding tray, 72 SC/UPC, singlemode, 2RU, 19 in, black | CommScope® |  | FMT | Fiber patch panel
FMT-GVM000000-A72P |  | Variant of FMT-PANELS | FMT Fiber Optic MicroVAM Panel, 12 module capacity, 2RU, 19 in, putty white | CommScope® |  | FMT | Fiber VAM panel
FMT-HBH085R30-A24P |  | Variant of FMT-PANELS | FMT Fiber Termination/Splice Panel, with sliding tray, 24 LC/UPC, singlemode, 1RU, 19 in, putty white | CommScope® |  | FMT | Fiber patch/splice panel
FMT-DTR070U20-S24P |  | Variant of FMT-PANELS | FMT Fiber Termination/Splice Panel, with sliding tray, 24 SC/UPC, singlemode, 1RU, 19 in, putty white | CommScope® |  | FMT | Fiber patch/splice panel
FMT-GQR085A00-A72B |  | Variant of FMT-PANELS | FMT Fiber Termination Panel, with sliding tray, 72 LC/UPC, singlemode, 2RU, 19 in, black | CommScope® |  | FMT | Fiber patch panel
FMT-JST070A00-A12P |  | Variant of FMT-PANELS | FMT Fiber Termination/Storage Panel, with sliding tray, 12 SC/UPC, singlemode, 1RU, 19 in, putty white | CommScope® |  | FMT | Fiber patch/storage panel
FMT-JN2A70160-A24P |  | Variant of FMT-PANELS | FMT Fiber Termination Panel, 24 SC/UPC, singlemode, 1RU, 19 in, putty white, pre-terminated with IFC cable, 16 meters, stub tail at far end | CommScope® |  | FMT | Fiber patch panel ¦ with IFC cable
FMT-M7UKUKU1CJ000 |  | Variant of NGF-FMT-SPLTR-MODULES | FMT MicroVAM Fiber Optic Monitoring Module, two 1x2 splitters, singlemode, LC/UPC, 50/50 split ratio |  |  | FMT | Splitter module
FMT-M7A7A7A1AJ000 |  | Variant of NGF-FMT-SPLTR-MODULES | FMT MicroVAM Fiber Optic Monitoring Module, two 1x2 splitters, singlemode, SC/APC, 90/10 split ratio |  |  | FMT | Splitter module
FMT-JST071A00-A12P |  | Variant of FMT-PANELS | FMT Fiber Termination/Storage Panel, with sliding tray, 12 SC/UPC, singlemode, 1RU, 19 in, putty white | CommScope® |  | FMT | Fiber patch/storage panel
FMT-JN2A70610-A24B |  | Variant of FMT-PANELS | FMT Fiber Termination Panel, 24 SC/UPC, singlemode, 1RU, 19 in, black, pre-terminated with IFC cable, 61 meters, stub tail at far end | CommScope® |  | FMT | Fiber patch panel ¦ with IFC cable
FMT-MS27A7A2000B00 |  | Variant of NGF-FMT-SPLTR-MODULES | FMT MicroVAM Fiber Optic Splitter Module, two 1x2 splitters, singlemode, SC/APC, 50/50 split ratio |  |  | FMT | Splitter module
FMT-M7U7U7U1AJ000 |  | Variant of NGF-FMT-SPLTR-MODULES | FMT MicroVAM Fiber Optic Monitoring Module, two 1x2 splitters, singlemode, SC/UPC, 90/10 split ratio |  |  | FMT | Splitter module
FMT-MS27A7A2100B00 |  | Variant of NGF-FMT-SPLTR-MODULES | FMT MicroVAM Fiber Optic Splitter Module, two 1x2 splitters, singlemode, SC/APC, 55/45 split ratio |  |  | FMT | Splitter module
FMT-MS27A7A4900A00 |  | Variant of NGF-FMT-SPLTR-MODULES | FMT MicroVAM Fiber Optic Splitter Module, one 1x4 splitter, singlemode, SC/APC, symmetrical split ratio |  |  | FMT | Splitter module
FMT-JN2A80230-A24P |  | Variant of FMT-PANELS | FMT Fiber Termination Panel, 24 LC/UPC, singlemode, 1RU, 19 in, putty white, pre-terminated with IFC cable, 23 meters, stub tail at far end | CommScope® |  | FMT | Fiber patch panel ¦ with IFC cable
FMT-JTU071U20-F24W |  | Variant of FMT-PANELS | FMT Fiber Termination/Splice Panel, with sliding tray, 24 SC/UPC, singlemode, 1RU, 19 in, white | CommScope® |  | FMT | Fiber patch/splice panel
FMT-MS27U7U2000B00 |  | Variant of NGF-FMT-SPLTR-MODULES | FMT MicroVAM Fiber Optic Splitter Module, two 1x2 splitters, singlemode, SC/UPC, 50/50 split ratio |  |  | FMT | Splitter module
FMT-MS27U7U2200B00 |  | Variant of NGF-FMT-SPLTR-MODULES | FMT MicroVAM Fiber Optic Splitter Module, two 1x2 splitters, singlemode, SC/UPC, 60/40 split ratio |  |  | FMT | Splitter module
FMT-MS2KUKU3900A00 |  | Variant of NGF-FMT-SPLTR-MODULES | FMT MicroVAM Fiber Optic Splitter Module, one 1x3 splitter, singlemode, LC/UPC, symmetrical split ratio |  |  | FMT | Splitter module
FMT-MS2KUKU4900A00 |  | Variant of NGF-FMT-SPLTR-MODULES | FMT MicroVAM Fiber Optic Splitter Module, one 1x4 splitter, singlemode, LC/UPC, symmetrical split ratio |  |  | FMT | Splitter module
FMT-MS27A7A2600B00 |  | Variant of NGF-FMT-SPLTR-MODULES | FMT MicroVAM Fiber Optic Splitter Module, two 1x2 splitters, singlemode, SC/APC, 80/20 split ratio |  |  | FMT | Splitter module
FMT-MS2KUKU5300A00 |  | Variant of NGF-FMT-SPLTR-MODULES | FMT MicroVAM Fiber Optic Splitter Module, one 1x5 splitter, singlemode, LC/UPC, symmetrical split ratio |  |  | FMT | Splitter module
FMT-JTU091K20-F24W |  | Variant of FMT-PANELS | FMT Fiber Termination/Splice Panel, with sliding tray, 24 SC/UPC, multimode, 1RU, 19 in, white | CommScope® |  | FMT | Fiber patch/splice panel
FMT-MS2KUKU6000A00 |  | Variant of NGF-FMT-SPLTR-MODULES | FMT MicroVAM Fiber Optic Splitter Module, one 1x6 splitter, singlemode, LC/UPC, symmetrical split ratio |  |  | FMT | Splitter module
FMT-JTU0J0U20-A24P |  | Variant of FMT-PANELS | FMT Fiber Termination/Splice Panel, with sliding tray, 24 SC/APC, singlemode, 1RU, 19 in, putty white | CommScope® |  | FMT | Fiber patch/splice panel
FMT-MS27A7A2800B00 |  | Variant of NGF-FMT-SPLTR-MODULES | FMT MicroVAM Fiber Optic Splitter Module, two 1x2 splitters, singlemode, SC/APC, 90/10 split ratio |  |  | FMT | Splitter module
FMT-MS57A7A2000A00 |  | Variant of NGF-FMT-SPLTR-MODULES | FMT MicroVAM Fiber Optic Splitter Module, one 1x2 splitter, singlemode, SC/APC, 50/50 split ratio |  |  | FMT | Splitter module
FMT-MW27A7ABE1A000 |  | Variant of NGF-FMT-WDM-MODULES | FMT MicroVAM Fiber Optic Module, dual circuit WDM, singlemode, SC/APC, bidirectional mux/demux |  |  | FMT | WDM module
FL2-CA80024PN-1A00 |  | Variant of FL2-PANELS | FL2000 Fiber Termination/Splice Panel, pre-terminated with pigtails, 24 LC/UPC, singlemode, 2RU, 19 in, black | CommScope® |  | FL2000 | Fiber patch/splice panel
FMT-MW27A7ABE3A000 |  | Variant of NGF-FMT-WDM-MODULES | FMT MicroVAM Fiber Optic Module, dual circuit WDM, singlemode, SC/APC, bidirectional mux/demux |  |  | FMT | WDM module
FMT-MS57A7A6000A00 |  | Variant of NGF-FMT-SPLTR-MODULES | FMT MicroVAM Fiber Optic Splitter Module, one 1x6 splitter, singlemode, SC/APC, 50/50 split ratio |  |  | FMT | Splitter module
FL2-CD60048PN-4A00 |  | Variant of FL2-PANELS | FL2000 Fiber Termination/Splice Panel, pre-terminated with pigtails, 48 LC/UPC, multimode, 5RU, 19 in, putty white | CommScope® |  | FL2000 | Fiber patch/splice panel |  | Discontinued
FMT-MW27A7ABL3A000 |  | Variant of NGF-FMT-WDM-MODULES | FMT MicroVAM Fiber Optic Module, dual circuit WDM, singlemode, SC/APC, unidirectional mux/demux |  |  | FMT | WDM module
FL2-CA80024PN-1A02 |  | Variant of FL2-PANELS | FL2000 Fiber Termination/Splice Panel, pre-terminated with pigtails, 24 LC/UPC, singlemode, 2RU, 19 in, black | CommScope® |  | FL2000 | Fiber patch/splice panel
FMT-MS5KAKA2000D00 |  | Variant of NGF-FMT-SPLTR-MODULES | FMT MicroVAM Fiber Optic Splitter Module, four 1x2 splitters, singlemode, LC/APC, 50/50 split ratio |  |  | FMT | Splitter module
FMT-MS5KAKA4900B00 |  | Variant of NGF-FMT-SPLTR-MODULES | FMT MicroVAM Fiber Optic Splitter Module, two 1x4 splitters, singlemode, LC/APC, symmetrical split ratio |  |  | FMT | Splitter module
FMX-GRT0J0A00-F72P |  | Variant of FMT-PANELS | FMT Fiber Termination Panel, with sliding tray, 72 SC/APC, singlemode, 2RU, 19 in, putty white | CommScope® |  | FMT | Fiber patch panel
FMT-PBH075A00-V24P |  | Variant of FMT-PANELS | FMT Fiber Termination Panel, with sliding tray, 24 SC/UPC, singlemode, 1RU, 19 in, putty white | CommScope® |  | FMT | Fiber patch panel
FMT-MS5KAKA8000A00 |  | Variant of NGF-FMT-SPLTR-MODULES | FMT MicroVAM Fiber Optic Splitter Module, one 1x8 splitter, singlemode, LC/APC, symmetrical split ratio |  |  | FMT | Splitter module
FMX-GRT0J0A00-T72P |  | Variant of FMT-PANELS | FMT Fiber Termination Panel, with sliding tray, 72 SC/APC, singlemode, 2RU, 19 in, putty white | CommScope® |  | FMT | Fiber patch panel
FMT-RBH075A00-A48P |  | Variant of FMT-PANELS | FMT Fiber Termination Panel, with sliding tray, 48 SC/UPC, singlemode, 2RU, 19 in, putty white | CommScope® |  | FMT | Fiber patch panel
FMX-GST0J0A00-T48V |  | Variant of FMT-PANELS | FMT Fiber Termination Panel, with sliding tray, vented, 48 SC/APC, singlemode, 2RU, 19 in, putty white | CommScope® |  | FMT | Fiber patch/splice panel
FMT-RBH075R30-A48P |  | Variant of FMT-PANELS | FMT Fiber Termination Panel, with sliding tray, 48 SC/UPC, singlemode, 2RU, 19 in, putty white | CommScope® |  | FMT | Fiber patch/splice panel
FMX-GTR0J0U20-T32P |  | Variant of FMT-PANELS | FMT Fiber Termination Panel, with sliding tray, 32 SC/APC, singlemode, 2RU, 19 in, putty white | CommScope® |  | FMT | Fiber patch/splice panel
FL2-CDB0024PN-4A00 |  | Variant of FL2-PANELS | FL2000 Fiber Termination/Splice Panel, pre-terminated with pigtails, 24 LC/APC, singlemode, 5RU, 19 in, putty white | CommScope® |  | FL2000 | Fiber patch/splice panel
FMX-ATT-BARVM00-12 |  | Variant of FMT-PANELS | FMT Fiber Optic MicroVAM Panel, 12 module capacity, 2RU, 19 in, putty white | CommScope® |  | FMT | Fiber VAM panel
FMX-ATT-BARVM00-24 |  | Variant of FMT-PANELS | FMT Fiber Optic MicroVAM Panel, 24 module capacity, 2RU, 19 in, putty white | CommScope® |  | FMT | Fiber VAM panel
760245962 | G2-SP-12SAG-PT | Variant of G2-SPLICE-CASSETTES | G2 Splice Cassette, 12SC/APC, OS2, with pigtails | CommScope® |  | G2 | Fiber cassette with pigtails
760245963 | G2-SP-12SCG-PT | Variant of G2-SPLICE-CASSETTES | G2 Splice Cassette, 12SC/UPC, OS2, with pigtails | CommScope® |  | G2 | Fiber cassette with pigtails
760236401 | HD-iP-1U-96F-LC-DM08-ULL-LS-SD | Variant of IPATCH-PANELS | HD iPATCH 1U 96F-LC Distribution MPO08 ULL Module, LazrSPEED, Sliding Panel | CommScope® | iPatch® ¦ imVision® | HD ¦ IPATCH | Fiber patch panel
760236504 | PNL-CS-24LCW | Variant of LGX/1000-SPLICE-CASSETTES | TeraSPEED® Splicing cassette, 24LC , No Pigtails | CommScope® |  |  | Fiber cassette
760236410 | HD-iP-2U-192F-LC-DM24-ULL-WB-SD | Variant of IPATCH-PANELS | HD iPATCH 2U 192F-LC Distribution MPO24 ULL Module, LazrSPEED WideBand, Sliding Panel | CommScope® | iPatch® ¦ imVision® | HD ¦ IPATCH | Fiber patch panel
760236365 | UD-iP-2U-288F-LC-DM-TS-SD | Variant of IPATCH-PANELS | UD iPATCH 2U 288F-LC Distribution Module, Tera Speed, Sliding Panel | CommScope® | iPatch® ¦ imVision® | IPATCH ¦ UD | Fiber patch/splice panel
760236411 | HD-iP-2U-192F-LC-DM24-ULL-LS-SD | Variant of IPATCH-PANELS | HD iPATCH 2U 192F-LC Distribution MPO24 ULL Module, LazrSPEED, Sliding Panel | CommScope® | iPatch® ¦ imVision® | HD ¦ IPATCH | Fiber patch panel
760237010 | FIST-GPSTF-12-AAL2-2 | Variant of FIST-GPSTF-TRAYS | FIST GPST Fiber Patch Tray, 24 ports, LC/APC, singlemode, 15 in, gray, left/right patch cord routing |  | FIST® | FIST-GPST | Fiber patch tray
760237225 | CM24-2X6-WB-ULL | Variant of G2-MODULES | G2 ULL 4x6 Multimode OM5 WideBand Conversion Module, (2) MPO-24 unpinned ports rear, (6) MPO-8 pinned front | CommScope® | SYSTIMAX ULL |  | Fiber module
760237175 | MFPS-KHD-P-SISG-048 | Variant of MFPS-PANELS | MFPS Fiber Optic panel, 1RU, 48 fibers/RU, splice/patch, SMOUV/front patch cords orientation to the right, 48 SC/APC, grade B | CommScope® |  | MFPS | Fiber patch/splice panel
760237217 | CM12-2X3-LS-ULL | Variant of G2-MODULES | G2 ULL 2x3 Multimode OM4 Conversion Module, (2) MPO-12 unpinned ports rear, (3) MPO-8 pinned front | CommScope® | SYSTIMAX ULL |  | Fiber module
760237176 | MFPS-KHD-P-SIS1-048 | Variant of MFPS-PANELS | MFPS Fiber Optic panel, 1RU, 48 fibers/RU, splice/patch, SMOUV/front patch cords orientation to the right, 48 SC/UPC, grade C | CommScope® |  | MFPS | Fiber patch/splice panel
760237218 | CM12-2X3-WB-ULL | Variant of G2-MODULES | G2 ULL 2x3 Multimode OM5 WideBand Conversion Module, (2) MPO-12 unpinned ports rear, (3) MPO-8 pinned front | CommScope® | SYSTIMAX ULL |  | Fiber module
760237133 | VERT-CBL-BKT | Variant | Vertical Cable Guide Kit |  |  |  | Cable management hardware
760237311 | MFPS-IED-P-PNL1-216 | Variant of MFPS-PANELS | MFPS Fiber Optic panel, 3RU, 72 fibers/RU, patch/patch, front patch cords orientation to the right, 216 LC/UPC | CommScope® |  | MFPS | Fiber patch panel
760237222 | CM24-1X3-LS-ULL | Variant of G2-MODULES | G2 ULL 1x3 Multimode OM4 Conversion Module, (1) MPO-24 unpinned ports rear, (3) MPO-8 pinned front | CommScope® | SYSTIMAX ULL |  | Fiber module
760237336 | HD-iP-4U-384F-LC-DM08-ULL-WB-FX | Variant of IPATCH-PANELS | HD iPATCH 4U 384F-LC Distribution MPO08 ULL Module, LazrSPEED WideBand, Fixed Shelf | CommScope® | iPatch® ¦ imVision® | HD ¦ IPATCH | Fiber patch panel
760237317 | HD-iP-4U-192F-LC-DM-TS-SD | Variant of IPATCH-PANELS | HD iPATCH 4U 192F-LC Distribution Module, TeraSPEED, Sliding Shelf | CommScope® | iPatch® ¦ imVision® | HD ¦ IPATCH | Fiber patch panel
760237223 | CM24-1X3-WB-ULL | Variant of G2-MODULES | G2 ULL 1x3 Multimode OM5 WideBand Conversion Module, (1) MPO-24 unpinned ports rear, (3) MPO-8 pinned front | CommScope® | SYSTIMAX ULL |  | Fiber module
760237324 | HD-iP-4U-384F-LC-DM12-ULL-WB-SD | Variant of IPATCH-PANELS | HD iPATCH 4U 384F-LC Distribution MPO12 ULL Module, LazrSPEED WideBand, Sliding Shelf | CommScope® | iPatch® ¦ imVision® | HD ¦ IPATCH | Fiber patch panel
760237337 | HD-iP-4U-384F-LC-DM12-ULL-LS-FX | Variant of IPATCH-PANELS | HD iPATCH 4U 384F-LC Distribution MPO12 ULL Module, LazrSPEED, Fixed Shelf | CommScope® | iPatch® ¦ imVision® | HD ¦ IPATCH | Fiber patch panel
760237318 | HD-iP-4U-384F-LC-DM-LS-SD | Variant of IPATCH-PANELS | HD iPATCH 4U 384F-LC Distribution Module, LazrSPEED, Sliding Shelf | CommScope® | iPatch® ¦ imVision® | HD ¦ IPATCH | Fiber patch panel
760237338 | HD-iP-4U-384F-LC-DM12-ULL-WB-FX | Variant of IPATCH-PANELS | HD iPATCH 4U 384F-LC Distribution MPO12 ULL Module, LazrSPEED WideBand, Fixed Shelf | CommScope® | iPatch® ¦ imVision® | HD ¦ IPATCH | Fiber patch panel
760237326 | HD-iP-4U-384F-LC-DM24-ULL-WB-SD | Variant of IPATCH-PANELS | HD iPATCH 4U 384F-LC Distribution MPO24 ULL Module, LazrSPEED WideBand, Sliding Shelf | CommScope® | iPatch® ¦ imVision® | HD ¦ IPATCH | Fiber patch panel
760237339 | HD-iP-4U-384F-LC-DM24-ULL-LS-FX | Variant of IPATCH-PANELS | HD iPATCH 4U 384F-LC Distribution MPO24 ULL Module, LazrSPEED, Fixed Shelf | CommScope® | iPatch® ¦ imVision® | HD ¦ IPATCH | Fiber patch panel
760237340 | HD-iP-4U-384F-LC-DM24-ULL-WB-FX | Variant of IPATCH-PANELS | HD iPATCH 4U 384F-LC Distribution MPO24 ULL Module, LazrSPEED WideBand, Fixed Shelf | CommScope® | iPatch® ¦ imVision® | HD ¦ IPATCH | Fiber patch panel
760237361 | UD-iP-4U-576F-LC-DM12-ULL-LS-FX | Variant of IPATCH-PANELS | UD iPATCH 4U 576F-LC Distribution MPO12 ULL Module, LazrSPEED, Fixed Shelf | CommScope® | iPatch® ¦ imVision® | IPATCH ¦ UD | Fiber patch panel
760237351 | UD-iP-4U-576F-LC-DM24-ULL-LS-SD | Variant of IPATCH-PANELS | UD iPATCH 4U 576F-LC Distribution MPO24 ULL Module, LazrSPEED, Sliding Shelf | CommScope® | iPatch® ¦ imVision® | IPATCH ¦ UD | Fiber patch panel
760237321 | HD-iP-4U-384F-LC-DM08-ULL-LS-SD | Variant of IPATCH-PANELS | HD iPATCH 4U 384F-LC Distribution MPO08 ULL Module, LazrSPEED, Sliding Shelf | CommScope® | iPatch® ¦ imVision® | HD ¦ IPATCH | Fiber patch panel
760237341 | HD-iP-4U-128-MPO-DP-FX | Variant of IPATCH-PANELS | HD iPATCH 4U 128-MPO Distribution Panel, Fixed Shelf | CommScope® | iPatch® ¦ imVision® | HD ¦ IPATCH | Fiber patch panel
760237352 | UD-iP-4U-576F-LC-DM24-ULL-WB-SD | Variant of IPATCH-PANELS | UD iPATCH 4U 576F-LC Distribution MPO24 ULL Module, LazrSPEED WideBand, Sliding Shelf | CommScope® | iPatch® ¦ imVision® | IPATCH ¦ UD | Fiber patch panel
760237334 | HD-iP-4U-384F-LC-DM-WB-FX | Variant of IPATCH-PANELS | HD iPATCH 4U 384F-LC Distribution Module, LazrSPEED WideBand, Fixed Shelf | CommScope® | iPatch® ¦ imVision® | HD ¦ IPATCH | Fiber patch panel
760237353 | UD-iP-4U-192-MPO-DP-SD | Variant of IPATCH-PANELS | UD iPATCH 4U 192-MPO Distribution Panel, Sliding Shelf | CommScope® | iPatch® ¦ imVision® | IPATCH ¦ UD | Fiber patch panel
760237346 | UD-iP-4U-576F-LC-DM-WB-SD | Variant of IPATCH-PANELS | UD iPATCH 4U 576F-LC Distribution Module, LazrSPEED WideBand, Sliding Shelf | CommScope® | iPatch® ¦ imVision® | IPATCH ¦ UD | Fiber patch panel
760237356 | UD-iP-4U-576F-LC-DM-LS-FX | Variant of IPATCH-PANELS | UD iPATCH 4U 576F-LC Distribution Module, LazrSPEED, Fixed Shelf | CommScope® | iPatch® ¦ imVision® | IPATCH ¦ UD | Fiber patch panel
760237347 | UD-iP-4U-576F-LC-DM08-ULL-LS-SD | Variant of IPATCH-PANELS | UD iPATCH 4U 576F-LC Distribution MPO08 ULL Module, LazrSPEED, Sliding Shelf | CommScope® | iPatch® ¦ imVision® | IPATCH ¦ UD | Fiber patch panel
760237365 | UD-iP-4U-192-MPO-DP-FX | Variant of IPATCH-PANELS | UD iPATCH 4U 192-MPO Distribution Panel, Fixed Shelf | CommScope® | iPatch® ¦ imVision® | IPATCH ¦ UD | Fiber patch panel
760237357 | UD-iP-4U-576F-LC-DM-TS-FX | Variant of IPATCH-PANELS | UD iPATCH 4U 576F-LC Distribution Module, TeraSPEED, Fixed Shelf | CommScope® | iPatch® ¦ imVision® | IPATCH ¦ UD | Fiber patch panel
760237524 | MFPS-JHD-P-SIS3-096 | Variant of MFPS-PANELS | MFPS Fiber Optic panel, 2RU, 48 fibers/RU, splice/patch, SMOUV/front patch cords orientation to the right, 96 SC/APC 9°, grade C | CommScope® |  | MFPS | Fiber patch/splice panel
760237358 | UD-iP-4U-576F-LC-DM-WB-FX | Variant of IPATCH-PANELS | UD iPATCH 4U 576F-LC Distribution Module, LazrSPEED WideBand, Fixed Shelf | CommScope® | iPatch® ¦ imVision® | IPATCH ¦ UD | Fiber patch panel
760237359 | UD-iP-4U-576F-LC-DM08-ULL-LS-FX | Variant of IPATCH-PANELS | UD iPATCH 4U 576F-LC Distribution MPO08 ULL Module, LazrSPEED, Fixed Shelf | CommScope® | iPatch® ¦ imVision® | IPATCH ¦ UD | Fiber patch panel
760237719 | HD-2U-23IN-KIT | Variant of HD-ACCESSORIES | Extender / Recess Bracket 2 RU | CommScope® |  | HD | Mounting bracket
FDP-B4PS22024 |  | Variant | CMT Fiber Termination/Splice Panel, 24 FC/UPC, pre-terminated with pigtails, singlemode, 3RU, 19 in, putty white | CommScope® |  | CMT | Fiber patch/splice panel |  | Discontinued
FDP-CMP-KIT |  | Variant | FDP Panel Cable Clamp Kit |  |  | CMT | Cable clamp
FDP-G4PSP2144 |  | Variant | CMT Fiber Termination/Splice Panel, 144, ST/UPC, pre-terminated with pigtails, singlemode, 13RU, 19 in, putty white | CommScope® |  | CMT | Fiber patch/splice panel |  | Discontinued
FDP-D4PS41048 |  | Variant | CMT Fiber Termination/Splice Panel, 48 ST/UPC, pre-terminated with pigtails, singlemode, 5RU, 19 in, putty white | CommScope® |  | CMT | Fiber patch/splice panel |  | Discontinued
FDP-E4PS22036 |  | Variant | CMT Fiber Termination/Splice Panel, 36 FC/UPC, pre-terminated with pigtails, singlemode, 7RU, 19 in, putty white | CommScope® |  | CMT | Fiber patch/splice panel |  | Discontinued
FDP-E4PS22072 |  | Variant | CMT Fiber Termination/Splice Panel, 72 FC/UPC, pre-terminated with pigtails, singlemode, 7RU, 19 in, putty white | CommScope® |  | CMT | Fiber patch/splice panel |  | Discontinued
EF5494-000 | FIST-FCASA2-8M471NN-R | Variant | FIST® Fiber Splice Tray with Field Installable CWDM, 8 Channels, Multiplexing, 1471nm starting wavelength, 20nm channel spacing, all fibers at right side |  | FIST® | FIST-FCASA2 | CWDM splice tray
EG1497-000 | FIST-GSS2-CT-S-4 | Variant of FIST-CHASSIS-ACCESSORIES | FIST® GSS2/3 Back cable termination kit, 2 pieces |  | FIST® | FIST-GSS2 ¦ FIST-GSS3 | Cable termination kit
EF9001-000 | FOMS-FPS-HD-J-PNL1-96 | Variant of FOMS-PANELS | FOMS-FPS High Density Fiber Termination Panel, 96 LC/UPC, singlemode, 2RU, 19 in, gray | CommScope® |  | FOMS-FPS | Fiber patch panel
EG2912-000 | FOMS-FPS-HD-J-SLL2-96 | Variant of FOMS-PANELS | FOMS-FPS High Density Fiber Termination/Splice Panel, 96 LC/APC, singlemode, 2RU, 19 in, gray | CommScope® |  | FOMS-FPS | Fiber patch/splice panel
EG3368-000 | OCM1-SP12400S2 | Variant | OCM1 LGX Style Fiber Optic Splitter Module, Planar, one 2x4 Splitter, singlemode, SC/APC, symmetrical split ratio |  |  | LGX ¦ OCM1 | Splitter module |  | Discontinued
EG3369-000 | OCM1-SP12800S2 | Variant | OCM1 LGX Style Fiber Optic Splitter Module, Planar, one 2x8 Splitter, singlemode, SC/APC, symmetrical split ratio |  |  | LGX ¦ OCM1 | Splitter module |  | Discontinued
EG2861-000 | FOMS-FPS-HD-J-PNS1-96 | Variant of FOMS-PANELS | FOMS-FPS High Density Fiber Termination Panel, 96 SC/UPC, singlemode, 2RU, 19 in, gray | CommScope® |  | FOMS-FPS | Fiber patch panel
EG3428-000 | FOMS-FPS-HD-K-SKS3-48 | Variant of FOMS-PANELS | FOMS-FPS High Density Fiber Termination/Splice Panel, 48 SC/APC, singlemode, 1RU, 19 in, gray | CommScope® |  | FOMS-FPS | Fiber patch/splice panel
EG5107-000 | FOMS-FPS-HD-K-SIL1-24 | Variant of FOMS-PANELS | FOMS-FPS High Density Fiber Termination/Splice Panel, 24 LC/UPC, singlemode, 1RU, 19 in, gray | CommScope® |  | FOMS-FPS | Fiber patch/splice panel
EG4245-000 | OCFPS1U-DMY1204L1-2T-SUB | Variant | OCFPS Fiber Optic DWDM Panel, mux, 20 channels, 1561.42 nm starting wavelength, 100 GHz channel spacing, upgrade port, LC/UPC, 1U, 19 in, gray |  |  | OCFPS | DWDM patch panel
EG4561-000 | FIST-FCASA2-1R310NN-L | Variant | FIST® Fiber Splice Tray with Field Installable CWDM, 1 Channel, Add/drop for 2 fibers, 1311nm starting wavelength, all fibers at left side |  | FIST® | FIST-FCASA2 | CWDM splice tray
EG6259-000 | FIST-OC-GO31400L2-RS | Variant of FIST-OC-TRAYS | FIST GPST fiber patch/splitter tray, three 1x4 splitters, low loss planar, symmetrical split ratio, LC/APC, gray, right oriented |  | FIST® | FIST-OC-G | Splitter patch tray
EG8430-000 | FIST-FCASA2-BC471NN-R | Variant | FIST® Fiber Splice Tray with Field Installable CWDM, 8 Channels and upgrade port, compact CWDM, 1471nm starting wavelength, 20nm channel spacing, all fibers at right side |  | FIST® | FIST-FCASA2 | CWDM splice tray
EG8297-000 | OCM1-SA11205S1 | Variant | OCM1 LGX Style Fiber Optic Splitter Module, FBT, one 1x2 Splitter, singlemode, SC/UPC, 95/5 split ratio |  |  | LGX ¦ OCM1 | Splitter module | Build America Buy America (BABA) compliant*
CY9873-000 | FOMS-FPS-HD-J-SIS2-96 | Variant of FOMS-PANELS | FOMS-FPS High Density Fiber Termination/Splice Panel, 96 SC/APC, singlemode, 2RU, 19 in, gray | CommScope® |  | FOMS-FPS | Fiber patch/splice panel
CZ2399-000 | FIST-OC-GA31200E9-LS | Variant of FIST-OC-TRAYS | FIST GPST fiber patch/splitter tray, three 1x2 splitters, FBT, symmetrical split ratio, LSH/APC, gray, left oriented |  | FIST® | FIST-OC-G | Splitter patch tray
CZ7076-000 | FOMS-FPS-HD-K-SKS1-48 | Variant of FOMS-PANELS | FOMS-FPS High Density Fiber Termination/Splice Panel, 48 SC/UPC, singlemode, 1RU, 19 in, gray | CommScope® |  | FOMS-FPS | Fiber patch/splice panel
CZ7472-000 | FIST-GPST-12-AAD-2 | Variant of FIST-GPST-TRAYS | FIST GPST Fiber Patch Tray, 12 ports, FC/APC, singlemode, 19 in, gray, left/right patch cord routing |  | FIST® | FIST-GPST | Fiber patch tray |  | Discontinued
CZ6020-000 | FIST-GPST-12-AEE9-2 | Variant of FIST-GPST-TRAYS | FIST GPST Fiber Termination/Splice Tray, 12 ports, LSH/APC, singlemode, SMOUV splice chip, 19 in, gray, right patch cord routing |  | FIST® | FIST-GPST | Fiber patch/splice tray
CZ7753-000 | FIST-SASA3-116-1P-S | Variant | FIST® Fiber Splitter Array Sub-Assembly with splitter, symmetrical ratio, 1x16, Planar component, grade P |  | FIST® | FIST-SASA3 | Splitter splice tray
CZ7622-000 | FIST-GPST-12-AML1-2C | Variant of FIST-GPST-TRAYS | FIST GPST Fiber Patch/Splice Tray, 24 ports, LC/UPC, singlemode, preterminated with pigtails, SMOUV splice chip, 19 in, gray, right patch cord routing |  | FIST® | FIST-GPST | Fiber patch/splice tray
CZ8096-000 | FIST-FCASA2-FC471NN-R | Variant | FIST® Fiber Splice Tray with Field Installable CWDM, 8 Channels and 1310nm port, compact CWDM, 1471nm starting wavelength, 20nm channel spacing, all fibers at right side |  | FIST® | FIST-FCASA2 | CWDM splice tray
CZ9869-000 | FIST-GPST-12-AQL2-2 | Variant of FIST-GPST-TRAYS | FIST GPST Fiber Patch/Splice Tray, 24 ports, LC/APC, singlemode, ANT splice chip, 19 in, gray, right patch cord routing |  | FIST® | FIST-GPST | Fiber patch/splice tray
D34362-000 | FIST-UST-3HU-B-A | Variant of FIST-CHASSIS-ACCESSORIES | FIST® Universal Side Termination Kit, for Loose tube cable construction; up to 2 cables from top or bottom |  | FIST® | FIST-GPS2 ¦ FIST-GPS3 | Cable termination kit
D38196-000 | OCM1-CM4471S2 | Variant | OCM1 LGX Fiber Optic Module, CWDM, Mux, SC/APC, 4 channels, starting wavelength 1470 nm |  |  | LGX ¦ OCM1 | CWDM module
D81344-000 | FIST-GPST-12-APN-2 | Variant of FIST-GPST-TRAYS | FIST GPST Fiber Patch/Splice Tray, 12/24 ports, no adapters, SMOUV splice chip, 19 in, gray, right patch cord routing |  | FIST® | FIST-GPST | Fiber patch/splice tray
D84435-000 | FIST-GPST-12-APN-2-NS | Variant of FIST-GPST-TRAYS | FIST GPST Fiber Termination/Splice Tray, 12/24 ports, no adapters, SMOUV splice chip, 19 in, gray, right patch cord routing |  | FIST® | FIST-GPST | Fiber patch/splice tray
D82660-000 | FIST-GPST-12-EAB-2 | Variant of FIST-GPST-TRAYS | FIST GPST Fiber Patch/Splice Tray, 12 ports, SC/APC, singlemode, 19 in, gray, left patch cord routing |  | FIST® | FIST-GPST | Fiber patch/splice tray
D89213-000 | FIST-MB2-2HU | Variant of FIST-CHASSIS-ACCESSORIES | FIST® Mounting bracket kit for 2HU 19in shelves, already included in 19in FIST-GPS2 shelf kits |  | FIST® | FIST-GPS2 | Mounting bracket
DWFMT-5SS208C39D10 |  | Variant of NGF-FMT-WDM-MODULES | FMT MicroVAM Fiber Optic Module, DWDM, 8 channels, demux, SC/APC, 200GHz channel spacing |  |  | FMT | DWDM module
E-501-L41 |  | Variant of FDF-CHASSIS-ACCESSORIES | FDF Dual Cable Clamp Plate Kit, doubles number of clamping positions on frame from 32 to 64, 8 in |  |  | FDF | Cable clamp
E46688-000 | FIST-UST-2HU-B-A | Variant of FIST-CHASSIS-ACCESSORIES | FIST® Universal Side Termination Kit, Loose tube cable construction; 2 cables from top or bottom |  | FIST® | FIST-GPS2 ¦ FIST-GPS3 | Cable termination kit
E42399-000 | FIST-GPST-12-APL1-2 | Variant of FIST-GPST-TRAYS | FIST GPST Fiber Patch/Splice Tray, 24 ports, LC/UPC, singlemode, SMOUV splice chip, 19 in, gray, right patch cord routing |  | FIST® | FIST-GPST | Fiber patch/splice tray
E42402-000 | FIST-GPST-12-AJE9-2 | Variant of FIST-GPST-TRAYS | FIST GPST Fiber Patch/Splice Tray, 12 ports, LSH/APC, singlemode, ANT splice chip, 19 in, gray, right patch cord routing |  | FIST® | FIST-GPST | Fiber patch/splice tray
E42407-000 | FIST-GPS2-I-J-PTSTO-KIT | Variant of FIST-CHASSIS-ACCESSORIES | FIST® GPS2 Storage basket for mounting within shelf, occupying 2 tray spaces for 2HU and 3HU FIST-GPS2 shelves |  | FIST® | FIST-GPS2 ¦ FIST-GPS3 | Cable management hardware
B56232-000 | FOSC-OC-6DBD1251NN2T-U23 | Variant | FOSC® A-TRAY-24 type, DWDM, 8 channels + upgrade port, demux, 1557.36 nm starting wavelength, 100 GHz channel spacing |  | FOSC® | FOSC-OC | DWDM splice tray
C24382-000 | FOMS-FPS-O-SKL1-48 | Variant of FOMS-PANELS | FOMS-FPS Fiber Termination/Splice Panel, 48 LC/UPC, singlemode, 1RU, 19 in, gray | CommScope® |  | FOMS-FPS | Fiber patch/splice panel
CB0678-000 | FIST-GPST-12-APL2-2 | Variant of FIST-GPST-TRAYS | FIST GPST Fiber Patch/Splice Tray, 24 ports, LC/APC, singlemode, SMOUV splice chip, 19 in, gray, right patch cord routing |  | FIST® | FIST-GPST | Fiber patch/splice tray
CB7630-000 | OCM1-SA21200S2 | Variant | OCM1 LGX Style Fiber Optic Splitter Module, FBT, two 1x2 Splitters, singlemode, SC/APC, 50/50 split ratio |  |  | LGX ¦ OCM1 | Splitter module
CC0584-000 | FIST-GPST-12-AKB-2 | Variant of FIST-GPST-TRAYS | FIST GPST Fiber Termination/Splice Tray, 12 ports, SC/APC, singlemode, ANT splice chip, 19 in, gray |  | FIST® | FIST-GPST | Fiber patch/splice tray
CC6925-000 | OCM5-SP11W00S2-14DASIA-U | Variant | OCM5 Fiber Optic Splitter Module, Planar, one 1x32 Splitter, singlemode, SC/APC, symmetrical split ratio, 1.4 m pigtails |  |  | OCM5 | Splitter module
CU0655-000 | FIST-OC-GT41202L2-LS | Variant of FIST-OC-TRAYS | FIST GPST fiber patch/WDM tray, 1310 + 1490/1550 nm PON video coupler, LC/APC, gray, left oriented |  | FIST® | FIST-OC-GT | WDM patch tray
CU5585-000 | FIST-SOSA2-4SLE-C | Variant of FIST-SPLICE-TRAYS | FIST® Splice Sub-assembly kit with 4 slim element trays, each for holding up to 9 primary coated fibers, with Heat Shrink type splice holder and universal 1x8 splitter holder |  | FIST® | FIST-SOSA2 | Fiber splice tray
CU5586-000 | FIST-SOSA2-8SLE-C | Variant of FIST-SPLICE-TRAYS | FIST® Splice Sub-assembly kit with 8 slim element trays, each for holding up to 9 primary coated fibers, with Heat Shrink type splice holder and universal 1x8 splitter holder |  | FIST® | FIST-SOSA2 | Fiber splice tray
CU4756-000 | OCM1-SA31200S2 | Variant | OCM1 LGX Style Fiber Optic Splitter Module, FBT, three 1x2 Splitters, singlemode, SC/APC, 50/50 split ratio |  |  | LGX ¦ OCM1 | Splitter module
CU8142-000 | FOMS-FPS-HD-K-SIS2-48 | Variant of FOMS-PANELS | FOMS-FPS High Density Fiber Termination/Splice Panel, 48 SC/APC, singlemode, 1RU, 19 in, gray | CommScope® |  | FOMS-FPS | Fiber patch/splice panel
CU5583-000 | FIST-SOSA2-4SLE-S | Variant of FIST-SPLICE-TRAYS | FIST® Splice Sub-assembly kit with 4 slim element trays, each for holding up to 12 primary coated fibers, with Heat Shrink type splice holder |  | FIST® | FIST-SOSA2 | Fiber splice tray
CU8918-000 | FIST-SOSA2-8DC-S | Variant of FIST-SPLICE-TRAYS | FIST® Splice Sub-assembly kit with 8 foldable dual circuit trays, each for holding up to 2x2 primary coated fibers, with Heat Shrink type splice holder |  | FIST® | FIST-SOSA2 | Fiber splice tray
CU8141-001 | FIST-GPSTF-12-AAL1 | Variant of FIST-GPSTF-TRAYS | FIST GPST Fiber Patch Tray, 24 ports, LC/UPC, singlemode, 15 in, gray, left/right patch cord routing |  | FIST® | FIST-GPST | Fiber patch tray
CU8919-000 | FIST-SOSA2-4DC-S | Variant of FIST-SPLICE-TRAYS | FIST® Splice Sub-assembly kit with 4 foldable dual circuit trays, each for holding up to 2x2 primary coated fibers, with Heat Shrink type splice holder |  | FIST® | FIST-SOSA2 | Fiber splice tray
CV5742-000 | FL2-C7J0072PW-6C00 | Variant of FL2-PANELS | FL2000 Fiber Termination/Splice Panel, pre-terminated with pigtails, 72 SC/APC, singlemode, 8RU, 19 in, putty white | CommScope® |  | FL2000 | Fiber patch/splice panel
CV7583-000 | FOMS-FPS-HD-K-SKS2-48 | Variant of FOMS-PANELS | FOMS-FPS High Density Fiber Termination/Splice Panel, 48 SC/APC, singlemode, 1RU, 19 in, gray | CommScope® |  | FOMS-FPS | Fiber patch/splice panel
CV6223-000 | FIST-GPSTF-12-AJE9-2 | Variant of FIST-GPSTF-TRAYS | FIST GPST Fiber Termination/Splice Tray, 12 ports, LSH/APC, singlemode, ANT splice chip, 15 in, gray, right patch cord routing |  | FIST® | FIST-GPST | Fiber patch/splice tray
CV6224-000 | FIST-GPSTF-12-JAE9-2 | Variant of FIST-GPSTF-TRAYS | FIST GPST Fiber Patch/Splice Tray, 12 ports, LSH/APC, singlemode, ANT splice chip, 15 in, gray, left patch cord routing |  | FIST® | FIST-GPST | Fiber patch/splice tray
CW2310-000 | FIST-FCASA2-1R470NN-L | Variant | FIST® Fiber Splice Tray with Field Installable CWDM, 1 Channel, Add/drop for 2 fibers, 1471nm starting wavelength, all fibers at left side |  | FIST® | FIST-FCASA2 | CWDM splice tray
CW2535-000 | FOMS-FPS-HD-K-SIS1-12 | Variant of FOMS-PANELS | FOMS-FPS High Density Fiber Termination/Splice Panel, 12 SC/UPC, singlemode, 1RU, 19 in, gray | CommScope® |  | FOMS-FPS | Fiber patch/splice panel
CW2314-000 | FIST-FCASA2-1R550NN-L | Variant | FIST® Fiber Splice Tray with Field Installable CWDM, 1 Channel, Add/drop for 2 fibers, 1551nm starting wavelength, all fibers at left side |  | FIST® | FIST-FCASA2 | CWDM splice tray
CW2318-000 | FIST-FCASA2-1R610NN-L | Variant | FIST® Fiber Splice Tray with Field Installable CWDM, 1 Channel, Add/drop for 2 fibers, 1611nm starting wavelength, all fibers at left side |  | FIST® | FIST-FCASA2 | CWDM splice tray
CW4796-000 | OCFPS1U-DMQ1204L1-2T-SUB | Variant | OCFPS Fiber Optic DWDM Panel, mux, 40 channels, 1561.42 nm starting wavelength, 100 GHz channel spacing, upgrade port, LC/UPC, 1U, 19 in, gray |  |  | OCFPS | DWDM patch panel
CW2992-000 | FIST-GPST-12-FAE9-2 | Variant of FIST-GPST-TRAYS | FIST GPST Fiber Termination/Splice Tray, 12 ports, LSH/APC, singlemode, ANT splice chip, 19 in, gray, left patch cord routing |  | FIST® | FIST-GPST | Fiber patch/splice tray
CW3763-000 | FIST-OC-GP21400S1-LP | Variant of FIST-OC-TRAYS | FIST GPST fiber patch/splitter tray, two 1x4 splitters, planar, symmetrical split ratio, SC/UPC, gray, left oriented |  | FIST® | FIST-OC-G | Splitter patch tray
CW6358-000 | FIST-OC-GP11800S3-LP | Variant of FIST-OC-TRAYS | FIST GPST fiber patch/splitter tray, one 1x8 splitter, planar, symmetrical split ratio, SC/APC, gray, left oriented |  | FIST® | FIST-OC-G | Splitter patch tray
CW9901-000 | OCM5-SP12W00L2-45DASIA | Variant | OCM5 Fiber Optic Splitter Module, Planar, one 2x32 Splitter, singlemode, LC/APC, symmetrical split ratio, 4.5 m pigtails |  |  | OCM5 | Splitter module
CWVSM-2SSAA0AY1000 |  | Variant of FDF-FL2-WDM-MODULES | FCM/FL2 VAM Fiber Optic Module, CWDM, 8 channels, mux, LC/APC, starting wavelength 1451 nm |  |  | FDF ¦ FL2000 | CWDM module
CWFMT-277BC0CY1000 |  | Variant of NGF-FMT-WDM-MODULES | FMT MicroVAM Fiber Optic Module, CWDM, 4 channels, mux/demux, SC/UPC, starting wavelength 1571 nm, 1310 nm upgrade port |  |  | FMT | CWDM module
CWFMT-5LKAA0AY1-TW |  | Variant of NGF-FMT-WDM-MODULES | FMT MicroVAM Fiber Optic Module, CWDM, 8 channels, mux, SC/APC-LC/UPC, starting wavelength 1611 nm, 1310 nm upgrade port |  |  | FMT | CWDM module
CWVSM-2LLBG0CN1-EX |  | Variant of FDF-FL2-WDM-MODULES | FCM/FL2 VAM Fiber Optic Module, CWDM, 4 channels, mux/demux, SC/APC, starting wavelength 1411 nm |  |  | FDF ¦ FL2000 | CWDM module
CX1247-000 | OCM5-SP11Z00S2-70DASIA | Variant | OCM5 Fiber Optic Splitter Module, Planar, one 1x64 Splitter, singlemode, SC/APC, symmetrical split ratio, 7.0 m pigtails |  |  | OCM5 | Splitter module
CC4198-000 | FIST-GPST-12-AAE1-2 | Variant of FIST-GPST-TRAYS | FIST GPST Fiber Patch Tray, 12 ports, LSH/UPC, singlemode, 19 in, gray, left/right patch cord routing |  | FIST® | FIST-GPST | Fiber patch tray
CC2782-000 | FIST-GPST-12-IAB-40-2-01 | Variant of FIST-GPST-TRAYS | FIST GPST Fiber Termination/Splice Tray, 12 ports, SC/APC, singlemode, preterminated with pigtails, SMOUV splice chip, 19 in, gray, left patch cord routing |  | FIST® | FIST-GPST | Fiber patch/splice tray
CC5340-000 | FIST-GPST-12-QAN-2 | Variant of FIST-GPST-TRAYS | FIST GPST Fiber Patch/Splice Tray, 12/24 ports, no adapters, ANT splice chip, 19 in, gray, left patch cord routing |  | FIST® | FIST-GPST | Fiber patch/splice tray
CC5588-000 | OCM1-CMC551S2-T | Variant | OCM1 LGX Fiber Optic Module, CWDM, Mux, SC/APC, 4 channels, upgrade port, 1310 nm port, starting wavelength 1550 nm, test port |  |  | LGX ¦ OCM1 | CWDM module
CC6143-000 | FOSC-OC-3CAD551NN | Variant | FOSC® D-TRAY-72 type, CWDM, 4 channels + upgrade port, demux, 20 nm channel spacing, 1533.47 nm starting wavelength |  | FOSC® | FOSC-OC | CWDM splice tray
CC8442-000 | FOSC-OC-3CFM471NN | Variant | FOSC® D-TRAY-72 type, CWDM, 8 channels + 1310 nm port, mux, 20 nm channel spacing, 1539.77 nm starting wavelength |  | FOSC® | FOSC-OC | CWDM splice tray
CC8667-000 | FIST-OC-GP11800S2-LS | Variant of FIST-OC-TRAYS | FIST GPST fiber patch/splitter tray, one 1x8 splitter, planar, symmetrical split ratio, SC/APC, gray, left oriented |  | FIST® | FIST-OC-G | Splitter patch tray
CC8672-000 | FIST-OC-GP22400S2-RS | Variant of FIST-OC-TRAYS | FIST GPST fiber patch/splitter tray, two 2x4 splitters, planar, symmetrical split ratio, SC/APC, gray, right oriented |  | FIST® | FIST-OC-G | Splitter patch tray
CC8972-000 | FIST-GPST-12-AQN-2 | Variant of FIST-GPST-TRAYS | FIST GPST Fiber Patch/Splice Tray, 12/24 ports, no adapters, ANT splice chip, 19 in, gray, right patch cord routing |  | FIST® | FIST-GPST | Fiber patch/splice tray
CHD-1U-W |  | Variant of CHD-PANELS | SYSTIMAX® CHD 1U sliding tray fiber panel, accepts (12) CHD ULL modules, splice cassettes or MPO panels, providing up to 72 duplex LC ports or up to 72 MPO ports, white, High Speed Migration | CommScope® |  | CHD | Fiber patch panel |  | Discontinued
CK4571-000 | FIST-GPST-12-AAL1-2 | Variant of FIST-GPST-TRAYS | FIST GPST Fiber Patch Tray, 24 ports, LC/UPC, singlemode, 19 in, gray, left/right patch cord routing |  | FIST® | FIST-GPST | Fiber patch tray
CK4919-000 | FIST-GPST-12-MALC-2 | Variant of FIST-GPST-TRAYS | FIST GPST Fiber Patch/Splice Tray, 24 ports, LC/UPC, singlemode, preterminated with pigtails, SMOUV splice chip, 19 in, gray, left patch cord routing |  | FIST® | FIST-GPST | Fiber patch/splice tray |  | Discontinued
CK4651-000 | FIST-FCASA2-8D471NN-L | Variant | FIST® Fiber Splice Tray with Field Installable CWDM, 8 Channels, Demultiplexing, 1471nm starting wavelength, 20nm channel spacing, all fibers at left side |  | FIST® | FIST-FCASA2 | CWDM splice tray
CK5891-000 | FIST-GPST-12-JAS7-2 | Variant of FIST-GPST-TRAYS | FIST GPST Fiber Termination/Splice Tray, 12 ports, SC/APC, singlemode, ANT splice chip, 19 in, gray |  | FIST® | FIST-GPST | Fiber patch/splice tray
CK4928-000 | FIST-GPST-12-AML1-2 | Variant of FIST-GPST-TRAYS | FIST GPST Fiber Patch/Splice Tray, 24 ports, LC/UPC, singlemode, preterminated with pigtails, SMOUV splice chip, 19 in, gray, right patch cord routing |  | FIST® | FIST-GPST | Fiber patch/splice tray
CK6627-000 | FIST-GPST-12-ANL2-2 | Variant of FIST-GPST-TRAYS | FIST GPST Fiber Patch/Splice Tray, 24 ports, LC/APC, singlemode, ANT splice chip, 19 in, gray, right patch cord routing |  | FIST® | FIST-GPST | Fiber patch/splice tray
CK6003-000 | FOSC-OC-3D8M1212NN | Variant | FOSC® D-TRAY-72 type, DWDM, 8 channels, mux, 1560.61 nm starting wavelength, 200 GHz channel spacing |  | FOSC® | FOSC-OC | DWDM splice tray
CK8043-000 | FIST-SOSA2-4SE-MS | Variant of FIST-SPLICE-TRAYS | FIST® Splice Sub-assembly kit with 4 trays, each for holding up to 12 primary or 4 secondary coated fibers, with Micro Heat Shrink type splice holder |  | FIST® | FIST-SOSA2 | Fiber splice tray
CP0402-000 | FIST-OC-GA41200S2-RS | Variant of FIST-OC-TRAYS | FIST GPST fiber patch/splitter tray, four 1x2 splitters, FBT, symmetrical split ratio, SC/APC, gray, right oriented |  | FIST® | FIST-OC-G | Splitter patch tray
EG9027-000 | OCFPS1U-DDQ1204L2-U23-SUB | Variant | OCFPS Fiber Optic DWDM Panel, demux, 40 channels, 1561.42 nm starting wavelength, 100 GHz channel spacing, upgrade port, LC/APC, 1U, 19 in, gray |  |  | OCFPS | DWDM patch panel
EG9252-001 | OCM1-SP11800S2-AP | Variant | OCM1 LGX Style Fiber Optic Splitter Module, Planar, one 1x8 Splitter, singlemode, SC/APC, symmetrical split ratio |  |  | LGX ¦ OCM1 | Splitter module |  | Discontinued
EH0787-000 | OCM1-SP11800L2 | Variant | OCM1 LGX Style Fiber Optic Splitter Module, Planar, one 1x8 Splitter, singlemode, LC/APC, symmetrical split ratio |  |  | LGX ¦ OCM1 | Splitter module
EH1328-000 | OCFPS1U-P111600S2 | Variant | OCFPS Fiber Optic Splitter Panel, one 1x16, symmetrical, planar, singlemode, SC/APC, 1U, 19 in, gray |  |  | OCFPS | Splitter patch panel |  | Discontinued
EH1368-000 | FIST-GPSTF-12-AML2-2 | Variant of FIST-GPSTF-TRAYS | FIST GPST Fiber Patch/Splice Tray, 24 ports, LC/APC, singlemode, preterminated with pigtails, SMOUV splice chip, 15 in, gray, right patch cord routing |  | FIST® | FIST-GPST | Fiber patch/splice tray
EH1758-001 | OCM1-SP12400S2-AP | Variant | OCM1 LGX Style Fiber Optic Splitter Module, Planar, one 2x4 Splitter, singlemode, SC/APC, symmetrical split ratio |  |  | LGX ¦ OCM1 | Splitter module |  | Discontinued
EH2935-000 | FIST-GPSTF-12-AQL1-2 | Variant of FIST-GPSTF-TRAYS | FIST GPST Fiber Patch/Splice Tray, 24 ports, LC/UPC, singlemode, ANT splice chip, 15 in, gray, right patch cord routing |  | FIST® | FIST-GPST | Fiber patch/splice tray
EH6592-000 | MFPS-KHD-P-SIL1-048 | Variant of MFPS-PANELS | MFPS Fiber Optic panel, 1RU, 48 fibers/RU, splice/patch, SMOUV/front patch cords orientation to the right, 48 LC/UPC, grade C | CommScope® |  | MFPS | Fiber patch/splice panel
EH1759-001 | OCM1-SP12800S2-AP | Variant | OCM1 LGX Style Fiber Optic Splitter Module, Planar, one 2x8 Splitter, singlemode, SC/APC, symmetrical split ratio |  |  | LGX ¦ OCM1 | Splitter module |  | Discontinued
EH6594-000 | MFPS-JHD-P-SIL2-096 | Variant of MFPS-PANELS | MFPS Fiber Optic panel, 2RU, 48 fibers/RU, splice/patch, SMOUV/front patch cords orientation to the right, 96 LC/APC, grade C | CommScope® |  | MFPS | Fiber patch/splice panel
EH9139-000 | FIST-GPST-06-ANL5F-2 | Variant of FIST-GPST-TRAYS | FIST GPST Fiber Termination/Splice Tray, 12 ports, LC/UPC, singlemode, ANT splice chip, 19 in, gray, right patch cord routing |  | FIST® | FIST-GPST | Fiber patch/splice tray
EH6586-000 | MFPS-IXD-P-SILF-288 | Variant of MFPS-PANELS | MFPS Fiber Optic panel, 3RU, 96 fibers/RU, splice/patch, SMOUV/front patch cords orientation to the right, 288 LC/UPC, grade B | CommScope® |  | MFPS | Fiber patch/splice panel
EHD-4U |  | Variant of EHD-PANELS | SYSTIMAX® EHD 4U sliding tray fiber panel, accepts (24) EHD ULL modules, splice cassettes or MPO panels, providing up to 288 duplex LC ports or up to 288 MPO ports, High Speed Migration | CommScope® |  | EHD | Fiber patch panel |  | Discontinued
EHD-4U-W |  | Variant of EHD-PANELS | SYSTIMAX® EHD 4U sliding tray fiber panel, accepts (24) EHD ULL modules, splice cassettes or MPO panels, providing up to 288 duplex LC ports or up to 288 MPO ports, white, High Speed Migration | CommScope® |  | EHD | Fiber patch panel |  | Discontinued
EHD-CMB-GAB |  | Variant | EHD panel cabinet mount accessory bracket kit, including Gland Adapter cable bracket with CommScope cable mounting feature | SYSTIMAX® |  | EHD | Mounting bracket
EK1104-000 | MFPS-IXD-P-SIL1-288 | Variant of MFPS-PANELS | MFPS Fiber Optic panel, 3RU, 96 fibers/RU, splice/patch, SMOUV/front patch cords orientation to the right, 288 LC/UPC, grade C | CommScope® |  | MFPS | Fiber patch/splice panel
EHD-RMB-GAB |  | Variant | EHD panel rack mount accessory bracket kit, including Gland Adapter cable bracket with CommScope cable mounting feature | SYSTIMAX® |  | EHD | Mounting bracket
EJ3115-000 | MFPS-JHD-P-SIS1-096 | Variant of MFPS-PANELS | MFPS Fiber Optic panel, 2RU, 48 fibers/RU, splice/patch, SMOUV/front patch cords orientation to the right, 96 SC/UPC, grade C | CommScope® |  | MFPS | Fiber patch/splice panel
EK3728-000 | MFPS-KHD-P-SKL1-048 | Variant of MFPS-PANELS | MFPS Fiber Optic panel, 1RU, 48 fibers/RU, splice/patch, SMOUV/front patch cords orientation to the left, 48 LC/UPC, grade C | CommScope® |  | MFPS | Fiber patch/splice panel
EK3729-000 | MFPS-KHD-P-PNL1-048 | Variant of MFPS-PANELS | MFPS Fiber Optic panel, 1RU, 48 fibers/RU, patch/patch, front patch cords orientation to the right, 48 LC/UPC | CommScope® |  | MFPS | Fiber patch panel
EK3730-000 | MFPS-KED-P-PML1-72 | Variant of MFPS-PANELS | MFPS Fiber Optic panel, 1RU, 72 fibers/RU, patch/patch, front patch cords orientation to the left, 72 LC/UPC | CommScope® |  | MFPS | Fiber patch panel
EK3432-000 | MFPS-IHD-P-PNS2-144 | Variant of MFPS-PANELS | MFPS Fiber Optic panel, 3RU, 48 fibers/RU, patch/patch, front patch cords orientation to the right, 144 SC/APC | CommScope® |  | MFPS | Fiber patch panel
EK5807-001 |  | Variant of LGX/1000-ADAPTER-PACKS | 1000-Type Adapter Pack with 6 LC duplex SM adapters, blue | CommScope® | TeraSPEED® | 1000-style | Fiber adapter pack
EK5808-001 |  | Variant of LGX/1000-ADAPTER-PACKS | 1000-Type Adapter Pack with 12 LC duplex MM adapters, aqua | CommScope® | LazrSPEED® | 1000-style | Fiber adapter pack
EK3732-000 | MFPS-IXD-P-PML1-288 | Variant of MFPS-PANELS | MFPS Fiber Optic panel, 3RU, 96 fibers/RU, patch/patch, front patch cords orientation to the left, 288 LC/UPC | CommScope® |  | MFPS | Fiber patch panel
EK3438-000 | MFPS-JED-P-PNL1-144 | Variant of MFPS-PANELS | MFPS Fiber Optic panel, 2RU, 72 fibers/RU, patch/patch, front patch cords orientation to the right, 144 LC/UPC | CommScope® |  | MFPS | Fiber patch panel
EK3439-000 | MFPS-IXD-P-PNL1-288 | Variant of MFPS-PANELS | MFPS Fiber Optic panel, 3RU, 96 fibers/RU, patch/patch, front patch cords orientation to the right, 288 LC/UPC | CommScope® |  | MFPS | Fiber patch panel
956826-000 | OCM1-CDB27AL2 | Variant | OCM1 LGX Fiber Optic Module, CWDM, Demux, LC/APC, 8 channels, upgrade port, starting wavelength 1270 nm |  |  | LGX ¦ OCM1 | CWDM module
945596-000 | FOSC-OC-3DAX121ANN | Variant | FOSC® D-TRAY-72 type, DWDM, 4 channels + upgrade port, double demux, 1560.61 nm starting wavelength, skipped channel spacing |  | FOSC® | FOSC-OC | DWDM splice tray
964106-000 | FIST-GPST-12-AEB-2 | Variant of FIST-GPST-TRAYS | FIST GPST Fiber Termination/Splice Tray, 12 ports, SC/APC, singlemode, SMOUV splice chip, 19 in, gray, right patch cord routing |  | FIST® | FIST-GPST | Fiber patch/splice tray
967840-000 | FIST-GPS2-ID-10 | Variant of FIST-CHASSIS-ACCESSORIES | FIST® GPS2 Identification cards with holders, 10 pcs per kit |  | FIST® | FIST-GPS2 ¦ FIST-GPS3 | Card with holder
950144-000 | FIST-GPST-12-AIB-10-2 | Variant of FIST-GPST-TRAYS | FIST GPST Fiber Termination/Splice Tray, 12 ports, SC/APC, singlemode, preterminated with pigtails, SMOUV splice chip, 19 in, gray, right patch cord routing |  | FIST® | FIST-GPST | Fiber patch/splice tray
9701008/00 | SFS-SLEEVE-60MM-50 PACK | Variant | Fiber Optic Single Fusion Splice Sleeve, 50 Pack | CommScope® |  |  | Fiber protection sleeve |  | Discontinued
9703931/00 | RFE-BGND-12 | Variant | Mounting Brackets, grounding strap kit used with armored cables | CommScope® |  | RFE | Grounding kit
9703900/00 | RFE-RMB-6-3/8 | Variant | Mounting Brackets, up to 6 cables with 3/8” fittings (12 and 24) | CommScope® |  | RFE | Mounting bracket |  | Discontinued
9703901/00 | RFE-RMB-6-1/2 | Variant | Mounting Brackets, up to 6 cables with 1/2” fittings (48, 72, 96, 144 cables or 12, 24, 48 armored cables) | CommScope® |  | RFE | Mounting bracket |  | Discontinued
A19691-000 | FOSC-OC-6DYD1404NN2T-U23 | Variant | FOSC® A-TRAY-24 type, DWDM, 20 channels, demux, 1545.32 nm starting wavelength, 100 GHz channel spacing + upgrade |  | FOSC® | FOSC-OC | DWDM splice tray
CX9934-000 | FOMS-FPS-HD-K-PNL1-48 | Variant of FOMS-PANELS | FOMS-FPS High Density Fiber Termination Panel, 48 LC/UPC, singlemode, 1RU, 19 in, gray | CommScope® |  | FOMS-FPS | Fiber patch panel
CY1080-000 | FIST-FCASA2-FC471NN-L | Variant | FIST® Fiber Splice Tray with Field Installable CWDM, 8 Channels and 1310nm port, compact CWDM, 1471nm starting wavelength, 20nm channel spacing, all fibers at left side |  | FIST® | FIST-FCASA2 | CWDM splice tray
CX9073-000 | FIST-OC-GA81200L2-RS | Variant of FIST-OC-TRAYS | FIST GPST fiber patch/splitter tray, eight 1x2 splitters, FBT, symmetrical split ratio, LC/APC, gray, right oriented |  | FIST® | FIST-OC-G | Splitter patch tray
CY4202-000 | FOMS-FPS-HD-J-SIS1-96 | Variant of FOMS-PANELS | FOMS-FPS High Density Fiber Termination/Splice Panel, 96 SC/UPC, singlemode, 2RU, 19 in, gray | CommScope® |  | FOMS-FPS | Fiber patch/splice panel
CY1864-000 | FIST-OC-GO31400L2-LS | Variant of FIST-OC-TRAYS | FIST GPST fiber patch/splitter tray, three 1x4 splitters, low loss planar, symmetrical split ratio, LC/APC, gray, left oriented |  | FIST® | FIST-OC-G | Splitter patch tray
CY2486-000 | FL2-C480072KM-4C52 | Variant of FL2-PANELS | FL2000 Fiber Termination/Splice Panel, pre-terminated with pigtails, 72 LC/UPC, singlemode, 5RU, 19 in, putty white | CommScope® |  | FL2000 | Fiber patch/splice panel
CY3856-000 | OCM1-SP11G00L2-NZ | Variant | OCM1 LGX Style Fiber Optic Splitter Module, Planar, one 1x16 Splitter, singlemode, LC/APC, symmetrical split ratio |  |  | LGX ¦ OCM1 | Splitter module
CY2563-000 | FOMS-FPS-HD-J-SKS3-96 | Variant of FOMS-PANELS | FOMS-FPS High Density Fiber Termination/Splice Panel, 96 SC/APC, singlemode, 2RU, 19 in, gray | CommScope® |  | FOMS-FPS | Fiber patch/splice panel
CY2615-000 | OCM1-SP41400L2 | Variant | OCM1 LGX Style Fiber Optic Splitter Module, Planar, four 1x4 Splitter, singlemode, LC/APC, symmetrical split ratio |  |  | LGX ¦ OCM1 | Splitter module
CY7317-000 | OCFPS1U-CYS311S2-SUB | Variant | OCFPS Fiber Optic CWDM Panel, double mux, 16 channels, 1311 nm starting wavelength, 20 nm channel spacing, SC/APC, 1U, 19 in, gray |  |  | OCFPS | CWDM patch panel
CY7260-000 | OCFPS1U-CYS311S2 | Variant | OCFPS Fiber Optic CWDM Panel, double mux, 16 channels, 1311 nm starting wavelength, 20 nm channel spacing, SC/APC, 1U, 19 in, gray |  |  | OCFPS | CWDM patch panel
CY7273-000 | FIST-FCASA2-1X570NN-R | Variant | FIST® Fiber Splice Tray with Field Installable CWDM, 1 Channel, Double multiplexing, 1571nm starting wavelength, all fibers at right side |  | FIST® | FIST-FCASA2 | CWDM splice tray
CY8580-000 | FOMS-FPS-HD-J-SIS2-48 | Variant of FOMS-PANELS | FOMS-FPS High Density Fiber Termination/Splice Panel, 48 SC/APC, singlemode, 2RU, 19 in, gray | CommScope® |  | FOMS-FPS | Fiber patch/splice panel
CY8668-000 | FMT-DTR070U20-D24P | Variant of FMT-PANELS | FMT Fiber Termination/Splice Panel, with sliding tray, 24 SC/UPC, singlemode, 1RU, 19 in, putty white | CommScope® |  | FMT | Fiber patch/splice panel
760240771 | UDS-6RU-DOOR-LOCK-KT | Variant of UD-ACCESSORIES | Front door lock kit for UDS-6RU panel. Includes 3 locks and 1 key. Assembly required |  |  |  | Lock kit
760241027 |  | Variant of LGX/1000-ADAPTER-PACKS | 1000-Type Adapter Pack with 6 SC duplex MM adapters, aqua | CommScope® | LazrSPEED® | 1000-style | Fiber adapter pack
760241115 | imV-CNTRL-X-CK-10 | Variant | imVision Controller X Jumper Cable Kit, 10 pack | SYSTIMAX® | SYSTIMAX 360™ |  | Network controller accessory
760241025 |  | Variant of LGX/1000-ADAPTER-PACKS | 1000-Type Adapter Pack with 12 LC duplex SM adapters, green | CommScope® | TeraSPEED® | 1000-style | Fiber adapter pack
824499-000 | FOSC-OC-6DSD1444NN | Variant | FOSC® A-TRAY-24 type, DWDM, 16 channels, demux, 1542.14 nm starting wavelength, 100 GHz channel spacing + upgrade |  | FOSC® | FOSC-OC | DWDM splice tray
834892-000 | FOSC-OC-3DAX129ANN | Variant | FOSC® D-TRAY-72 type, DWDM, 4 channels + upgrade port, double demux, 1554.13 nm starting wavelength, skipped channel spacing |  | FOSC® | FOSC-OC | DWDM splice tray
860633528 | OCM1-SP21800L2 | Variant | OCM1 LGX Style Fiber Optic Splitter Module, Planar, two 1x8 Splitter, singlemode, LC/APC, symmetrical split ratio |  |  | LGX ¦ OCM1 | Splitter module |  | Discontinued
860633531 | OCFPS1U-CYS311L2-SUB | Variant | OCFPS Fiber Optic CWDM Panel, double mux, 16 channels, 1311 nm starting wavelength, 20 nm channel spacing, LC/APC, 1U, 19 in, gray |  |  | OCFPS | CWDM patch panel
NGF-SAPK0K00 |  | Variant of NGF-ADAPTER-PACKS | Next Generation Frame (NGF) 6/6 Sliding Adapter Pack, singlemode, 6 duplex LC/UPC adapters |  |  | NGF | Fiber adapter pack
NGF-SAPL0J00 |  | Variant of NGF-ADAPTER-PACKS | Next Generation Frame (NGF) 4/4 Sliding Adapter Pack, singlemode, 8 simplex SC/APC adapters |  |  | NGF | Fiber adapter pack
NGFB-ACCRCMSLD |  | Variant of NGF-BLOCK-ACCESSORIES | Next Generation Frame (NGF) Cable Clamping and Block Conversion Kit, 96, 144, or 192-block left downward |  |  | NGF | Hardware
NGFB-ACCRCMSRD |  | Variant of NGF-BLOCK-ACCESSORIES | Next Generation Frame (NGF) Cable Clamping and Block Conversion Kit, 96, 144, or 192-block right downward |  |  | NGF | Hardware
NGFB-ACCRCMSRU |  | Variant of NGF-BLOCK-ACCESSORIES | Next Generation Frame (NGF) Cable Clamping and Block Conversion Kit, 96, 144, or 192-block right upward |  |  | NGF | Hardware
FPS-FMTSP-EJJ01 |  | Variant | FMT Fiber Optic Splitter Patch Panel, 1U, 19 in, 2 x 32 splitter, SC/APC splitter and output connect., 1 splitter |  |  | FMT | Splitter patch panel
1918785-4 |  | Variant of XG-MODULES | Fiber Optic Module, 12 LC ports at front, 2 MPO at rear, OM3 fiber, angle right | CommScope® |  |  | Fiber module |  | Discontinued
1938056-1 |  | Variant of XG-MODULES | Fiber Optic Module, Singlemode, 6 fiber, 12 LC/UPC adapters, Singlemode fiber, angle right | CommScope® |  |  | Fiber module |  | Discontinued
196948-000 | FOMS-FPS-O-SIS1-12 | Variant of FOMS-PANELS | FOMS-FPS Fiber Termination/Splice Panel, 12 SC/UPC, singlemode, 1RU, 19 in, gray | CommScope® |  | FOMS-FPS | Fiber patch/splice panel
2-1671000-4 |  | Variant of FIXED-PNLS-1U | Fiber Optic Panel, 1U, 19 in, partially loaded with 12 blue LC/UPC Singlemode duplex adapters, black | CommScope® |  | 1U | Fiber patch panel
2-2122145-2 | FMS-K-1-B-I-S5F-12-IN99-12-SP | Variant of FMS-PANELS | FMS Fiber Optic Termination/Splice Panel, 1U, 19 in, 12 SC/UPC, multimode, OM3, black | CommScope® |  | FMS | Fiber patch/splice panel
2-2122145-3 | FMS-K-2-B-I-S5F-24-IN99-24-SP | Variant of FMS-PANELS | FMS Fiber Optic Termination/Splice Panel, 1U, 19 in, 24 SC/UPC, multimode, OM3, black | CommScope® |  | FMS | Fiber patch/splice panel
2-2122146-1 | FMS-K-1-B-I-L5F-3-IN99-6-SP | Variant of FMS-PANELS | FMS Fiber Optic Termination/Splice Panel, 1U, 19 in, 6 LC/UPC, multimode, OM3, black | CommScope® |  | FMS | Fiber patch/splice panel
2-2122149-2 | FMS-K-1-B-E-L5F-6-IN99-0-SP | Variant of FMS-PANELS | FMS Fiber Optic Termination/Splice Panel, 1U, 19 in, 12 LC/UPC, multimode, OM3, black | CommScope® |  | FMS | Fiber patch/splice panel
2-2122149-3 | FMS-K-2-B-E-L5F-12-IN99-0-SP | Variant of FMS-PANELS | FMS Fiber Optic Termination/Splice Panel, 1U, 19 in, 24 LC/UPC, multimode, OM3, black | CommScope® |  | FMS | Fiber patch/splice panel
2-2122146-4 | FMS-K-2-B-I-L5F-24-IN99-48-SP | Variant of FMS-PANELS | FMS Fiber Optic Termination/Splice Panel, 1U, 19 in, 48 LC/UPC, multimode, OM3, black | CommScope® |  | FMS | Fiber patch/splice panel
2-2122149-4 | FMS-K-2-B-E-L5F-24-IN99-0-SP | Variant of FMS-PANELS | FMS Fiber Optic Termination/Splice Panel, 1U, 19 in, 48 LC/UPC, multimode, OM3, black | CommScope® |  | FMS | Fiber patch/splice panel
2-2122146-5 | FMS-J-4-B-I-L5F-48-IN99-96-SP | Variant of FMS-PANELS | FMS Fiber Optic Termination/Splice Panel, 2U, 19 in, 96 LC/UPC, multimode, OM3, black | CommScope® |  | FMS | Fiber patch/splice panel
296537-000 | OCM1-CA2511L2 | Variant | OCM1 LGX Fiber Optic Module, CWDM, Mux/Demux, LC/APC, 2 channels, starting wavelength 1510 nm |  |  | LGX ¦ OCM1 | CWDM module
3-2122145-4 | FMS-J-4-B-I-S1-48-IN99-48-SP | Variant of FMS-PANELS | FMS Fiber Optic Termination/Splice Panel, 2U, 19 in, 48 SC/UPC, singlemode, OS2, black | CommScope® |  | FMS | Fiber patch/splice panel
3-2122149-2 | FMS-K-1-B-E-L1-6-IN99-0-SP | Variant of FMS-PANELS | FMS Fiber Optic Termination Panel, 1U, 19 in, 12 LC/UPC, singlemode, OS2, black | CommScope® |  | FMS | Fiber patch panel
3-2122146-5 | FMS-J-4-B-I-L1-48-IN99-96-SP | Variant of FMS-PANELS | FMS Fiber Optic Termination Panel, 2U, 19 in, 96 LC/UPC, singlemode, OS2, black | CommScope® |  | FMS | Fiber patch panel
3-2122145-1 | FMS-K-1-B-I-S1-6-IN99-6-SP | Variant of FMS-PANELS | FMS Fiber Optic Termination/Splice Panel, 1U, 19 in, 6 SC/UPC, singlemode, OS2, black | CommScope® |  | FMS | Fiber patch/splice panel
3-2122148-1 | FMS-K-1-B-E-S1-6-IN99-0-SP | Variant of FMS-PANELS | FMS Fiber Optic Termination/Splice Panel, 1U, 19 in, 6 SC/UPC, singlemode, OS2, black | CommScope® |  | FMS | Fiber patch/splice panel
3-2122148-3 | FMS-K-2-B-E-S1-24-IN99-0-SP | Variant of FMS-PANELS | FMS Fiber Optic Termination/Splice Panel, 1U, 19 in, 24 SC/UPC, singlemode, OS2, black | CommScope® |  | FMS | Fiber patch/splice panel
300100106695 | CWFMT-2KKBA0CY1000 | Variant of NGF-FMT-WDM-MODULES | FMT MicroVAM Fiber Optic Module, CWDM, 4 channels, mux/demux, LC/UPC, starting wavelength 1611 nm, 1310 nm upgrade port |  |  | FMT | CWDM module
31565W-000 | FOSC-OC-6DGD1504NN2T-U23 | Variant | FOSC® A-TRAY-24 type, DWDM, 12 channels, demux, 1537.40 nm starting wavelength, 100 GHz channel spacing + upgrade |  | FOSC® | FOSC-OC | DWDM splice tray | Build America Buy America (BABA) compliant*
319072-000 | FIST-SOSA2-2R4/8-S | Variant of FIST-SPLICE-TRAYS | FIST® Splice Sub-assembly kit with 2 trays, each for holding up to 2 4-strip ribbon or 1 8-strip ribbon fibers, with Heat Shrink type splice holder |  | FIST® | FIST-SOSA2 | Fiber splice tray
316997-000 | OCM1-CDB471L2 | Variant | OCM1 LGX Fiber Optic Module, CWDM, Demux, LC/APC, 8 channels, upgrade port, starting wavelength 1470 nm |  |  | LGX ¦ OCM1 | CWDM module
335773-000 | FOSC-OC-6DAD1204NN2TL145 | Variant | FOSC® A-TRAY-24 type, DWDM, 4 channels + upgrade port, demux, 1561.42 nm starting wavelength, 100 GHz channel spacing + upgrade |  | FOSC® | FOSC-OC | DWDM splice tray
352211-000 | FOSC-OC-6DBD1331NN2T-U23 | Variant | FOSC® A-TRAY-24 type, DWDM, 8 channels + upgrade port, demux, 1550.92 nm starting wavelength, 100 GHz channel spacing |  | FOSC® | FOSC-OC | DWDM splice tray
356391-000 | FOSC-OC-6DAD1281NN2T-U23 | Variant | FOSC® A-TRAY-24 type, DWDM, 4 channels + upgrade port, demux, 1554.94 nm starting wavelength, 100 GHz channel spacing |  | FOSC® | FOSC-OC | DWDM splice tray
162296-000 | FOSC-OC-3DBD1251NN2T-U23 | Variant | FOSC® D-TRAY-72 type, DWDM, 8 channels + upgrade port, demux, 1557.36 nm starting wavelength, 100 GHz channel spacing |  | FOSC® | FOSC-OC | DWDM splice tray
1657229-6 |  | Variant of LGX/1000-ADAPTER-PACKS | Fiber Optic Adapter Pack, unloaded, for 3-SC duplex | NETCONNECT® |  |  | Fiber adapter pack ¦ unloaded
1671206-4 |  | Variant of MPOPTIMATE-MODULES | Universal Connectivity Platform (UCP) Q-Fit Module, 2xMPO to 6xLC-quad, OS2, pair straight | CommScope® |  | UCP | Fiber module |  | Discontinued
1671273-1 |  | Variant | Cable Attachment Kit for fiber optic panel with cable gland | NETCONNECT® |  |  | Gland kit
1671274-1 |  | Variant | Fiber Optic Modular Panel Cable Attachment Kit | NETCONNECT® |  |  | Cable attachment kit
1671281-1 |  | Variant | Universal Splice Tray FOSC-500 Fiber Optic Splice Tray Kit, SMOUV | NETCONNECT® |  |  | Fiber splice tray
1671227-3 |  | Variant of MPOPTIMATE-MODULES | MPOptimate® Universal Connectivity Platform (UCP) Q-Fit Module, MPO to LC-quad, OM3, 12F pair straight | CommScope® | MPOptimate® | UCP | Fiber module |  | Discontinued
169426-000 | FIST-MB2-M | Variant of FIST-CHASSIS-ACCESSORIES | FIST® Mounting bracket kit for 3HU and 4HU 19in shelves, mounts 19in shelf in ETSI rack, already included with FIST shelves |  | FIST® |  | Mounting bracket
175414-000 | FIST-SOSA2-2SE-A | Variant of FIST-SPLICE-TRAYS | FIST® Splice Sub-assembly kit with 2 trays, each for holding up to 12 primary or 4 secondary coated fibers, with ANT type splice holder |  | FIST® | FIST-SOSA2 | Fiber splice tray
1777125-1 |  | Variant | Fiber Optic Front Faceplate, unpopulated, accepts 3 modules, 1U, 19 in, black | CommScope® |  |  | Front bulkhead panel
174386-000 | FIST-GPST-12-IAB-2 | Variant of FIST-GPST-TRAYS | FIST GPST Fiber Patch/Splice Tray, 12 ports, SC/APC, singlemode, preterminated with pigtails, SMOUV splice chip, 19 in, gray, left patch cord routing |  | FIST® | FIST-GPST | Fiber patch/splice tray
190098-000 | FIST-GPST-12-AAF-2 | Variant of FIST-GPST-TRAYS | FIST GPST Fiber Patch Tray, 12 ports, LSH/APC, singlemode, 19 in, gray, left/right patch cord routing |  | FIST® | FIST-GPST | Fiber patch tray
2111684-1 |  | Variant | Passive Optical LAN-PON Fiber Splitter Adapter Plate with splitter, 1 x 32 |  |  | OLS | Splitter module
2111684-2 |  | Variant | Passive Optical LAN-PON Fiber Splitter Adapter Plate with splitter, 1 x 16 |  |  | OLS | Splitter module
398732-000 | FIST-GPST-12-AEN-2 | Variant of FIST-GPST-TRAYS | FIST GPST Fiber Patch/Splice Tray, 12/24 ports, no adapters, SMOUV splice chip, 19 in, gray, right patch cord routing |  | FIST® | FIST-GPST | Fiber patch/splice tray
4-1671000-4 |  | Variant of FIXED-PNLS-1U | Fiber Optic Panel, 1U, 19 in, fully loaded with 24 blue LC/UPC Singlemode duplex adapters, black | CommScope® |  | 1U | Fiber patch panel
4-2122145-1 | FMS-K-1-B-I-SOM4-6-IN99-6-SP | Variant of FMS-PANELS | FMS Fiber Optic Termination/Splice Panel, 1U, 19 in, 6 SC/UPC, multimode, OM4, black | CommScope® |  | FMS | Fiber patch/splice panel
424749-000 | OCM1-DMB1301S1-US00 | Variant | OCM1 LGX Fiber Optic Module, DWDM, Mux, SC/UPC, 8 channels, upgrade port, starting wavelength 1553.33 nm |  |  | LGX ¦ OCM1 | DWDM module
559519-1 |  | Variant of LGX/1000-ADAPTER-PACKS | Fiber Optic Adapter Pack, Multimode, FC, 6 port capacity, black | NETCONNECT® |  |  | Fiber adapter pack |  | Discontinued
559523-1 |  | Variant of LGX/1000-ADAPTER-PACKS | Fiber Optic Snap-In Blank Adapter Pack, black | NETCONNECT® |  |  | Fiber adapter pack ¦ blank |  | Discontinued
561892-000 | OCM1-DMS2216L2-2T | Variant | OCM1 LGX Fiber Optic Module, DWDM, Mux, LC/APC, 16 channels, starting wavelength 1560.61 nm, 2 Test ports |  |  | LGX ¦ OCM1 | DWDM module
559557-1 |  | Variant of LGX/1000-ADAPTER-PACKS | Fiber Optic Snap-In Adapter Pack, ST, 6-fiber | NETCONNECT® |  |  | Fiber adapter pack |  | Discontinued
224482-000 | FOSC-OC-6DNXB20ANN2T-U23 | Variant | FOSC® A-TRAY-24 type, DWDM, 10 channels, double demux, 1561.42 nm starting wavelength, skipped channels |  | FOSC® | FOSC-OC | DWDM splice tray
227490-000 | FIST-GPST-12-FAN-2 | Variant of FIST-GPST-TRAYS | FIST GPST Fiber Termination/Splice Tray, 12/24 ports, no adapters, ANT splice chip, 19 in, gray, left patch cord routing |  | FIST® | FIST-GPST | Fiber patch/splice tray
241800-000 | FIST-MB2-2HU-M-AS | Variant of FIST-CHASSIS-ACCESSORIES | FIST® Mounting bracket kit for 2HU 15” shelves, asymmetrical mounting of 19in shelf in ETSI rack |  | FIST® |  | Mounting bracket
241835-000 | OCFPS1U-DMQ1204L1-2T-U23 | Variant | OCFPS Fiber Optic DWDM Panel, mux, 40 channels, 1561.42 nm starting wavelength, 100 GHz channel spacing, upgrade port, LC/UPC, 1U, 19 in, gray |  |  | OCFPS | DWDM patch panel
259645-000 | FOSC-OC-6DAD1441NN2T-U23 | Variant | FOSC® A-TRAY-24 type, DWDM, 4 channels + upgrade port, demux, 1542.14 nm starting wavelength, 200 GHz channel spacing |  | FOSC® | FOSC-OC | DWDM splice tray
484268-000 | FIST-GPST-12-AFB-2 | Variant of FIST-GPST-TRAYS | FIST GPST Fiber Patch/Splice Tray, 12 ports, SC/APC, singlemode, ANT splice chip, 19 in, gray, right patch cord routing |  | FIST® | FIST-GPST | Fiber patch/splice tray
533999-000 | OCM1-CMS311L2 | Variant | OCM1 LGX Fiber Optic Module, CWDM, Mux, LC/APC, 16 channels, starting wavelength 1310 nm |  |  | LGX ¦ OCM1 | CWDM module
131599-000 | FOSC-OC-6DSD120ANN2T-U23 | Variant | FOSC® A-TRAY-24 type, DWDM, 16 channels, demux, 1561.42 nm starting wavelength, skipped channels |  | FOSC® | FOSC-OC | DWDM splice tray
1374463-2 |  | Variant of LGX/1000-ADAPTER-PACKS | Fiber Optic Adapter Pack, multimode, LC, duplex, 12-port, beige | NETCONNECT® |  |  | Fiber adapter pack |  | Discontinued
1374463-3 |  | Variant of LGX/1000-ADAPTER-PACKS | Fiber Optic Adapter Pack, multimode, LC, duplex, 12-port, beige | NETCONNECT® |  |  | Fiber adapter pack |  | Discontinued
1418800-1 |  | Variant | Blanking plug to suit LC duplex or SC simplex cutout | NETCONNECT® |  |  | Blanking plug
147478-000 | FIST-MB2-M-AS | Variant of FIST-CHASSIS-ACCESSORIES | FIST® Mounting bracket kit for 3HU and 4HU 19in shelves, asymmetrical mounting of 19in shelf in ETSI rack |  | FIST® |  | Mounting bracket
RCP-171DUE15300 |  | Variant of RAPID-FIBER-PANELS | RapidFiber® Termination Panel, 12-Position 1RU, singlemode, SC/UPC to MPO, 53 m | CommScope® | RapidFiber® | RCP | Fiber patch panel ¦ with rapid cable
RCP-172PU712225 |  | Variant of RAPID-FIBER-PANELS | RapidFiber® Termination Panel, 24-Position 1RU, singlemode, dual 12-fiber 3 mm plenum-rated, 122 m, 25 in breakout | CommScope® | RapidFiber® | RCP | Fiber patch panel ¦ with rapid cable
RCP-171PUE12200 |  | Variant of RAPID-FIBER-PANELS | RapidFiber® Termination Panel, 12-Position 1RU, singlemode, SC/UPC to MPO, 122 m | CommScope® | RapidFiber® | RCP | Fiber patch panel ¦ with rapid cable
RCP-172PUE06100 |  | Variant of RAPID-FIBER-PANELS | RapidFiber® Termination Panel, 24-Position 1RU, singlemode, SC/UPC to MPO, 61 m | CommScope® | RapidFiber® | RCP | Fiber patch panel ¦ with rapid cable
RCP-1J2PUJ09267 |  | Variant of RAPID-FIBER-PANELS | RapidFiber® Termination Panel, 24-Position 1RU, singlemode, 92 m, 67 in single-fiber breakout | CommScope® | RapidFiber® | RCP | Fiber patch panel ¦ with rapid cable
RCP-171PUE18300 |  | Variant of RAPID-FIBER-PANELS | RapidFiber® Termination Panel, 12-Position 1RU, singlemode, SC/UPC to MPO, 183 m | CommScope® | RapidFiber® | RCP | Fiber patch panel ¦ with rapid cable
RCP-172PUJ03167 |  | Variant of RAPID-FIBER-PANELS | RapidFiber® Termination Panel, 24-Position 1RU, singlemode, SC/UPC to SC/APC, 31 m | CommScope® | RapidFiber® | RCP | Fiber patch panel ¦ with rapid cable
RCP-172PUK03167 |  | Variant of RAPID-FIBER-PANELS | RapidFiber® Termination Panel, 24-Position 1RU, singlemode, SC/UPC to LC/UPC, 61 m | CommScope® | RapidFiber® | RCP | Fiber patch panel ¦ with rapid cable
RCP-172DU006100 |  | Variant of RAPID-FIBER-PANELS | RapidFiber® Termination Panel, 24-Position 1RU, singlemode, SC/UPC to stub, 61 m | CommScope® | RapidFiber® | RCP | Fiber patch panel ¦ with rapid cable
661820-000 | FIST-CT-2HU-B-2 | Variant of FIST-CHASSIS-ACCESSORIES | FIST® Cable termination kit, for 2 cables, for 2HU FIST-GPS2/3 shelves |  | FIST® |  | Cable termination kit
688166-000 | FIST-GPST-12-AEC-2 | Variant of FIST-GPST-TRAYS | FIST GPST Fiber Patch/Splice Tray, 12 ports, FC/UPC, singlemode, SMOUV splice chip, 19 in, gray, right patch cord routing |  | FIST® | FIST-GPST | Fiber patch/splice tray |  | Discontinued
6M2898-000 | OCM1-CMC49AS2-T | Variant | OCM1 LGX Fiber Optic Module, CWDM, Mux, SC/APC, 4 channels, upgrade port, 1310 nm port, starting wavelength 1490 nm, test port |  |  | LGX ¦ OCM1 | CWDM module
760039859 | RS-2AM-12SF | Variant of SPLICE-WALLET-KITS | RoloSplice Kit with 2 mechanical splice trays | SYSTIMAX® |  |  | Fiber splice wallet
760039867 | RS-2AF-16SF | Variant of SPLICE-WALLET-KITS | RoloSplice Kit with 2 fusion splice trays | CommScope® |  |  | Fiber splice wallet
760039883 | G2-23BRKT | Variant | Mounting bracket adapter to convert a 19" panel to fit in a 23" rack. Use 1 set per RU | CommScope® |  |  | Mounting bracket
617080-000 | FIST-GPST-12-AIC-2 | Variant of FIST-GPST-TRAYS | FIST GPST Fiber Patch/Splice Tray, 12 ports, FC/UPC, singlemode, preterminated with pigtails, SMOUV splice chip, 19 in, gray, right patch cord routing |  | FIST® | FIST-GPST | Fiber patch/splice tray |  | Discontinued
617164-000 | FIST-CT-1HU-B-1 | Variant of FIST-CHASSIS-ACCESSORIES | FIST® Cable termination kit, for 1 cable, for 1HU FIST-GPS2/3 shelves |  | FIST® |  | Cable termination kit
760057059 | SW-03 | Variant of SPLICE-WALLET-KITS | Splice Wallet, accepts 3 splice trays | SYSTIMAX® |  |  | Fiber splice wallet
760057075 | SW-03-FUS | Variant of SPLICE-WALLET-KITS | Fusion Splice Wallet Kit with 3 splice trays | SYSTIMAX® |  |  | Fiber splice tray
760058685 | RMB-6-3/8 | Variant | InstaPATCH® Plus Attachment Bracket, Rack Mounted, Six 3/8" fittings | CommScope® | InstaPATCH® Plus |  | Cable attachment kit
760056077 | RFE-PNL-8-MPO | Variant of LGX/1000-ADAPTER-PACKS | ReadyPATCH® Adapter Pack, Black, 1000-Type, with 8 12 fiber MPO adapters | CommScope® | LazrSPEED® | 1000-style | Fiber adapter pack
760067165 | PNL-BK-012-SFA-LC02-BL-SHUTTERED | Variant of LGX/1000-ADAPTER-PACKS | 1000-type Adapter Pack, with 6 TeraSPEED® SM duplex LC adapters, blue | CommScope® | TeraSPEED® | 1000-style | Fiber adapter pack
760067173 | PNL-BK-012-MFA-LC02-AQ-SHUTTERED | Variant of LGX/1000-ADAPTER-PACKS | LazrSPEED®, ReadyPATCH® Adapter Pack, Black, 1000-Type, with 6 Multimode duplex LC adapters, aqua, shuttered | CommScope® | LazrSPEED® | 1000-style | Fiber adapter pack
760105676 | 360G2-1U-FLK | Variant | G2 1U Shelf Flip Label Kit | CommScope® |  |  | Label kit
760105684 | 360G2-2U-FLK | Variant | G2 2U Shelf Flip Label Kit | CommScope® |  |  | Label kit
760107524 | 360DP-8MPO | Variant of G2-ADAPTER-PACKS | 360G2 Distribution Adapter Pack, 8 x MPO, method B | CommScope® |  | G2 | Fiber adapter pack
760109322 | 360G2 Cartridge 6-SCA-SM-GR | Variant of G2-CARTRIDGES | 360G2 Singlemode Fiber Cassette 6 SC APC no pigtails | CommScope® |  | G2 | Fiber cassette
760109512 | 360G2 Cartridge 6-SC-LS-AQ-PIGTAILS A | Variant of G2-CARTRIDGES | 360G2 Multimode OM4 Fiber Cassette 6 SC with pigtails A | CommScope® |  | G2 | Fiber cassette with pigtails
760109272 | 360G2 Cartridge 12-LC-SM-BL | Variant of G2-CARTRIDGES | 360G2 Singlemode Fiber Cassette 12 LC, no pigtails, iPatch Ready | CommScope® |  | G2 | Fiber cassette
760109470 | 360G2 Cartridge 12-LC-LS-AQ-PIGTAILS | Variant of G2-CARTRIDGES | 360G2 Multimode OM4 Fiber Cassette 12 LC, with pigtails, iPatch Ready | CommScope® |  | G2 | Fiber cassette with pigtails
760109561 | 360G2 Cartridge 6-SC-SM-BL-PIGTAILS B | Variant of G2-CARTRIDGES | 360G2 Singlemode Fiber Cassette 6 SC with pigtails B | CommScope® |  | G2 | Fiber cassette with pigtails
760109298 | 360G2 Cartridge 6-SC-LS-AQ | Variant of G2-CARTRIDGES | 360G2 Multimode OM4 Fiber Cassette 6 SC no pigtails | CommScope® |  | G2 | Fiber cassette
760109496 | 360G2 Cartridge 12-LC-SM-BL-PIGTAILS | Variant of G2-CARTRIDGES | 360G2 Singlemode Fiber Cassette 12 LC, with pigtails, iPatch Ready | CommScope® |  | G2 | Fiber cassette with pigtails
NG4-CMDKKGQ |  | Variant of NG4-CABLED-MODULES | NG4access® Cabled Module, singlemode LC/UPC to LC/UPC, 72 fiber, stranded, IFC |  | NG4access® | LSX ¦ NG4 | Fiber cabled module
NG4-CMDMKGQ |  | Variant of NG4-CABLED-MODULES | NG4access® Cabled Module, singlemode LC/APC to LC/UPC, 72 fiber, stranded, IFC |  | NG4access® | LSX ¦ NG4 | Fiber cabled module
NG4-CMD77HQ |  | Variant of NG4-CABLED-MODULES | NG4access® Cabled Module, singlemode SC/UPC to SC/UPC, 144 fiber, stranded, IFC |  | NG4access® | LSX ¦ NG4 | Fiber cabled module
NG4-CMDK7HQ |  | Variant of NG4-CABLED-MODULES | NG4access® Cabled Module, singlemode LC/UPC to SC/UPC, 144 fiber, stranded, IFC |  | NG4access® | LSX ¦ NG4 | Fiber cabled module
NG4-CMDMMHQ |  | Variant of NG4-CABLED-MODULES | NG4access® Cabled Module, singlemode LC/APC to LC/APC, 144 fiber, stranded, IFC |  | NG4access® | LSX ¦ NG4 | Fiber cabled module
NG4-CMDKKKQ |  | Variant of NG4-CABLED-MODULES | NG4access® Cabled Module, singlemode LC/UPC to LC/UPC, 96 fiber, stranded, IFC |  | NG4access® | LSX ¦ NG4 | Fiber cabled module
NG4-CMD70RG |  | Variant of NG4-CABLED-MODULES | NG4access® Cabled Module, singlemode SC/UPC to stub, 72 fiber, rollable ribbon, indoor/outdoor |  | NG4access® | LSX ¦ NG4 | Fiber cabled module
NG4-CMD70HS |  | Variant of NG4-CABLED-MODULES | NG4access® Cabled Module, singlemode SC/UPC to stub, 144 fiber, ribbon, IFC |  | NG4access® | LSX ¦ NG4 | Fiber cabled module
NG4-CMDK0KQ |  | Variant of NG4-CABLED-MODULES | NG4access® Cabled Module, singlemode LC/UPC to stub, 96 fiber, stranded, IFC |  | NG4access® | LSX ¦ NG4 | Fiber cabled module
NG4-CMDK0KS |  | Variant of NG4-CABLED-MODULES | NG4access® Cabled Module, singlemode LC/UPC to stub, 96 fiber, rollable ribbon, indoor/outdoor |  | NG4access® | LSX ¦ NG4 | Fiber cabled module
NG4-CMDKNGQ |  | Variant of NG4-CABLED-MODULES | NG4access® Cabled Module, singlemode LC/UPC module at both sides, 72 fiber, stranded, IFC |  | NG4access® | LSX ¦ NG4 | Fiber cabled module
NG4-CMDL0HQ |  | Variant of NG4-CABLED-MODULES | NG4access® Cabled Module, singlemode SC/APC to stub, 144 fiber, stranded, IFC |  | NG4access® | LSX ¦ NG4 | Fiber cabled module
NG4-CMDL0HS |  | Variant of NG4-CABLED-MODULES | NG4access® Cabled Module, singlemode SC/APC to stub, 144 fiber, ribbon, IFC |  | NG4access® | LSX ¦ NG4 | Fiber cabled module
NG4-CMDM0RG |  | Variant of NG4-CABLED-MODULES | NG4access® Cabled Module, singlemode LC/APC to stub, 72 fiber, rollable ribbon, indoor/outdoor |  | NG4access® | LSX ¦ NG4 | Fiber cabled module
NG4-CMDMNGQ |  | Variant of NG4-CABLED-MODULES | NG4access® Cabled Module, singlemode LC/APC module at both sides, 72 fiber, stranded, IFC |  | NG4access® | LSX ¦ NG4 | Fiber cabled module
NG4-CMD70HL |  | Variant of NG4-CABLED-MODULES | NG4access® Cabled Module, singlemode SC/UPC to stub, 144 fiber, stranded, indoor/outdoor |  | NG4access® | LSX ¦ NG4 | Fiber cabled module
NG4-CMDK0GR |  | Variant of NG4-CABLED-MODULES | NG4access® Cabled Module, singlemode LC/UPC to stub, 72 fiber, rollable ribbon, indoor/outdoor |  | NG4access® | LSX ¦ NG4 | Fiber cabled module
NG4-CMDK0KL |  | Variant of NG4-CABLED-MODULES | NG4access® Cabled Module, singlemode LC/UPC to stub, 96 fiber, stranded, indoor/outdoor |  | NG4access® | LSX ¦ NG4 | Fiber cabled module
NG4-CMDK0LR |  | Variant of NG4-CABLED-MODULES | NG4access® Cabled Module, singlemode LC/UPC to stub, 432 fiber, ribbon, indoor/outdoor |  | NG4access® | LSX ¦ NG4 | Fiber cabled module
NG4-CMDL0GL |  | Variant of NG4-CABLED-MODULES | NG4access® Cabled Module, singlemode SC/APC to stub, 72 fiber, stranded, indoor/outdoor |  | NG4access® | LSX ¦ NG4 | Fiber cabled module
NG4-CMDL0RG |  | Variant of NG4-CABLED-MODULES | NG4access® Cabled Module, singlemode SC/APC to stub, 72 fiber, rollable ribbon, indoor/outdoor |  | NG4access® | LSX ¦ NG4 | Fiber cabled module
NG4-CMDKKM2 |  | Variant of NG4-CABLED-MODULES | NG4access® Cabled Module, singlemode LC/UPC to LC/UPC, 24 fiber, microcable |  | NG4access® | LSX ¦ NG4 | Fiber cabled module
NG4-CMDL0M2 |  | Variant of NG4-CABLED-MODULES | NG4access® Cabled Module, singlemode SC/APC to stub, 24 fiber, microcable |  | NG4access® | LSX ¦ NG4 | Fiber cabled module
NG4-CMDM0M2 |  | Variant of NG4-CABLED-MODULES | NG4access® Cabled Module, singlemode LC/APC to stub, 24 fiber, microcable |  | NG4access® | LSX ¦ NG4 | Fiber cabled module
NG4-CMDMLM2 |  | Variant of NG4-CABLED-MODULES | NG4access® Cabled Module, singlemode LC/APC to SC/APC, 24 fiber, microcable |  | NG4access® | LSX ¦ NG4 | Fiber cabled module
NG4-CMDC0MG |  | Variant of NG4-CABLED-MODULES | NG4access® Cabled Module, MultiMode OM4 LC to stub, 24 fiber, microcable |  | NG4access® | LSX ¦ NG4 | Fiber cabled module
NG4-CMDK0R3 |  | Variant of NG4-CABLED-MODULES | NG4access® Cabled Module, singlemode LC/UPC to stub, 144 fiber, Rollable Ribbon, indoor/outdoor |  | NG4access® | LSX ¦ NG4 | Fiber cabled module
NG4-CMDK0R5 |  | Variant of NG4-CABLED-MODULES | NG4access® Cabled Module, singlemode LC/UPC to stub, 432 fiber, Rollable Ribbon, indoor/outdoor |  | NG4access® | LSX ¦ NG4 | Fiber cabled module
NG4-CMDM0R4 |  | Variant of NG4-CABLED-MODULES | NG4access® Cabled Module, singlemode LC/APC to stub, 288 fiber, Rollable Ribbon, indoor/outdoor |  | NG4access® | LSX ¦ NG4 | Fiber cabled module
NG4-CMDM0R8 |  | Variant of NG4-CABLED-MODULES | NG4access® Cabled Module, singlemode LC/APC to stub, 864 fiber, Rollable Ribbon, indoor/outdoor |  | NG4access® | LSX ¦ NG4 | Fiber cabled module
760252004 | PPL-4U | Variant of PROPEL-PANELS | Propel 4RU sliding tray fiber panel, accepts Propel ULL modules or adapter packs, providing up to 288 duplex LC ports, 288 MPO ports or 576 SN ports (1152f) | CommScope® | Propel | PPL | Fiber patch panel
760252334 | PPL-DM-8AU-8LC-SM-BEU | Variant of PROPEL-MODULES | Propel ULL Singlemode MPO-08 Distribution Module, 4 duplex LC/UPC to 1X8f MPO/APC non-pinned, Method B Enhanced | CommScope® | Propel | PPL | Fiber module
838541-000 | FOSC-OC-3CDX471NN | Variant | FOSC® D-TRAY-72 type, CWDM, 8 channels + upgrade port + 1310 nm port, double demux, 20 nm channel spacing, 1539.77 nm starting wavelength |  | FOSC® | FOSC-OC | CWDM splice tray
843308-000 | FIST-GPST-12-FAF-2 | Variant of FIST-GPST-TRAYS | FIST GPST Fiber Patch/Splice Tray, 12 ports, FC/APC, singlemode, ANT splice chip, 19 in, gray, left patch cord routing |  | FIST® | FIST-GPST | Fiber patch/splice tray |  | Discontinued
850376-000 | FIST-SOSA2-5R4/8-S | Variant of FIST-SPLICE-TRAYS | FIST® Splice Sub-assembly kit with 5 trays, each for holding up to 2 4-strip ribbon or 1 8-strip ribbon fibers, with Heat Shrink type splice holder |  | FIST® | FIST-SOSA2 | Fiber splice tray
860633530 | OCFPS1U-CYS311L2 | Variant | OCFPS Fiber Optic CWDM Panel, double mux, 16 channels, 1311 nm starting wavelength, 20 nm channel spacing, LC/APC, 1U, 19 in, gray |  |  | OCFPS | CWDM patch panel
88185A-000 | OCFPS1U-DMQ1204L2-2T-U23 | Variant | OCFPS Fiber Optic DWDM Panel, mux, 40 channels, 1561.42 nm starting wavelength, 100 GHz channel spacing, upgrade port, LC/APC, 1U, 19 in, gray |  |  | OCFPS | DWDM patch panel
760243197 | CHD-DP-6MPO-ALL-A | Variant of CHD-ADAPTER-PACKS | CHD Distribution adapter Pack, 6 MPO, Method A | SYSTIMAX® |  | CHD | Fiber adapter pack
760243593 | PNL-BK-024-KHB-LC02-YL-NS | Variant of LGX/1000-ADAPTER-PACKS | Adapter Pack, Black, 1000-Type, with 12 duplex keyed hybrid LC adapters, yellow, no shutter | CommScope® |  | 1000-style | Fiber adapter pack
760243585 | PNL-BK-024-KHB-LC02-BL-NS | Variant of LGX/1000-ADAPTER-PACKS | Adapter Pack, Black, 1000-Type, with 12 duplex keyed hybrid LC adapters, blue, no shutter | CommScope® |  | 1000-style | Fiber adapter pack
760243588 | PNL-BK-024-KHB-LC02-OR-NS | Variant of LGX/1000-ADAPTER-PACKS | Adapter Pack, Black, 1000-Type, with 12 duplex keyed hybrid LC adapters, orange, no shutter | CommScope® |  | 1000-style | Fiber adapter pack
760243438 | 360DP-2MPO-A | Variant of G2-ADAPTER-PACKS | 360G2 Distribution Adapter Pack, 2 x MPO, Method A | CommScope® |  | G2 | Fiber adapter pack
760243590 | PNL-BK-024-KHB-LC02-RO-NS | Variant of LGX/1000-ADAPTER-PACKS | Adapter Pack, Black, 1000-Type, with 12 duplex keyed hybrid LC adapters, rose, no shutter | CommScope® |  | 1000-style | Fiber adapter pack
760244403 |  | Variant of FIXED-PNLS-1U | Fiber Optic Panel,1U, 19 in, unloaded for 24 LC duplex or 24 SC simplex adaptors,black | CommScope® |  | 1U | Fiber patch panel
760244696 | MFPS-IHD-P-SJE9-144 | Variant of MFPS-PANELS | MFPS Fiber Optic panel, 3RU, 48 fibers/RU, splice/patch, ANT/front patch cords orientation to the right, 144 LSH/APC, Grade B | CommScope® |  | MFPS | Fiber patch/splice panel
760244700 | MFPS-KED-P-SJL2-072 | Variant of MFPS-PANELS | MFPS Fiber Optic panel, 1RU, 72 fibers/RU, splice/patch, ANT/front patch cords orientation to the right, 72 LC/APC, grade C | CommScope® |  | MFPS | Fiber patch/splice panel
760244704 | MFPS-JXD-P-SJL2-192 | Variant of MFPS-PANELS | MFPS Fiber Optic panel, 2RU, 96 fibers/RU, splice/patch, ANT/front patch cords orientation to the right, 192 LC/APC, grade C | CommScope® |  | MFPS | Fiber patch/splice panel
760244824 | CHD-SP-12LC-SM-B-ULL | Variant of CHD-SPLICE-CASSETTES | CHD ULL Singlemode Splice Cassette, 12LC, with dust plugs and pigtails | CommScope® | SYSTIMAX ULL | CHD | Fiber cassette with pigtails
760244929 | G2-SP-24LCG-PT | Variant of G2-SPLICE-CASSETTES | G2 Splice Cassette, 24LC/UPC with internal shutters, OS2, with pigtails | CommScope® |  | G2 | Fiber cassette with pigtails |  | Discontinued
760244827 | CHD-FT-00-LC-00 | Variant of CHD-SPLICE-CASSETTES | CHD 12 port LC field term splice cassette |  |  | CHD | Fiber cassette
760244972 | CHD-SP-12LC-LS-AS-ULL | Variant of CHD-SPLICE-CASSETTES | CHD ULL Multimode OM4 Splice Cassette, 12LC, with dust plugs and pigtails | CommScope® | SYSTIMAX ULL | CHD | Fiber cassette with pigtails
760244927 | G2-SP-24LCX-PT | Variant of G2-SPLICE-CASSETTES | G2 Splice Cassette, 24LC with internal shutters, OM4, with pigtails | CommScope® |  | G2 | Fiber cassette with pigtails |  | Discontinued
760245075 | PNL-BK-006-SFA-LC02-BL-NS | Variant of LGX/1000-ADAPTER-PACKS | Adapter Pack, Black, 1000-Type, with 3 Singlemode duplex LC/UPC adapters, blue, no shutter | CommScope® |  | 1000-style | Fiber adapter pack
760245076 | PNL-BK-006-KFA-LA02-GR-NS | Variant of LGX/1000-ADAPTER-PACKS | Adapter Pack, Black, 1000-Type, with 3 Singlemode/APC duplex LC adapters, green, no shutter | CommScope® |  | 1000-style | Fiber adapter pack
760245399 | G2-SP-12LCX-PT | Variant of G2-SPLICE-CASSETTES | G2 Splice Cassette, 12LC with internal shutters, OM4, with pigtails | CommScope® |  | G2 | Fiber cassette with pigtails |  | Discontinued
760245326 | CM12-2X3-LS-AF | Variant of G2-MODULES | G2 MPOptimate® Multimode OM4 Conversion Module, (2) MPO-12 pinned ports rear, (3) MPO-8 pinned front, Method A Pair Flipped | CommScope® | MPOptimate® |  | Fiber module
760245038 | CHD-BK-2U | Variant | CHD-2RU blocking kit. For use with CHD ribbon fiber splice cassettes | CommScope® |  | CHD | Block kit
760245961 | G2-SP-24LAG-PT | Variant of G2-SPLICE-CASSETTES | G2 Splice Cassette, 24LC/APC with internal shutters, OS2, with pigtails | CommScope® |  | G2 | Fiber cassette with pigtails |  | Discontinued
760245723 | CHD12-DM-12LC-LS-B-ULL | Variant of CHD-MODULES | CHD ULL Multimode MPO-12 distribution module, 12LC to 1x12f MPO unpinned, dust plugs | CommScope® | SYSTIMAX ULL | CHD | Fiber module
760241028 |  | Variant of LGX/1000-ADAPTER-PACKS | 1000-Type Adapter Pack with 6 SC duplex SM adapters, green | CommScope® | TeraSPEED® | 1000-style | Fiber adapter pack
760241026 |  | Variant of LGX/1000-ADAPTER-PACKS | 1000-Type Adapter Pack with 6 LC duplex SM adapters, green | CommScope® | TeraSPEED® | 1000-style | Fiber adapter pack
760188367 | 360G2-iP-1U-96F-LC-DM-OS-UHD | Variant of IPATCH-PANELS | SYSTIMAX 360™ iPatch® InstaPATCH 1U 96F-LC Distribution Module, OptiSPEED, UHD Panel | CommScope® | SYSTIMAX 360™ ¦ iPatch® | IPATCH | Fiber splice panel |  | Discontinued
760188375 | 360G2-iP-2U-192F-LC-DP-SD | Variant of IPATCH-PANELS | SYSTIMAX 360™ iPatch® G2 2U 192F-LC Distribution Panel, Sliding Panel | CommScope® | LazrSPEED® ¦ SYSTIMAX 360™ ¦ iPatch® | IPATCH | Fiber splice panel
760188391 | 360G2-iP-2U-192F-LC-DM-TS-SD | Variant of IPATCH-PANELS | SYSTIMAX 360™ iPatch® InstaPATCH 2U 192F-LC Distribution Module, TeraSPEED, Sliding Panel | CommScope® | SYSTIMAX 360™ ¦ iPatch® | IPATCH | Fiber splice panel
760188334 | 360G2-iP-1U-96F-LC-DM-OS-SD | Variant of IPATCH-PANELS | SYSTIMAX 360™ iPatch® InstaPATCH 1U 96F-LC Distribution Module, OptiSPEED, Sliding Panel | CommScope® | SYSTIMAX 360™ ¦ iPatch® | IPATCH | Fiber splice panel |  | Discontinued
760188425 | 360G2-iP-2U-288F-LC-DM-TS-UHD | Variant of IPATCH-PANELS | SYSTIMAX 360™ iPatch® InstaPATCH 2U 288F-LC Distribution Module, TeraSPEED, UHD Panel | CommScope® | SYSTIMAX 360™ ¦ iPatch® | IPATCH | Fiber splice panel |  | Discontinued
760193862 | 360MP-4U-PANEL | Variant of MP-PANELS | MP-4U Panel, accepts 16 G2 data modules or 360DP panels with fiber management trough | CommScope® |  |  | Fiber patch panel
760193771 | 360G2-1U-MOD-SD | Variant | G2 1U Sliding Modular Cassette 4-slot Fiber Panel, unloaded | CommScope® |  |  | Fiber patch panel
760193805 | 360-iP-INSTA-LC-4LS | Variant of IPATCH-PANELS | SYSTIMAX 360™ iPatch® G2 Fiber Panel with InstaPATCH 360 LazrSPEED Modules | CommScope® | SYSTIMAX 360™ ¦ iPatch® | IPATCH | Fiber splice panel
760193813 | 360-iP-INSTA-LC-4TS | Variant of IPATCH-PANELS | SYSTIMAX 360™ iPatch® G2 Fiber Panel with InstaPATCH 360 TeraSPEED Modules | CommScope® | SYSTIMAX 360™ ¦ iPatch® | IPATCH | Fiber splice panel
760193920 | 360MP-2U-PANEL | Variant of MP-PANELS | MP-2U Panel, accepts eight G2 data modules or 360DP panels | CommScope® |  |  | Fiber patch panel
760193938 | AGL-1U-TROUGH | Variant | AGILE panel 1U Jumper Management Trough | CommScope® |  |  | Cable management hardware |  | Discontinued
760198614 | 1100A-Fiber-IPR-1U | Variant | G2 1U Panel, angled, accepts four G2 data modules or 360DP panels | CommScope® |  |  | Fiber patch panel
760200352 | 360CM12-4x6-LS | Variant of G2-MODULES | G2 4x6 Multimode OM4 Conversion Module, 6 MPO male ports | CommScope® |  |  | Fiber module
760206532 | 360DMis-24LC-LS | Variant of G2-MODULES | G2 LL Multimode OM4 MPO 12 distribution module, 24 LC to 2x12f MPO's pinned, internal shutters | CommScope® | InstaPATCH® 360 | G2 | Fiber module
760210757 | HD-4U-FX | Variant of HD-PANELS | High Density 4U modular cassette fixed Panel, accepts (16) G2 modules or MPO panels, providing up to 192 duplex LC ports or up to 128 MPO ports | CommScope® |  | HD | Fiber patch panel
760209627 | HD-2U-REAR-EXT-06-KIT | Variant of HD-ACCESSORIES | High Density 2U Fiber Shelf Rear Extension, 6 Cable Entries | CommScope® |  | HD | Extension unit
760210286 | HD-2U-REAR-DOOR | Variant of HD-ACCESSORIES | High Density Fiber Shelf 2U Rear Door | CommScope® |  | HD | Door kit
760209940 | HD-1U | Variant of HD-PANELS | High Density 1U modular cassette sliding Panel, accepts (4) G2 modules or MPO panels, providing up to 48 duplex LC ports, or up to 32 MPO ports | CommScope® |  | HD | Fiber patch panel
760039875 | G2-SRF | Variant | Small Diameter Cable Entrance Kit, 2 per kit | CommScope® |  |  | Gland kit
760058701 | RMB-5-3/4 | Variant | InstaPATCH® Plus Attachment Bracket, Rack Mounted, Five 3/4" fittings | CommScope® | InstaPATCH® Plus |  | Cable attachment kit
760105148 | 360-iP-UP-KIT-G2-LC | Variant | SYSTIMAX 360™ iPatch® G2-1U-MOD LC 5PK imVision Upgrade Kit | SYSTIMAX® | SYSTIMAX 360™ ¦ iPatch® |  | Upgrade kit
760107490 | 360DP-2MPO | Variant of G2-ADAPTER-PACKS | 360G2 Distribution Adapter Pack, 2 x MPO, method B | CommScope® |  | G2 | Fiber adapter pack
760107508 | 360DP-4MPO | Variant of G2-ADAPTER-PACKS | 360G2 Distribution Adapter Pack, 4 x MPO, method B | CommScope® |  | G2 | Fiber adapter pack
760107516 | 360DP-6MPO | Variant of G2-ADAPTER-PACKS | 360G2 Distribution Adapter Pack, 6 x MPO, method B | CommScope® |  | G2 | Fiber adapter pack
760109314 | 360G2 Cartridge 6-SC-SM-BL | Variant of G2-CARTRIDGES | 360G2 Singlemode Fiber Cassette 6 SC no pigtails | CommScope® |  | G2 | Fiber cassette
760109413 | 360DP-6SC-SM | Variant of G2-ADAPTER-PACKS | 360G2 Distribution Adapter Pack, Singlemode, 6 SC | CommScope® |  | G2 | Fiber adapter pack
760109520 | 360G2 Cartridge 6-SC-LS-AQ-PIGTAILS B | Variant of G2-CARTRIDGES | 360G2 Multimode OM4 Fiber Cassette 6 SC with pigtails B | CommScope® |  | G2 | Fiber cassette with pigtails
760109629 | 360G2 Cassette 6-ST-MM-BG-Pigtails A | Variant of G2-SPLICE-CASSETTES | SYSTIMAX 360G2 Cassette 6 ST OptiSPEED® Beige with Pigtails A | SYSTIMAX® | OptiSPEED® ¦ SYSTIMAX 360™ |  | Fiber cassette with pigtails |  | Discontinued
760107482 | 360DP-BLANK | Variant of G2-ADAPTER-PACKS | InstaPATCH® 360 Distribution Adapter Pack, 360DP-BLANK | SYSTIMAX® | InstaPATCH® 360 ¦ LazrSPEED® |  | Fiber adapter pack ¦ blank |  | Discontinued
760109256 | 360G2 Cartridge 12-LC-LS-AQ | Variant of G2-CARTRIDGES | 360G2 Multimode OM4 Fiber Cassette 12 LC no pigtails, iPatch Ready | CommScope® |  | G2 | Fiber cassette
760109553 | 360G2 Cartridge 6-SC-SM-BL-PIGTAILS A | Variant of G2-CARTRIDGES | 360G2 Singlemode Fiber Cassette 6 SC with pigtails A | CommScope® |  | G2 | Fiber cassette with pigtails
760109462 | 360G2-MOD-BLANK-4PK | Variant of G2-ADAPTER-PACKS | 360G2 Mod Panel Blank Adapter Pack, 4 Panels | CommScope® |  |  | Fiber adapter pack ¦ blank
760109280 | 360G2 Cartridge 12-LCA-SM-GR | Variant of G2-CARTRIDGES | 360G2 Singlemode Fiber Cassette 12 LC APC, no pigtails, iPatch Ready | CommScope® |  | G2 | Fiber cassette
760109991 | 360DM-12SCA-SM | Variant of G2-MODULES | G2 LL Singlemode MPO 12 distribution module, 12 SC APC to 1x12f MPO pinned, dust plugs | CommScope® |  | G2 | Fiber module
760109579 | 360G2 Cartridge 6-SCA-SM-GR-PIGTAILS A | Variant of G2-CARTRIDGES | 360G2 Singlemode Fiber Cassette 6 SC APC with pigtails A | CommScope® |  | G2 | Fiber cassette with pigtails
760109397 | 360DP-6SC-LS | Variant of G2-ADAPTER-PACKS | 360G2 Distribution Adapter Pack, Multimode OM4, 6 SC | CommScope® |  | G2 | Fiber adapter pack
760109306 | 360G2 Cassette 6-SC-MM-BG | Variant of G2-SPLICE-CASSETTES | SYSTIMAX 360G2 Cassette 6 SC OptiSPEED® Beige | SYSTIMAX® | OptiSPEED® ¦ SYSTIMAX 360™ |  | Fiber cassette |  | Discontinued
760109587 | 360G2 Cartridge 6-SCA-SM-GR-PIGTAILS B | Variant of G2-CARTRIDGES | 360G2 Singlemode Fiber Cassette 6 SC APC with pigtails B | CommScope® |  | G2 | Fiber cassette with pigtails
760109504 | 360G2 Cartridge 12-LCA-SM-GR-PIGTAILS | Variant of G2-CARTRIDGES | 360G2 Singlemode Fiber Cassette 12 LC APC, with pigtails, iPatch Ready | CommScope® |  | G2 | Fiber cassette with pigtails
760109595 | 360G2 Cartridge 4-SC/2-SCA-SM-PT | Variant of G2-CARTRIDGES | 360G2 Singlemode Fiber Cassette 6 SC, with pigtails | CommScope® |  | G2 | Fiber cassette with pigtails
760109769 | 360DP-6SCA-SM | Variant of G2-ADAPTER-PACKS | 360G2 Distribution Adapter Pack, Singlemode, 6 SC/APC | CommScope® |  | G2 | Fiber adapter pack
760109967 | 360DM-12SC-LS | Variant of G2-MODULES | G2 LL Multimode OM4 MPO 12 distribution module, 12 SC to 1x12f MPO pinned, dust plugs | CommScope® |  | G2 | Fiber module
CR6731-000 | OCFPS1U-P113200S2 | Variant | OCFPS Fiber Optic Splitter Panel, one 1x32, symmetrical, planar, singlemode, SC/APC, 1U, 19 in, gray |  |  | OCFPS | Splitter patch panel |  | Discontinued
CS3813-000 | FIST-OC-GA41200L2-LS | Variant of FIST-OC-TRAYS | FIST GPST fiber patch/splitter tray, four 1x2 splitters, FBT, symmetrical split ratio, LC/APC, gray, left oriented |  | FIST® | FIST-OC-G | Splitter patch tray
CS5332-000 | FIST-SOSA2-6SC-S | Variant of FIST-SPLICE-TRAYS | FIST® Splice Sub-assembly kit with 6 trays, each for holding up to 4 primary or 2 secondary coated fibers, with Heat Shrink type splice holder |  | FIST® | FIST-SOSA2 | Fiber splice tray
CS8007-000 | FIST-GPST-12-IAFC-2 | Variant of FIST-GPST-TRAYS | FIST GPST Fiber Termination/Splice Tray, 12 ports, FC/UPC, singlemode, preterminated with pigtails, SMOUV splice chip, 19 in, gray, left patch cord routing |  | FIST® | FIST-GPST | Fiber patch/splice tray |  | Discontinued
CS8893-000 | FIST-SOSA2-5SE-A | Variant of FIST-SPLICE-TRAYS | FIST® Splice Sub-assembly kit with 5 trays, each for holding up to 12 primary or 4 secondary coated fibers, with ANT type splice holder |  | FIST® | FIST-SOSA2 | Fiber splice tray
CS8895-000 | FIST-SOSA2-5SE-S | Variant of FIST-SPLICE-TRAYS | FIST® Splice Sub-assembly kit with 5 trays, each for holding up to 12 primary or 4 secondary coated fibers, with Heat Shrink type splice holder |  | FIST® | FIST-SOSA2 | Fiber splice tray
CS9202-000 | OCM1-CD8471S2 | Variant | OCM1 LGX Fiber Optic Module, CWDM, Demux, SC/APC, 8 channels, starting wavelength 1470 nm |  |  | LGX ¦ OCM1 | CWDM module
CU6988-000 | FOMS-FPS-HD-J-PNS2-96 | Variant of FOMS-PANELS | FOMS-FPS High Density Fiber Termination Panel, 96 SC/APC, singlemode, 2RU, 19 in, gray | CommScope® |  | FOMS-FPS | Fiber patch panel
CU4755-000 | OCM1-SA21400S2 | Variant | OCM1 LGX Style Fiber Optic Splitter Module, FBT, two 1x4 Splitters, singlemode, SC/APC, symmetrical split ratio |  |  | LGX ¦ OCM1 | Splitter module | Build America Buy America (BABA) compliant*
CU4786-000 | FIST-FDASA2-8M1441NN-L | Variant | FIST® Fiber Splice Tray with Field Installable DWDM, 8 Channels, Multiplexing, 1542.14nm starting wavelength, 100GHz channel spacing, all fibers at left side |  | FIST® | FIST-FDASA2 | DWDM splice tray
CU7578-000 | FOMS-FPS-O-SIL1-24 | Variant of FOMS-PANELS | FOMS-FPS Fiber Termination/Splice Panel, 24 LC/UPC, singlemode, 1RU, 19 in, gray | CommScope® |  | FOMS-FPS | Fiber patch/splice panel
CU4787-000 | FIST-FDASA2-4M120ANN-L | Variant | FIST® Fiber Splice Tray with Field Installable DWDM, 4 Channels, Multiplexing, 1561.42nm starting wavelength, 100GHz channel spacing, all fibers at left side |  | FIST® | FIST-FDASA2 | DWDM splice tray
CU7947-000 | FIST-SOSA2-8SC-MS | Variant of FIST-SPLICE-TRAYS | FIST® Splice Sub-assembly kit with 8 trays, each for holding up to 4 primary or 2 secondary coated fibers, with Micro Heat Shrink type splice holder |  | FIST® | FIST-SOSA2 | Fiber splice tray
CU6987-000 | FOMS-FPS-HD-K-PNS2-48 | Variant of FOMS-PANELS | FOMS-FPS High Density Fiber Termination Panel, 48 SC/APC, singlemode, 1RU, 19 in, gray | CommScope® |  | FOMS-FPS | Fiber patch panel
CU5584-000 | FIST-SOSA2-8SLE-S | Variant of FIST-SPLICE-TRAYS | FIST® Splice Sub-assembly kit with 8 slim element trays, each for holding up to 12 primary coated fibers, with Heat Shrink type splice holder |  | FIST® | FIST-SOSA2 | Fiber splice tray
CU9129-000 | FIST-PTK3 | Variant of FIST-CHASSIS-ACCESSORIES | FIST® Aramid yarn termination unit kit (4) with mounting bracket, plus (1) IFC bracket |  | FIST® |  | Cable termination kit
929218-000 | FOSC-OC-6DSD1204NN2T-U23 | Variant | FOSC® A-TRAY-24 type, DWDM, 16 channels, demux, 1561.42 nm starting wavelength, 100 GHz channel spacing + upgrade |  | FOSC® | FOSC-OC | DWDM splice tray
932802-000 | FIST-MB2-M | Variant of FIST-CHASSIS-ACCESSORIES | FIST® Mounting bracket kit for 3HU and 4HU 19in shelves, mounts 19in shelf in ETSI rack, already included with FIST shelves |  | FIST® |  | Mounting bracket
942366-000 | FOSC-OC-3DQM1204NN2T-U23 | Variant | FOSC® D-TRAY-72 type, DWDM, 40 channels, mux, 1561.42 nm starting wavelength, 100 GHz channel spacing + upgrade |  | FOSC® | FOSC-OC | DWDM splice tray | Build America Buy America (BABA) compliant*
933662-000 | FACC-ALLEN-KEY-5-350 | Variant | Long Allen key for back mounting shelves in FIST-GR3(F) racks, 5 mm diameter, 350 mm long |  | FIST® | FIST-GR3 | Mounting tool
955440-000 | FIST-GPST-12-AIA-2 | Variant of FIST-GPST-TRAYS | FIST GPST Fiber Patch/Splice Tray, 12 ports, SC/UPC, singlemode, preterminated with pigtails, SMOUV splice chip, 19 in, gray, right patch cord routing |  | FIST® | FIST-GPST | Fiber patch/splice tray
988700-000 | FIST-GPST-12-AFN-2 | Variant of FIST-GPST-TRAYS | FIST GPST Fiber Patch/Splice Tray, 12/24 ports, no adapters, ANT splice chip, 19 in, gray, right patch cord routing |  | FIST® | FIST-GPST | Fiber patch/splice tray
988743-000 | FOSC-OC-6DQD1204NN2T-U23 | Variant | FOSC® A-TRAY-24 type, DWDM, 40 channels, demux, 1561.42 nm starting wavelength, 100 GHz channel spacing + upgrade |  | FOSC® | FOSC-OC | DWDM splice tray | Build America Buy America (BABA) compliant*
9703902/00 | RFE-RMB-5-3/4 | Variant | Mounting Brackets, up to 5 cables with 3/4” fittings (72, 96, 144 armored cables) | Uniprise® |  | RFE | Mounting bracket |  | Discontinued
A11211-000 | OCM5-SP11W00S2-30DASIA | Variant | OCM5 Fiber Optic Splitter Module, Planar, one 1x32 Splitter, singlemode, SC/APC, symmetrical split ratio, 3.0 m pigtails |  |  | OCM5 | Splitter module
973241-000 | OCM1-CD8471L1 | Variant | OCM1 LGX Fiber Optic Module, CWDM, Demux, LC/UPC, 8 channels, starting wavelength 1470 nm |  |  | LGX ¦ OCM1 | CWDM module
A12270-000 | FIST-GPST-12-IAA-2 | Variant of FIST-GPST-TRAYS | FIST GPST Fiber Patch/Splice Tray, 12 ports, SC/UPC, singlemode, preterminated with pigtails, SMOUV splice chip, 19 in, gray, left patch cord routing |  | FIST® | FIST-GPST | Fiber patch/splice tray
A13559-000 | FIST-MB2-1HU-M | Variant of FIST-CHASSIS-ACCESSORIES | FIST® Mounting bracket kit for 1HU 19in shelves in ETSI rack, already included in 19in FIST-GPS2 shelf kits |  | FIST® | FIST-GPS2 | Mounting bracket
A19964-000 | FOMS-FPS-O-SKS1-24 | Variant of FOMS-PANELS | FOMS-FPS Fiber Termination/Splice Panel, 24 SC/UPC, singlemode, 1RU, 19 in, gray | CommScope® |  | FOMS-FPS | Fiber patch/splice panel
A62036-000 | FIST-GPST-12-IAC-2 | Variant of FIST-GPST-TRAYS | FIST GPST Fiber Patch/Splice Tray, 12 ports, FC/UPC, singlemode, preterminated with pigtails, SMOUV splice chip, 19 in, gray, left patch cord routing |  | FIST® | FIST-GPST | Fiber patch/splice tray |  | Discontinued
A63387-000 | FOMS-FPS-O-PNS1-24 | Variant of FOMS-PANELS | FOMS-FPS Fiber Termination Panel, 24 SC/UPC, singlemode, 1RU, 19 in, gray | CommScope® |  | FOMS-FPS | Fiber patch panel
B48787-000 | FOSC-OC-6DBD1281NN2T-U23 | Variant | FOSC® A-TRAY-24 type, DWDM, 8 channels + upgrade port, demux, 1554.94 nm starting wavelength, 100 GHz channel spacing |  | FOSC® | FOSC-OC | DWDM splice tray
760222596 | PNL-CS-12LAW-PT | Variant of LGX/1000-SPLICE-CASSETTES | TeraSPEED® splicing cassette, 12LC APC , 900μm | CommScope® | TeraSPEED® |  | Fiber cassette with pigtails
760222604 | PNL-CS-12SAW-PT | Variant of LGX/1000-SPLICE-CASSETTES | TeraSPEED® Splicing cassette, 12SC APC , 900μm | CommScope® | TeraSPEED® |  | Fiber cassette with pigtails
760224113 | 360DMis-12LC-WB | Variant of G2-MODULES | G2 LL Multimode OM5 MPO 12 distribution module, 12 LC to 1x12f MPO pinned, internal shutters | CommScope® | InstaPATCH® 360 | G2 | Fiber module
760225896 | UD-1U-REAR-DOOR-COVER | Variant of UD-ACCESSORIES | Ultra High Density 1U Fiber Shelf Rear Door Cover, silver | CommScope® |  | UD | Door kit
760225912 | UD-4U-REAR-DOOR | Variant of UD-ACCESSORIES | Ultra High Density 4U Fiber Shelf Rear Door, silver | CommScope® |  | UD | Door kit
760224238 | 360DMis-12LCA-SM | Variant of G2-MODULES | G2 LL Singlemode MPO 12 distribution module, 12 LC APC to 1x12f MPO pinned, internal shutters | CommScope® | InstaPATCH® 360 | G2 | Fiber module
760225870 | UD-1U-REAR-EXT | Variant of UD-ACCESSORIES | Ultra High Density 1U Fiber Shelf Rear Extension, 6 Cable Entries, silver | CommScope® |  | UD | Extension unit
760230961 | 360DPis-12LCA-SM | Variant of G2-ADAPTER-PACKS | 360 Distribution Adapter Pack, Singlemode, 12 LC/APC with internal shutters | CommScope® |  | G2 | Fiber adapter pack
760230938 | 360DPis-12LC-LS | Variant of G2-ADAPTER-PACKS | 360 Distribution Adapter Pack,Multimode OM4, 12 LC/UPC with internal shutters | CommScope® |  | G2 | Fiber adapter pack
760231472 | SD-1U-FX | Variant of SD-PANELS | Standard Density 1U fixed Panel, accepts (3) LGX/1000 style footprint modules or panels, providing up to 36 duplex LC ports | CommScope® |  | SD | Fiber patch panel |  | Discontinued
760232421 | SD-1U-12SC-SPLX-EMT | Variant | SD 1U Front Faceplate, unpopulated, accepts 12 simplex SC adapters | CommScope® |  |  | Front bulkhead panel |  | Discontinued
760232447 | SD-1U-12SC-DPLX-EMT | Variant | SD 1U Front Faceplate, unpopulated, accepts 12 duplex SC adapters | CommScope® |  |  | Front bulkhead panel |  | Discontinued
760231498 | SD-4U-FX | Variant of SD-PANELS | Standard Density 4U fixed Panel, accepts (12) LGX/1000 style footprint modules or panels, providing up to 144 duplex LC ports | CommScope® |  | SD | Fiber patch panel |  | Discontinued
760232496 | SD-1U-24LC-DPLX-EMT | Variant | SD 1U Front Faceplate, unpopulated, accepts 24 duplex LC adapters | CommScope® |  |  | Front bulkhead panel |  | Discontinued
760161471 | UHD-CBL-BRKT-1/2-NPT | Variant | Ultra High Density Trunk Cable Bracket 1/2 NPT | CommScope® |  |  | Cable attachment kit
760167924 | RP-MOD-024-TS-MPO-LC02 | Variant of LGX/1000-MODULES | ReadyPATCH® Singlemode Standard Module, 24 LC ports | CommScope® | ReadyPATCH® ¦ TeraSPEED® |  | Fiber module
760167973 | RP-MOD-012-TS-MPO-SC02 | Variant of LGX/1000-MODULES | ReadyPATCH® Singlemode Standard Module, 12 SC ports | CommScope® | ReadyPATCH® ¦ TeraSPEED® |  | Fiber module
760168419 | 360G2-iP-1U-96F-LC-DP-SD | Variant of IPATCH-PANELS | SYSTIMAX 360™ iPatch® G2 1U 96F-LC Distribution Panel, Sliding Panel | CommScope® | LazrSPEED® ¦ SYSTIMAX 360™ ¦ iPatch® | IPATCH | Fiber splice panel
760167874 | RP-MOD-012-TS-MPO-LC02 | Variant of LGX/1000-MODULES | ReadyPATCH® Singlemode Standard Module, 12 LC ports | CommScope® | ReadyPATCH® ¦ TeraSPEED® |  | Fiber module
760210732 | HD-1U-FX | Variant of HD-PANELS | High Density 1U modular cassette fixed Panel, accepts (4) G2 modules or MPO panels, providing up to 48 duplex LC ports, or up to 32 MPO ports | CommScope® |  | HD | Fiber patch panel
760216796 | 360DPis-24LC-MM | Variant of G2-ADAPTER-PACKS | 360 Distribution Adapter Pack, Multimode Gray, 24 LC with internal shutters | CommScope® |  | G2 | Fiber adapter pack
760217463 | HD-iP-1U-32-MPO-DP-SD | Variant of IPATCH-PANELS | HD iPATCH 1U 32-MPO Distribution Panel, Sliding Panel | CommScope® | iPatch® ¦ imVision® | HD ¦ IPATCH | Fiber patch panel
760217950 | 360DMis-24LC-WB | Variant of G2-MODULES | G2 LL Multimode OM5 MPO 12 distribution module, 24 LC to 2x12f MPO's pinned, internal shutters | CommScope® | InstaPATCH® 360 | G2 | Fiber module
760218396 | HD-iP-1U-48F-LC-DM-LS-SD | Variant of IPATCH-PANELS | HD iPATCH 1U 48F-LC Distribution Module, LazrSPEED, Sliding Panel | CommScope® | iPatch® | HD ¦ IPATCH | Fiber patch panel
760217422 | HD-iP-1U-96F-LC-DM-TS-SD | Variant of IPATCH-PANELS | HD iPATCH 1U 96F-LC Distribution Module, TeraSPEED, Sliding Panel | CommScope® | iPatch® ¦ imVision® | HD ¦ IPATCH | Fiber patch panel
760218420 | HD-iP-2U-96F-LC-DM-LS-SD | Variant of IPATCH-PANELS | HD iPATCH 2U 96F-LC Distribution Module, LazrSPEED, Sliding Panel | CommScope® | iPatch® | HD ¦ IPATCH | Fiber patch panel
760220400 | 360CM12-2x3-TS | Variant of G2-MODULES | G2 2x3 Singlemode Conversion Module, 3 MPO male ports | CommScope® |  |  | Fiber module
760218438 | HD-iP-2U-96F-LC-DM-TS-SD | Variant of IPATCH-PANELS | HD iPATCH 2U 96F-LC Distribution Module, TeraSPEED, Sliding Panel | CommScope® | iPatch® | HD ¦ IPATCH | Fiber patch panel
760220418 | 360CM12-4x6-TS | Variant of G2-MODULES | G2 4x6 Singlemode Conversion Module, 6 MPO male ports | CommScope® |  |  | Fiber module
760218461 | UD-2U-FX | Variant of UD-PANELS | Ultra High Density 2U modular cassette fixed Panel, accepts (12) G2 modules or MPO panels, providing up to 144 duplex LC ports, or up to 96 MPO ports | CommScope® |  | UD | Fiber patch panel
760221739 | PNL-CS-12LCX-PT | Variant of LGX/1000-SPLICE-CASSETTES | OM4 Splicing cassette, 12LC , 900μm | CommScope® | LazrSPEED® |  | Fiber cassette with pigtails
760221770 | PNL-CS-12SCX-PT | Variant of LGX/1000-SPLICE-CASSETTES | LazrSPEED® Splicing cassette, 12SC , 900μm | CommScope® | LazrSPEED® |  | Fiber cassette with pigtails
760221697 | PNL-CS-24LCX-PT | Variant of LGX/1000-SPLICE-CASSETTES | LazrSPEED® Splicing cassette, 24LC , 900μm | CommScope® | LazrSPEED® |  | Fiber cassette with pigtails
760224071 | 360DMis-12LC-LS | Variant of G2-MODULES | G2 LL Multimode OM4 MPO 12 distribution module, 12 LC to 1x12f MPO pinned, internal shutters | CommScope® | InstaPATCH® 360 | G2 | Fiber module
760221788 | PNL-CS-12SCW-PT | Variant of LGX/1000-SPLICE-CASSETTES | TeraSPEED® Splicing cassette, 12SC , 900μm | CommScope® | TeraSPEED® |  | Fiber cassette with pigtails
760222588 | PNL-CS-24LAW-PT | Variant of LGX/1000-SPLICE-CASSETTES | TeraSPEED® Splicing cassette, 24LC APC , 900μm | CommScope® | TeraSPEED® |  | Fiber cassette with pigtails
760221705 | PNL-CS-24LCW-PT | Variant of LGX/1000-SPLICE-CASSETTES | TeraSPEED® Splicing cassette, 24LC , 900μm | CommScope® | TeraSPEED® |  | Fiber cassette with pigtails
760240238 | FIST-SOSA2-2SP-S | Variant of FIST-SPLICE-TRAYS | FIST® Splice/patch Sub-assembly kit with 2 trays, each for holding up to 2 fiber adapters and 8 splice protectors |  | FIST® |  | Fiber splice/patch tray
760237220 | CM12-4X6-LS-ULL | Variant of G2-MODULES | G2 ULL 4x6 Multimode OM4 Conversion Module, (4) MPO-12 unpinned ports rear, (6) MPO-8 pinned front | CommScope® | SYSTIMAX ULL |  | Fiber module
760237221 | CM12-4X6-WB-ULL | Variant of G2-MODULES | G2 ULL 4x6 Multimode OM5 WideBand Conversion Module, (4) MPO-12 unpinned ports rear, (6) MPO-8 pinned front | CommScope® | SYSTIMAX ULL |  | Fiber module
760237322 | HD-iP-4U-384F-LC-DM08-ULL-WB-SD | Variant of IPATCH-PANELS | HD iPATCH 4U 384F-LC Distribution MPO08 ULL Module, LazrSPEED WideBand, Sliding Shelf | CommScope® | iPatch® ¦ imVision® | HD ¦ IPATCH | Fiber patch panel
760237316 | HD-iP-4U-192F-LC-DM-LS-SD | Variant of IPATCH-PANELS | HD iPATCH 4U 192F-LC Distribution Module, LazrSPEED, Sliding Shelf | CommScope® | iPatch® ¦ imVision® | HD ¦ IPATCH | Fiber patch panel
760237323 | HD-iP-4U-384F-LC-DM12-ULL-LS-SD | Variant of IPATCH-PANELS | HD iPATCH 4U 384F-LC Distribution MPO12 ULL Module, LazrSPEED, Sliding Shelf | CommScope® | iPatch® ¦ imVision® | HD ¦ IPATCH | Fiber patch panel
760237348 | UD-iP-4U-576F-LC-DM08-ULL-WB-SD | Variant of IPATCH-PANELS | UD iPATCH 4U 576F-LC Distribution MPO08 ULL Module, LazrSPEED WideBand, Sliding Shelf | CommScope® | iPatch® ¦ imVision® | IPATCH ¦ UD | Fiber patch panel
760237349 | UD-iP-4U-576F-LC-DM12-ULL-LS-SD | Variant of IPATCH-PANELS | UD iPATCH 4U 576F-LC Distribution MPO12 ULL Module, LazrSPEED, Sliding Shelf | CommScope® | iPatch® ¦ imVision® | IPATCH ¦ UD | Fiber patch panel
760237224 | CM24-2X6-LS-ULL | Variant of G2-MODULES | G2 ULL 2x6 Multimode OM4 Conversion Module, (2) MPO-24 unpinned ports rear, (6) MPO-8 pinned front | CommScope® | SYSTIMAX ULL |  | Fiber module
760237325 | HD-iP-4U-384F-LC-DM24-ULL-LS-SD | Variant of IPATCH-PANELS | HD iPATCH 4U 384F-LC Distribution MPO24 ULL Module, LazrSPEED, Sliding Shelf | CommScope® | iPatch® ¦ imVision® | HD ¦ IPATCH | Fiber patch panel
760237319 | HD-iP-4U-384F-LC-DM-TS-SD | Variant of IPATCH-PANELS | HD iPATCH 4U 384F-LC Distribution Module, TeraSPEED, Sliding Shelf | CommScope® | iPatch® ¦ imVision® | HD ¦ IPATCH | Fiber patch panel
760237360 | UD-iP-4U-576F-LC-DM08-ULL-WB-FX | Variant of IPATCH-PANELS | UD iPATCH 4U 576F-LC Distribution MPO08 ULL Module, LazrSPEED WideBand, Fixed Shelf | CommScope® | iPatch® ¦ imVision® | IPATCH ¦ UD | Fiber patch panel
760237350 | UD-iP-4U-576F-LC-DM12-ULL-WB-SD | Variant of IPATCH-PANELS | UD iPATCH 4U 576F-LC Distribution MPO12 ULL Module, LazrSPEED WideBand, Sliding Shelf | CommScope® | iPatch® ¦ imVision® | IPATCH ¦ UD | Fiber patch panel
760237320 | HD-iP-4U-384F-LC-DM-WB-SD | Variant of IPATCH-PANELS | HD iPATCH 4U 384F-LC Distribution Module, LazrSPEED WideBand, Sliding Shelf | CommScope® | iPatch® ¦ imVision® | HD ¦ IPATCH | Fiber patch panel
760237327 | HD-iP-4U-128-MPO-DP-SD | Variant of IPATCH-PANELS | HD iPATCH 4U 128-MPO Distribution Panel, Sliding Shelf | CommScope® | iPatch® ¦ imVision® | HD ¦ IPATCH | Fiber patch panel
760237332 | HD-iP-4U-384F-LC-DM-LS-FX | Variant of IPATCH-PANELS | HD iPATCH 4U 384F-LC Distribution Module, LazrSPEED, Fixed Shelf | CommScope® | iPatch® ¦ imVision® | HD ¦ IPATCH | Fiber patch panel
760237362 | UD-iP-4U-576F-LC-DM12-ULL-WB-FX | Variant of IPATCH-PANELS | UD iPATCH 4U 576F-LC Distribution MPO12 ULL Module, LazrSPEED WideBand, Fixed Shelf | CommScope® | iPatch® ¦ imVision® | IPATCH ¦ UD | Fiber patch panel
760237333 | HD-iP-4U-384F-LC-DM-TS-FX | Variant of IPATCH-PANELS | HD iPATCH 4U 384F-LC Distribution Module, TeraSPEED, Fixed Shelf | CommScope® | iPatch® ¦ imVision® | HD ¦ IPATCH | Fiber patch panel
760237344 | UD-iP-4U-576F-LC-DM-LS-SD | Variant of IPATCH-PANELS | UD iPATCH 4U 576F-LC Distribution Module, LazrSPEED, Sliding Shelf | CommScope® | iPatch® ¦ imVision® | IPATCH ¦ UD | Fiber patch panel
760237363 | UD-iP-4U-576F-LC-DM24-ULL-LS-FX | Variant of IPATCH-PANELS | UD iPATCH 4U 576F-LC Distribution MPO24 ULL Module, LazrSPEED, Fixed Shelf | CommScope® | iPatch® ¦ imVision® | IPATCH ¦ UD | Fiber patch panel
760237345 | UD-iP-4U-576F-LC-DM-TS-SD | Variant of IPATCH-PANELS | UD iPATCH 4U 576F-LC Distribution Module, TeraSPEED, Sliding Shelf | CommScope® | iPatch® ¦ imVision® | IPATCH ¦ UD | Fiber patch panel
760237335 | HD-iP-4U-384F-LC-DM08-ULL-LS-FX | Variant of IPATCH-PANELS | HD iPATCH 4U 384F-LC Distribution MPO08 ULL Module, LazrSPEED, Fixed Shelf | CommScope® | iPatch® ¦ imVision® | HD ¦ IPATCH | Fiber patch panel
760237364 | UD-iP-4U-576F-LC-DM24-ULL-WB-FX | Variant of IPATCH-PANELS | UD iPATCH 4U 576F-LC Distribution MPO24 ULL Module, LazrSPEED WideBand, Fixed Shelf | CommScope® | iPatch® ¦ imVision® | IPATCH ¦ UD | Fiber patch panel
760237458 | PNL-CS-00000 | Variant of LGX/1000-SPLICE-CASSETTES | SD blank cassette, no pigtails | CommScope® |  |  | Fiber cassette
760237459 | MFPS-IHD-P-SIS1-144 | Variant of MFPS-PANELS | MFPS Fiber Optic panel, 3RU, 48 fibers/RU, splice/patch, SMOUV/front patch cords orientation to the right, 144 SC/UPC, Grade C | CommScope® |  | MFPS | Fiber patch/splice panel
760237403 | MFPS-IXD-P-SIL2-288 | Variant of MFPS-PANELS | MFPS Fiber Optic panel, 3RU, 96 fibers/RU, splice/patch, SMOUV/front patch cords orientation to the right, 288 LC/APC, grade C | CommScope® |  | MFPS | Fiber patch/splice panel
760237718 | HD-1U-23IN-KIT | Variant of HD-ACCESSORIES | Extender / Recess Bracket 1 RU | CommScope® |  | HD | Mounting bracket
760237721 | HD-4U-23IN-KIT | Variant of HD-ACCESSORIES | Extender / Recess Bracket 4 RU | CommScope® |  | HD | Mounting bracket
760237723 | FOSC-OC-6DQD1214NN2T-U23 | Variant | FOSC® A-TRAY-24 type, DWDM, 40 channels, demux, 1560.61 nm starting wavelength, 100 GHz channel spacing + upgrade |  | FOSC® | FOSC-OC | DWDM splice tray
760237941 | EHD-SP-24LC-LSR-AS-ULL | Variant of EHD-SPLICE-CASSETTES | EHD Multimode OM4 Splice Cassette, 24LC with dust plugs and ribbon pigtails | CommScope® | SYSTIMAX ULL | EHD | Fiber cassette with ribbon pigtail
760237993 | EHD12-DM-24LC-LS-B-ULL | Variant of EHD-MODULES | EHD ULL Multimode OM4 MPO-12 distribution module, 24LC to 2x12f MPOs unpinned, dust plugs | CommScope® | SYSTIMAX ULL | EHD | Fiber module
760237994 | EHD12-DM-24LC-WB-B-ULL | Variant of EHD-MODULES | EHD ULL Multimode OM5 Wideband MPO-12 distribution module, 24LC to 2x12f MPOs unpinned, dust plugs | CommScope® | SYSTIMAX ULL | EHD | Fiber module
760237957 | EHD08-DM-24LC-SM-B-ULL | Variant of EHD-MODULES | EHD ULL Singlemode MPO-8 distribution module, 24LC to 3x8f MPOs unpinned, dust plugs | CommScope® | SYSTIMAX ULL | EHD | Fiber module
760237958 | EHD08-DM-24LC-LS-B-ULL | Variant of EHD-MODULES | EHD ULL Multimode OM4 MPO-8 distribution module, 24LC to 3x8f MPOs unpinned, dust plugs | CommScope® | SYSTIMAX ULL | EHD | Fiber module
760237997 | EHD12-DM-24LC-LS-AS-ULL | Variant of EHD-MODULES | EHD ULL Multimode OM4,MPO-12 distribution module, 24LC to 2x12f MPOs pinned, dust plugs | CommScope® |  | EHD | Fiber module
760237998 | EHD12-DM-24LC-LS-AF-ULL | Variant of EHD-MODULES | EHD ULL Multimode OM4, MPO-12 distribution module, 24LC to 2x12f MPOs pinned, dust plugs | CommScope® |  | EHD | Fiber module
760245724 | CHD12-DM-12LC-SM-B-ULL | Variant of CHD-MODULES | CHD ULL Singlemode MPO-12 distribution module, 12LC/UPC to 1x12f MPO unpinned, dust plugs | CommScope® | SYSTIMAX ULL | CHD | Fiber module
760246012 | CHD-SP-12PT-ALL | Variant of CHD-SPLICE-CASSETTES | CHD pass-through splice cassette, no pigtails | CommScope® |  | CHD | Fiber cassette
760245727 | CHD12-DM-12LA-SM-AS-LL | Variant of CHD-MODULES | CHD ULL Singlemode MPO-12 distribution module, 12LC/APC to 1x12f MPO pinned, dust plugs | CommScope® |  | CHD | Fiber module
760245728 | CHD12-DM-12LC-WB-B-ULL | Variant of CHD-MODULES | CHD ULL Multimode MPO-12 distribution module, 12LC to 1x12f MPO unpinned, dust plugs | CommScope® | SYSTIMAX ULL | CHD | Fiber module
760245729 | CHD-DP-12LC-WB | Variant of CHD-ADAPTER-PACKS | CHD Distribution adapter Pack, Multimode OM5, 6 LC duplex with dust plugs | SYSTIMAX® |  | CHD | Fiber adapter pack
760245730 | CHD-DP-12LC-LS | Variant of CHD-ADAPTER-PACKS | CHD Distribution adapter Pack, Multimode OM4, 6 LC duplex with dust plugs | SYSTIMAX® |  | CHD | Fiber adapter pack
760245733 | CHD-SP-12LC-LSR-B-ULL | Variant of CHD-SPLICE-CASSETTES | CHD ULL Multimode OM4 Splice Cassette, 12LC, with dust plugs and ribbon pigtails | CommScope® | SYSTIMAX ULL | CHD | Fiber cassette with ribbon pigtail
761320-000 | FOMS-FPS-O-SIS2-24 | Variant of FOMS-PANELS | FOMS-FPS Fiber Termination/Splice Panel, 24 SC/APC, singlemode, 1RU, 19 in, gray | CommScope® |  | FOMS-FPS | Fiber patch/splice panel
769712-000 | FIST-GSS2-ID-10 | Variant of FIST-CHASSIS-ACCESSORIES | FIST® GSS2/3 Identification cards and holders, 10 pieces per kit |  | FIST® | FIST-GSS2 ¦ FIST-GSS3 | Card with holder
784299-000 | FOSC-OC-6DBD1361NN2T-U23 | Variant | FOSC® A-TRAY-24 type, DWDM, 8 channels + upgrade port, demux, 1548.52 nm starting wavelength, 100 GHz channel spacing |  | FOSC® | FOSC-OC | DWDM splice tray
760242455 | EPX-1U-MOD-DRW (AGL-1U-DRW-SL) | Variant of EPX-PANELS | EPX 1U sliding drawer panel, accepts (4) G2 modules or adapter packs providing up to 48 duplex LC or 32 MPO ports | CommScope® |  | EPX | Fiber patch panel
760242499 | DM12-12LC-SM-AF | Variant of G2-MODULES | G2 MPOptimate® Singlemode MPO-12 Distribution Module, 12LC to 1x12f MPO pinned , internal shutters | CommScope® |  | G2 | Fiber module
760242500 | DM12-24LC-SM-AS | Variant of G2-MODULES | G2 MPOptimate® Singlemode MPO-12 Distribution Module, 24LC to 2x12f MPO's pinned, internal shutters | CommScope® |  | G2 | Fiber module
760242501 | DM12-24LC-SM-AF | Variant of G2-MODULES | G2 MPOptimate® Singlemode MPO-12 Distribution Module, 24LC to 2x12f MPO's pinned, internal shutters | CommScope® |  | G2 | Fiber module
760241916 | MFPS-JHD-P-CQS1-096-30-OK | Variant of MFPS-PANELS | MFPS Fiber Optic panel, 2RU, 96 fibers/RU, pre-cabled I/O LSZH, 30m, front patch cords orientation to the right, 96 SC/UPC, grade C | CommScope® |  | MFPS | Fiber patch panel ¦ with indoor/outdoor cable
760242424 | PNL-BK-012-WFA-LC02-LG-NS | Variant of LGX/1000-ADAPTER-PACKS | Adapter Pack, Black, 1000-Type, with 6 Wideband OM5 duplex LC adapters, lime green, no shutter | CommScope® |  | 1000-style | Fiber adapter pack
760241917 | MFPS-JHD-P-CQL1-096-10-OK | Variant of MFPS-PANELS | MFPS Fiber Optic panel, 2RU, 96 fibers/RU, pre-cabled I/O LSZH, 10m, front patch cords orientation to the right, 96 LC/UPC, grade C | CommScope® |  | MFPS | Fiber patch panel ¦ with indoor/outdoor cable
760242493 | DM12-12LC-LS-AS | Variant of G2-MODULES | G2 MPOptimate® Multimode OM4 MPO-12 Distribution Module, 12LC to 1x12f MPO pinned, internal shutters | CommScope® |  | G2 | Fiber module
760241918 | MFPS-JHD-P-CQL1-096-20-OK | Variant of MFPS-PANELS | MFPS Fiber Optic panel, 2RU, 96 fibers/RU, pre-cabled I/O LSZH, 20m, front patch cords orientation to the right, 96 LC/UPC, grade C | CommScope® |  | MFPS | Fiber patch panel ¦ with indoor/outdoor cable
760242454 | EPX-1U-MOD-OPEN-ANG (AGL-1U-ANG-SL) | Variant of EPX-PANELS | EPX 1U angled sliding panel, accepts (4) G2 modules or adapter packs providing up to 48 duplex LC or 32 MPO ports | CommScope® |  | EPX | Fiber patch panel
760242661 | ODF-FFACCBRK6 | Variant of FLEX-CAB-ACCESSORIES | Flex Frame Cable Management Bracket 6” standoff | CommScope® |  |  | Cable management hardware
760242689 | PNL-CS-12LAW-RPT | Variant of LGX/1000-SPLICE-CASSETTES | TeraSPEED® splicing cassette, OS2, 12 LC/APC , Ribbon | CommScope® | TeraSPEED® |  | Fiber cassette with ribbon pigtail
760242662 | ODF-FFACCBRK | Variant of FLEX-CAB-ACCESSORIES | Flex Frame Cable Management Bracket flat | CommScope® |  |  | Cable management hardware
760242496 | DM12-24LC-LS-AF | Variant of G2-MODULES | G2 MPOptimate® Multimode OM4 MPO-12 Distribution Module, 24LC to 2x12f MPO's pinned, internal shutters | CommScope® |  | G2 | Fiber module
760242690 | PNL-CS-24LCX-RPT | Variant of LGX/1000-SPLICE-CASSETTES | LazrSPEED® Splicing cassette, OM4, 24 LC/UPC, Ribbon | CommScope® | LazrSPEED® |  | Fiber cassette with ribbon pigtail
760242498 | DM12-12LC-SM-AS | Variant of G2-MODULES | G2 MPOptimate® Singlemode MPO-12 Distribution Module, 12LC to 1x12f MPO pinned , internal shutters | CommScope® |  | G2 | Fiber module
760242723 | 360DP-6MPO-A | Variant of G2-ADAPTER-PACKS | 360G2 Distribution Adapter Pack, 6 x MPO, Method A | CommScope® |  | G2 | Fiber adapter pack
760242724 | 360DP-8MPO-A | Variant of G2-ADAPTER-PACKS | 360G2 Distribution Adapter Pack, 8 x MPO, Method A | CommScope® |  | G2 | Fiber adapter pack
760242758 |  | Variant of LGX/1000-ADAPTER-PACKS | 1000-Type Adapter Pack with 12 simplex singlemode MPO adapters, key-up to key-down, black | CommScope® | TeraSPEED® | 1000-style | Fiber adapter pack
760242759 |  | Variant of LGX/1000-ADAPTER-PACKS | 1000-Type Adapter Pack with 12 LazrSPEED® MM duplex LC adapters, lime green | CommScope® | LazrSPEED® | 1000-style | Fiber adapter pack
760242679 |  | Variant | Trunk fitting kit with 12 cable glands |  |  |  | Gland kit
760242760 |  | Variant of LGX/1000-ADAPTER-PACKS | 1000-Type Adapter Pack with 6 LazrSPEED® MM duplex LC adapters, lime green | CommScope® | LazrSPEED® | 1000-style | Fiber adapter pack
760242969 | 360DMiP-12LC-WB | Variant of G2-MODULES | InstaPATCH® 360 Multimode OM5 WideBand Module, 12 LC fibers (6 duplex ports), Lime Green, iPatch Ready | CommScope® |  |  | Fiber module
760242971 | 360DMiP-24LC-LS | Variant of G2-MODULES | InstaPATCH® 360 LazrSPEED® Standard Module, 24 LC fibers (12 duplex ports), Aqua, iPatch Ready | CommScope® |  |  | Fiber module
760242982 | 360DPiP-24LCA-SM | Variant of G2-ADAPTER-PACKS | InstaPATCH® 360, TeraSPEED® SYSTIMAX 360 Distribution Panel 24 LC APC, Green iPatch Ready | SYSTIMAX® |  |  | Fiber adapter pack
760242974 | 360DMiP-24LCA-SM | Variant of G2-MODULES | G2 Singlemode APC Module, 24 LC fibers (12 duplex ports) ,iPatch Ready | CommScope® |  |  | Fiber module
760242975 | 360DPiP-12LC-LS | Variant of G2-ADAPTER-PACKS | InstaPATCH® 360, LazrSPEED® SYSTIMAX 360 Distribution Panel 12 LC Aqua iPatch Ready | SYSTIMAX® |  |  | Fiber adapter pack
760242976 | 360DPiP-12LC-SM | Variant of G2-ADAPTER-PACKS | InstaPATCH® 360, TeraSPEED® SYSTIMAX 360 Distribution Panel 12 LC Blue iPatch Ready | SYSTIMAX® |  |  | Fiber adapter pack
760242977 | 360DPiP-12LC-WB | Variant of G2-ADAPTER-PACKS | SYSTIMAX 360 Distribution Adapter Pack 12 LC LazrSpeed® Lime Green iPatch Ready | SYSTIMAX® |  |  | Fiber adapter pack
760242978 | 360DPiP-12LCA-SM | Variant of G2-ADAPTER-PACKS | InstaPATCH® 360, TeraSPEED® SYSTIMAX 360 Distribution Panel 12 LC APC, Green iPatch Ready | SYSTIMAX® |  |  | Fiber adapter pack
760242967 | 360DMiP-12LC-LS | Variant of G2-MODULES | InstaPATCH® 360 LazrSPEED® Standard Module, 12 LC fibers (6 duplex ports), Aqua, iPatch Ready | CommScope® |  |  | Fiber module
760243200 | CHD-DP-4MPO-ALL-B | Variant of CHD-ADAPTER-PACKS | CHD Distribution adapter Pack, 4 MPO, Method B | SYSTIMAX® |  | CHD | Fiber adapter pack
760243045 | DM12iP-12LC-WB-ULL | Variant of G2-MODULES | G2 ULL Multimode OM5 MPO-12 Distribution Module, 1x12F MPO unpinned to 12F LC Lime Green, Method B Enhanced, iPatch Ready | CommScope® | SYSTIMAX ULL |  | Fiber module
760243203 | CHD-DP-12LC-SM | Variant of CHD-ADAPTER-PACKS | CHD Distribution adapter Pack, Singlemode, 6 LC duplex with dust plugs | SYSTIMAX® |  | CHD | Fiber adapter pack
760237173 | MFPS-KHD-P-SIS2-048 | Variant of MFPS-PANELS | MFPS Fiber Optic panel, 1RU, 48 fibers/RU, splice/patch, SMOUV/front patch cords orientation to the right, 48 SC/APC, grade C | CommScope® |  | MFPS | Fiber patch/splice panel
760237174 | MFPS-KHD-P-SILF-048 | Variant of MFPS-PANELS | MFPS Fiber Optic panel, 1RU, 48 fibers/RU, splice/patch, SMOUV/front patch cords orientation to the right, 48 LC/UPC, grade B | CommScope® |  | MFPS | Fiber patch/splice panel
760237216 | CM12-2X3-SM-ULL | Variant of G2-MODULES | G2 ULL 2x3 Singlemode Conversion Module, (2) MPO-12 unpinned ports rear, (3) MPO-8 pinned front | CommScope® | SYSTIMAX ULL |  | Fiber module
760237219 | CM12-4X6-SM-ULL | Variant of G2-MODULES | G2 ULL 4x6 Singlemode Conversion Module, (4) MPO-12 unpinned ports rear, (6) MPO-8 pinned front | CommScope® | SYSTIMAX ULL |  | Fiber module
760058677 | RMB-6-1/2 | Variant | InstaPATCH® Plus Attachment Bracket, Rack Mounted, Six 1/2" fittings | CommScope® | InstaPATCH® Plus |  | Cable attachment kit
760238084 | DM08iP-24LC-SM-ULL | Variant of G2-MODULES | G2 ULL Singlemode MPO-8 Distribution Module, 3x8F MPO unpinned to 24F LC Blue, Method B Enhanced, iPatch Ready | CommScope® | SYSTIMAX ULL ¦ TeraSPEED® |  | Fiber module
760237999 | EHD24-DM-24LC-LS-B-ULL | Variant of EHD-MODULES | EHD ULL Multimode OM4 MPO-24 distribution module, 24LC to 1x24f MPOs unpinned, dust plugs | CommScope® | SYSTIMAX ULL | EHD | Fiber module
760237992 | EHD12-DM-24LC-SM-B-ULL | Variant of EHD-MODULES | EHD ULL Singlemode MPO-12 distribution module, 24LC to 2x12f MPOs unpinned, dust plugs | CommScope® | SYSTIMAX ULL | EHD | Fiber module
760238000 | EHD24-DM-24LC-WB-B-ULL | Variant of EHD-MODULES | EHD ULL Multimode OM5 Wideband MPO-24 distribution module, 24LC to 1x24f MPOs unpinned, dust plugs | CommScope® | SYSTIMAX ULL | EHD | Fiber module
760238001 | EHD12-DM-24LA-SM-AS-LL | Variant of EHD-MODULES | EHD LL Singlemode MPO-12 distribution module, 24LC to 2x12f MPOs pinned, dust plugs | CommScope® |  | EHD | Fiber module
760238380 | BK-FP-SML | Variant | Small universal blocking kit, for use with ribbon fiber splice cassettes | CommScope® |  |  | Block kit
760238573 | MFPS-KXD-P-PNL2-96 | Variant of MFPS-PANELS | MFPS Fiber Optic panel, 1RU, 96 fibers/RU, patch/patch, front patch cords orientation to the right, 96 LC/APC | CommScope® |  | MFPS | Fiber patch panel
760238381 | BK-FP-LRG | Variant | Large universal blocking kit, for use with ribbon fiber splice cassettes | CommScope® |  |  | Block kit
760238659 | CPP-FMA-KIT-4PK | Variant | Fiber Module Adapter (4 ea/pkg), Black | CommScope® |  |  | Adapter
760238574 | MFPS-KXD-P-PML2-96 | Variant of MFPS-PANELS | MFPS Fiber Optic panel, 1RU, 96 fibers/RU, patch/patch, front patch cords orientation to the left, 96 LC/APC | CommScope® |  | MFPS | Fiber patch panel
760238660 | CPP-UDDM-SL-KIT-4PK | Variant | Unshielded Discrete Distribution Module, SL, (4 ea/pkg), Black | CommScope® |  | SL Series ¦ USL Series | Module
760238575 | MFPS-KXD-P-SKL2-96 | Variant of MFPS-PANELS | MFPS Fiber Optic panel, 1RU, 96 fibers/RU, splice/patch, SMOUV/front patch cords orientation to the left, 96 LC/APC, grade C | CommScope® |  | MFPS | Fiber patch/splice panel
760238661 | CPP-SDDM-SL-KIT-4PK | Variant | Shielded Discrete Distribution Module, SL, (4 ea/pkg), Black | CommScope® |  |  | Module
760238459 | MFPS-JED-P-SKL2-144 | Variant of MFPS-PANELS | MFPS Fiber Optic panel, 2RU, 72 fibers/RU, splice/patch, SMOUV/front patch cords orientation to the left, 144 LC/APC, grade C | CommScope® |  | MFPS | Fiber patch/splice panel
760238813 | MFPS-JXD-P-SKLF-192 | Variant of MFPS-PANELS | MFPS Fiber Optic panel, 2RU, 96 fibers/RU, splice/patch, SMOUV/front patch cords orientation to the left, 192 LC/UPC, grade B | CommScope® |  | MFPS | Fiber patch/splice panel
760238838 | DM12-12LC-LS-ULL | Variant of G2-MODULES | G2 ULL Multimode OM4 MPO-12 Distribution Module, 12LC to 1X12f MPOs unpinned, internal shutters | CommScope® | SYSTIMAX ULL | G2 | Fiber module
760238932 | EHD-SP-24LC-SMR-B-ULL | Variant of EHD-SPLICE-CASSETTES | EHD ULL Singlemode Splice Cassette, 24LC with dust plugs and ribbon pigtails | CommScope® | SYSTIMAX ULL | EHD | Fiber cassette with ribbon pigtail
760238902 | EHD-DP-12LC-WB | Variant of EHD-ADAPTER-PACKS | EHD Distribution adapter Pack, Multimode OM5, 12 LC duplex with dust plugs | SYSTIMAX® |  | EHD | Fiber adapter pack
760238903 | EHD-DP-12LC-LS | Variant of EHD-ADAPTER-PACKS | EHD Distribution adapter Pack, Multimode OM4, 12 LC duplex with dust plugs | SYSTIMAX® |  | EHD | Fiber adapter pack
760238904 | EHD-DP-12LC-SM | Variant of EHD-ADAPTER-PACKS | EHD Distribution adapter Pack, Singlemode, 12 LC duplex with dust plugs | SYSTIMAX® |  | EHD | Fiber adapter pack
760238848 | MFPS-JHD-P-PMS2-096 | Variant of MFPS-PANELS | MFPS Fiber Optic panel, 2RU, 48 fibers/RU, patch/patch, front patch cords orientation to the left, 96 SC/APC | CommScope® |  | MFPS | Fiber patch panel
760238658 | CPP-BM-KIT-4PK | Variant | Blank Module (4 ea/pkg), Black | CommScope® |  |  | Blank plate
760238937 | EHD-SP-24LA-SM-AS | Variant of EHD-SPLICE-CASSETTES | EHD Singlemode Splice Cassette, 24LC/APC with dust plugs and pigtails | CommScope® |  | EHD | Fiber cassette with pigtails
760238894 | EHD12-DM-24LC-SM-B-ULLM | Variant of EHD-MODULES | EHD ULL Singlemode MPO-12 distribution module, 24LC to 2x12f MPOs pinned, dust plugs | CommScope® | SYSTIMAX ULL | EHD | Fiber module
760238914 | MFPS-KHD-P-SKS2-048 | Variant of MFPS-PANELS | MFPS Fiber Optic panel, 1RU, 48 fibers/RU, splice/patch, SMOUV/front patch cords orientation to the left, 48 SC/APC, grade C | CommScope® |  | MFPS | Fiber patch/splice panel
760238938 | EHD-SP-24LA-SM-B | Variant of EHD-SPLICE-CASSETTES | EHD Singlemode Splice Cassette, 24LC/APC with dust plugs and pigtails | CommScope® |  | EHD | Fiber cassette with pigtails
760239074 | UDS-2U-BK-LC-A-ULL | Variant of UDS-PANELS | UDS 2RU splice panel, 144 duplex LC/UPC ports, Method A | CommScope® |  | UDS | Fiber patch/splice panel
760238950 | FD-8-2U-A | Variant of FD-PANELS | 2RU patch panel which interfaces with QSFP ports to easily break them out in LC connections. The MPO and LC ports are both front facing for easy mapping and patching. 20 singlemode MPO-8 pinned and 80 duplex shuttered LC ports, Method A | CommScope® |  | FD | Fiber patch panel
760239075 | UDS-2U-WH-LC-A-ULL | Variant of UDS-PANELS | UDS 2RU splice panel, 144 duplex LC/UPC ports, Method A, ULL | CommScope® |  | UDS | Fiber patch/splice panel
760239076 | UDS-2U-BK-LC-B-ULL | Variant of UDS-PANELS | UDS 2RU splice panel, 144 duplex LC/UPC ports, Enhanced Method B, ULL | CommScope® |  | UDS | Fiber patch/splice panel
760239067 | UDS-2U-WH-LA-A | Variant of UDS-PANELS | UDS 2RU splice panel, 144 duplex LC/APC ports, Method A | CommScope® |  | UDS | Fiber patch/splice panel
760239017 | MFPS-IHD-P-SKSG-144 | Variant of MFPS-PANELS | MFPS Fiber Optic panel, 3RU, 48 fibers/RU, splice/patch, SMOUV/front patch cords orientation to the left, 144 SC/APC, Grade B | CommScope® |  | MFPS | Fiber patch/splice panel
760239068 | UDS-2U-BK-LA-B | Variant of UDS-PANELS | UDS 2RU splice panel, 144 duplex LC/APC ports, Enhanced Method B | CommScope® |  | UDS | Fiber patch/splice panel
760239077 | UDS-2U-WH-LC-B-ULL | Variant of UDS-PANELS | UDS 2RU splice panel, 144 duplex LC/UPC ports, Enhanced Method B, ULL | CommScope® |  | UDS | Fiber patch/splice panel
760239069 | UDS-2U-WH-LA-B | Variant of UDS-PANELS | UDS 2RU splice panel, 144 duplex LC/APC ports, Enhanced Method B | CommScope® |  | UDS | Fiber patch/splice panel
760239154 | MFPS-KHD-P-SIE9-048 | Variant of MFPS-PANELS | MFPS Fiber Optic panel, 1RU, 48 fibers/RU, splice/patch, SMOUV/front patch cords orientation to the right, 48 LSH/APC, grade B | CommScope® |  | MFPS | Fiber patch/splice panel
760239155 | MFPS-JHD-P-SIE9-096 | Variant of MFPS-PANELS | MFPS Fiber Optic panel, 2RU, 48 fibers/RU, splice/patch, SMOUV/front patch cords orientation to the right, 96 LSH/APC, grade B | CommScope® |  | MFPS | Fiber patch/splice panel
760239070 | UDS-6U-BK-LA-A | Variant of UDS-PANELS | UDS 6RU splice panel, 432 duplex LC/APC ports, Method A | CommScope® |  | UDS | Fiber patch/splice panel
760239156 | MFPS-IHD-P-SIE9-144 | Variant of MFPS-PANELS | MFPS Fiber Optic panel, 3RU, 48 fibers/RU, splice/patch, SMOUV/front patch cords orientation to the right, 144 LSH/APC, Grade B | CommScope® |  | MFPS | Fiber patch/splice panel
760239080 | UDS-6U-BK-LC-B-ULL | Variant of UDS-PANELS | UDS 6RU splice panel, 432 duplex LC/UPC ports, Enhanced Method B, ULL | CommScope® |  | UDS | Fiber patch/splice panel
760239071 | UDS-6U-WH-LA-A | Variant of UDS-PANELS | UDS 6RU splice panel, 432 duplex LC/APC ports, Method A | CommScope® |  | UDS | Fiber patch/splice panel
760239072 | UDS-6U-BK-LA-B | Variant of UDS-PANELS | UDS 6RU splice panel, 432 duplex LC/APC ports, Enhanced Method B | CommScope® |  | UDS | Fiber patch/splice panel
760239082 | EPX-HD-UD-UDS2U-DOOR-LOCK-KT | Variant | Door lock kit for EPX , HD, UD, and UDS2U panels, including one (1) lock and one (1) key | CommScope® |  |  | Lock kit
760239123 | MFPS-IXD-P-SKL1-288 | Variant of MFPS-PANELS | MFPS Fiber Optic panel, 3RU, 96 fibers/RU, splice/patch, SMOUV/front patch cords orientation to the left, 288 LC/UPC, grade C | CommScope® |  | MFPS | Fiber patch/splice panel
760239129 | EHD-FT-00-LC-00-00-00 | Variant of EHD-SPLICE-CASSETTES | EHD 24 port LC field term splice cassette | CommScope® |  | EHD | Fiber cassette
760239367 | EHD12-DM-24LC-LS-B-ULLM | Variant of EHD-MODULES | EHD ULL Multimode OM4 MPO-12 distribution module, 24LC to 2x12f MPOs pinned, dust plugs | CommScope® | SYSTIMAX ULL | EHD | Fiber module
760239384 | EHD-SP-24LC-WB-B-ULL | Variant of EHD-SPLICE-CASSETTES | EHD ULL Multimode OM5 Splice Cassette, 24LC with dust plugs and pigtails | CommScope® | SYSTIMAX ULL | EHD | Fiber cassette with pigtails
760239559 | HD-SP-iP-1U-96F-LC-DP | Variant of HD-PANELS | HD SP iPATCH 1U 96F-LC Distribution Panel | CommScope® | iPatch® ¦ imVision® | HD | Fiber patch panel
760239383 | EHD-SP-24LC-WB-AS-ULL | Variant of EHD-SPLICE-CASSETTES | EHD Multimode OM5 Splice Cassette, 24LC with dust plugs and pigtails | CommScope® | SYSTIMAX ULL | EHD | Fiber cassette with pigtails
760239898 | FACT-ACCCTUMLT | Variant of FACT-CHASSIS-ACCESSORIES | FACT® Cable Termination Unit (CTU) for one cable with max. diameter of 15 mm or one flex tube of 12-16 mm |  | FACT® | FACT | Cable termination kit
760239899 | FACT-ACCCTUMIFC | Variant of FACT-CHASSIS-ACCESSORIES | FACT® Cable Termination Unit (CTU) for IFC-cables with max.diameter of 8.5mm for one or 6 mm for two cables |  | FACT® | FACT | Cable termination kit
760239900 | FACT-ACCCTUMP24 | Variant of FACT-CHASSIS-ACCESSORIES | FACT® Cable Termination Unit (CTU) trumpet for 24 pigtails with diameter between 1.8 mm and 2.4 mm |  | FACT® | FACT | Cable termination kit
760239861 | UMB-CMB-LG | Variant | Universal mounting bracket for cabinet mount applications for attaching cables or breakout kits | CommScope® |  |  | Mounting bracket
EH2060-000 | OCFPS1U-P121600S2 | Variant | OCFPS Fiber Optic Splitter Panel, one 2x16, symmetrical, planar, singlemode, SC/APC, 1U, 19 in, gray |  |  | OCFPS | Splitter patch panel
EH8724-000 | OCM1-CDB311L2 | Variant | OCM1 LGX Fiber Optic Module, CWDM, Demux, LC/APC, 8 channels, upgrade port, starting wavelength 1310 nm |  |  | LGX ¦ OCM1 | CWDM module
EH6582-000 | MFPS-JHD-P-SIS2-096 | Variant of MFPS-PANELS | MFPS Fiber Optic panel, 2RU, 48 fibers/RU, splice/patch, SMOUV/front patch cords orientation to the right, 96 SC/APC, grade C | CommScope® |  | MFPS | Fiber patch/splice panel
EHD-2U-W |  | Variant of EHD-PANELS | SYSTIMAX® EHD 2U sliding tray fiber panel, accepts (12) EHD ULL modules, splice cassettes or MPO panels, providing up to 144 duplex LC ports or up to 144 MPO ports, white, High Speed Migration | CommScope® |  | EHD | Fiber patch panel |  | Discontinued
EH9556-000 | MFPS-JXD-P-SIL2-192 | Variant of MFPS-PANELS | MFPS Fiber Optic panel, 2RU, 96 fibers/RU, splice/patch, SMOUV/front patch cords orientation to the right, 192 LC/APC, grade C | CommScope® |  | MFPS | Fiber patch/splice panel
EH9594-000 | MFPS-KXD-P-SIL2-96 | Variant of MFPS-PANELS | MFPS Fiber Optic panel, 1RU, 96 fibers/RU, splice/patch, SMOUV/front patch cords orientation to the right, 96 LC/APC, grade C | CommScope® |  | MFPS | Fiber patch/splice panel
EHD-CMB |  | Variant | EHD panel cabinet mount accessory bracket for zip typing generic cables | SYSTIMAX® |  | EHD | Mounting bracket
EH8723-000 | OCM1-CMB311L2 | Variant | OCM1 LGX Fiber Optic Module, CWDM, Mux, LC/APC, 8 channels, upgrade port, starting wavelength 1310 nm |  |  | LGX ¦ OCM1 | CWDM module
EH9132-000 | FIST-GPST-12-AJS3-2 | Variant of FIST-GPST-TRAYS | FIST GPST Fiber Termination/Splice Tray, 12 ports, SC/APC, singlemode, ANT splice chip, 19 in, gray, right patch cord routing |  | FIST® | FIST-GPST | Fiber patch/splice tray
EHD-RMB |  | Variant | EHD panel rack mount accessory bracket for zip tying generic cables | SYSTIMAX® |  | EHD | Mounting bracket
EH9136-000 | FIST-GPST-12-ANL5F-2 | Variant of FIST-GPST-TRAYS | FIST GPST Fiber Termination/Splice Tray, 24 ports, LC/UPC, singlemode, ANT splice chip, 19 in, gray, right patch cord routing |  | FIST® | FIST-GPST | Fiber patch/splice tray
EHD-1U |  | Variant of EHD-PANELS | SYSTIMAX® EHD 1U sliding tray fiber panel, accepts (6) EHD ULL modules, splice cassettes or MPO panels, providing up to 72 duplex LC ports or up to 72 MPO ports, High Speed Migration | CommScope® |  | EHD | Fiber patch panel |  | Discontinued
EHD-1U-W |  | Variant of EHD-PANELS | SYSTIMAX® EHD 1U sliding tray fiber panel, accepts (6) EHD ULL modules, splice cassettes or MPO panels, providing up to 72 duplex LC ports or up to 72 MPO ports, white, High Speed Migration | CommScope® |  | EHD | Fiber patch panel |  | Discontinued
EHD-2U |  | Variant of EHD-PANELS | SYSTIMAX® EHD 2U sliding tray fiber panel, accepts (12) EHD ULL modules, splice cassettes or MPO panels, providing up to 144 duplex LC ports or up to 144 MPO ports, High Speed Migration | CommScope® |  | EHD | Fiber patch panel |  | Discontinued
EK3470-000 | MFPS-IHD-P-SKS2-144 | Variant of MFPS-PANELS | MFPS Fiber Optic panel, 3RU, 48 fibers/RU, splice/patch, SMOUV/front patch cords orientation to the left, 144 SC/APC, Grade C | CommScope® |  | MFPS | Fiber patch/splice panel
EK3471-000 | MFPS-IHD-P-PMS2-144 | Variant of MFPS-PANELS | MFPS Fiber Optic panel, 3RU, 48 fibers/RU, patch/patch, front patch cords orientation to the left, 144 SC/APC | CommScope® |  | MFPS | Fiber patch panel
EK3431-000 | MFPS-IHD-P-SIS2-144 | Variant of MFPS-PANELS | MFPS Fiber Optic panel, 3RU, 48 fibers/RU, splice/patch, SMOUV/front patch cords orientation to the right, 144 SC/APC, Grade C | CommScope® |  | MFPS | Fiber patch/splice panel
EK5806-001 |  | Variant of LGX/1000-ADAPTER-PACKS | 1000-Type Adapter Pack with 6 LC duplex MM adapters, aqua | CommScope® | LazrSPEED® | 1000-style | Fiber adapter pack
EK3731-000 | MFPS-JED-P-PML1-144 | Variant of MFPS-PANELS | MFPS Fiber Optic panel, 2RU, 72 fibers/RU, patch/patch, front patch cords orientation to the left, 144 LC/UPC | CommScope® |  | MFPS | Fiber patch panel
EK3437-000 | MFPS-KED-P-PNL1-72 | Variant of MFPS-PANELS | MFPS Fiber Optic panel, 1RU, 72 fibers/RU, patch/patch, front patch cords orientation to the right, 72 LC/UPC | CommScope® |  | MFPS | Fiber patch panel
EK5809-001 |  | Variant of LGX/1000-ADAPTER-PACKS | 1000-Type Adapter Pack with 12 LC duplex SM adapters, blue | CommScope® | TeraSPEED® | 1000-style | Fiber adapter pack
EM1828-001 |  | Variant of LGX/1000-ADAPTER-PACKS | 1000-Type Adapter Pack with 6 SC duplex SM adapters, blue | CommScope® | TeraSPEED® | 1000-style | Fiber adapter pack
EM2454-001 |  | Variant of LGX/1000-ADAPTER-PACKS | 1000-Type Adapter Pack, blank, black | CommScope® | LazrSPEED® | 1000-style | Fiber adapter pack ¦ blank
F03491-000 | FIST-UST-3HU-B-B | Variant of FIST-CHASSIS-ACCESSORIES | FIST® Universal Side Termination Kit for 2 IFC or breakout cables from top or bottom |  | FIST® | FIST-GPS2 ¦ FIST-GPS3 | Cable termination kit
F07925-000 | OCM5-SP11W00S2-18DASIA-U | Variant | OCM5 Fiber Optic Splitter Module, Planar, one 1x32 Splitter, singlemode, SC/APC, symmetrical split ratio, 1.8 m pigtails |  |  | OCM5 | Splitter module
F59479-000 | FOMS-STO-1U-NR | Variant of FOMS-PANELS | FOMS-FPS Fiber Storage Panel, 1U, 19 in, gray | CommScope® |  | FOMS-FPS | Fiber storage panel
FACT-MMDC20L5UB-S |  | Variant of FACT-MODULES | FACT® MPO Module, multimode, Ultra Low Loss (ULL), LC/UPC-MPO 24 fiber, left exit (for MPO module) | CommScope® | FACT® | FACT | Fiber module
FACT-MMDKE0L0UB-S |  | Variant of FACT-MODULES | FACT® MPO Module, singlemode, Ultra Low Loss (ULL), LC/UPC-MPO 24 fiber, left exit (for MPO module) | CommScope® | FACT® | FACT | Fiber module
FACT-MMDKE0R0UB-S |  | Variant of FACT-MODULES | FACT® MPO Module, singlemode, Ultra Low Loss (ULL), LC/UPC-MPO 24 fiber, right exit (for MPO module) | CommScope® | FACT® | FACT | Fiber module
EF5508-000 | OCFPS1U-DYY1204L2-2T-SUB | Variant | OCFPS Fiber Optic DWDM Panel, double mux, 20 channels, 1561.42 nm starting wavelength, 100 GHz channel spacing, upgrade port, LC/APC, 1U, 19 in, gray |  |  | OCFPS | DWDM patch panel
EF5509-000 | OCFPS1U-DYY1404L2-2T-SUB | Variant | OCFPS Fiber Optic DWDM Panel, double mux, 20 channels, 1545.32 nm starting wavelength, 100 GHz channel spacing, upgrade port, LC/APC, 1U, 19 in, gray |  |  | OCFPS | DWDM patch panel
EF7209-000 | FIST-GPSTF-12-AML1-2 | Variant of FIST-GPSTF-TRAYS | FIST GPST Fiber Patch/Splice Tray, 24 ports, LC/UPC, singlemode, preterminated with pigtails, SMOUV splice chip, 15 in, gray, right patch cord routing |  | FIST® | FIST-GPST | Fiber patch/splice tray
EG2911-000 | FOMS-FPS-HD-J-PML2-96 | Variant of FOMS-PANELS | FOMS-FPS High Density Fiber Termination Panel, 96 LC/APC, singlemode, 2RU, 19 in, gray | CommScope® |  | FOMS-FPS | Fiber patch panel
EG0680-000 | FOMS-FPS-HD-J-PNS1-48 | Variant of FOMS-PANELS | FOMS-FPS High Density Fiber Termination Panel, 48 SC/UPC, singlemode, 2RU, 19 in, gray | CommScope® |  | FOMS-FPS | Fiber patch panel
EG3371-000 | OCFPS1U-P123200S2 | Variant | OCFPS Fiber Optic Splitter Panel, one 2x32, symmetrical, planar, singlemode, SC/APC, 1U, 19 in, gray |  |  | OCFPS | Splitter patch panel |  | Discontinued
EG4017-000 | FOMS-FPS-O-SIL2-48 | Variant of FOMS-PANELS | FOMS-FPS Fiber Termination/Splice Panel, 48 LC/APC, singlemode, 1RU, 19 in, gray | CommScope® |  | FOMS-FPS | Fiber patch/splice panel
EG4066-000 | FIST-FCASA2-4M531NN-L | Variant | FIST® Fiber Splice Tray with Field Installable CWDM, 4 Channels, Multiplexing, 1531nm starting wavelength, 20nm channel spacing, all fibers at left side |  | FIST® | FIST-FCASA2 | CWDM splice tray
EG4811-000 | FIST-ITK3 | Variant of FIST-CHASSIS-ACCESSORIES | FIST® GSS3 Inner cable termination kit, providing strain relief to IFC sub-units in cable to splice to pigtails, with foam and tie-wraps 1 kit per shelf required |  | FIST® | FIST-GSS2 ¦ FIST-GSS3 | Cable termination kit
EG6976-000 | FOMS-FPS-HD-J-SIL2-96 | Variant of FOMS-PANELS | FOMS-FPS High Density Fiber Termination/Splice Panel, 96 LC/APC, singlemode, 2RU, 19 in, gray | CommScope® |  | FOMS-FPS | Fiber patch/splice panel
EG6989-000 | FIST-GPSTF-12-AAE9-2 | Variant of FIST-GPSTF-TRAYS | FIST GPST Fiber Patch Tray, 12 ports, LSH/APC, singlemode, 15 in, gray, right patch cord routing |  | FIST® | FIST-GPST | Fiber patch tray
EG7894-000 | FIST-OC-GA41200L2-RS | Variant of FIST-OC-TRAYS | FIST GPST fiber patch/splitter tray, four 1x2 splitters, FBT, symmetrical split ratio, LC/APC, gray, right oriented |  | FIST® | FIST-OC-G | Splitter patch tray
EG9081-000 | OCM1-CC8471S2 | Variant | OCM1 LGX Fiber Optic Module, CWDM, Compact, SC/APC, 8 channels, starting wavelength 1470 nm |  |  | LGX ¦ OCM1 | CWDM module
EG9149-000 | FIST-FCASA2-1M490NN-L | Variant | FIST® Fiber Splice Tray with Field Installable CWDM, 1 Channel, Multiplexer, 1491nm starting wavelength, all fibers at left side |  | FIST® | FIST-FCASA2 | CWDM splice tray
EG9250-001 | OCM1-SP11400S2-AP | Variant | OCM1 LGX Style Fiber Optic Splitter Module, Planar, one 1x4 Splitter, singlemode, SC/APC, symmetrical split ratio |  |  | LGX ¦ OCM1 | Splitter module |  | Discontinued
EG9580-000 | FOMS-FPS-HD-K-SKL2-48 | Variant of FOMS-PANELS | FOMS-FPS High Density Fiber Termination/Splice Panel, 48 LC/APC, singlemode, 1RU, 19 in, gray | CommScope® |  | FOMS-FPS | Fiber patch/splice panel
EH6588-000 | MFPS-KHD-P-SIL2-048 | Variant of MFPS-PANELS | MFPS Fiber Optic panel, 1RU, 48 fibers/RU, splice/patch, SMOUV/front patch cords orientation to the right, 48 LC/APC, grade C | CommScope® |  | MFPS | Fiber patch/splice panel
899651-000 | FOSC-OC-6DAX1284NN2T-U23 | Variant | FOSC® A-TRAY-24 type, DWDM, 4 channels + upgrade port, double demux, 1554.94 nm starting wavelength, 100 GHz channel spacing + upgrade |  | FOSC® | FOSC-OC | DWDM splice tray
890118-000 | FIST-GSS2-CT-BR-2 | Variant of FIST-CHASSIS-ACCESSORIES | FIST® GSS2/3 Back cable termination kit, 2 pieces |  | FIST® | FIST-GSS2 ¦ FIST-GSS3 | Cable termination kit
912228-000 | FOSC-OC-3DBD1521NN2T-U23 | Variant | FOSC® D-TRAY-72 type, DWDM, 8 channels + upgrade port, demux, 1535.82 nm starting wavelength, 100 GHz channel spacing |  | FOSC® | FOSC-OC | DWDM splice tray
CW2311-000 | FIST-FCASA2-1R490NN-L | Variant | FIST® Fiber Splice Tray with Field Installable CWDM, 1 Channel, Add/drop for 2 fibers, 1491nm starting wavelength, all fibers at left side |  | FIST® | FIST-FCASA2 | CWDM splice tray
CW2312-000 | FIST-FCASA2-1R510NN-L | Variant | FIST® Fiber Splice Tray with Field Installable CWDM, 1 Channel, Add/drop for 2 fibers, 1511nm starting wavelength, all fibers at left side |  | FIST® | FIST-FCASA2 | CWDM splice tray
CW2313-000 | FIST-FCASA2-1R530NN-L | Variant | FIST® Fiber Splice Tray with Field Installable CWDM, 1 Channel, Add/drop for 2 fibers, 1531nm starting wavelength, all fibers at left side |  | FIST® | FIST-FCASA2 | CWDM splice tray
CW2315-000 | FIST-FCASA2-1R570NN-L | Variant | FIST® Fiber Splice Tray with Field Installable CWDM, 1 Channel, Add/drop for 2 fibers, 1571nm starting wavelength, all fibers at left side |  | FIST® | FIST-FCASA2 | CWDM splice tray
CW3308-000 | FIST-OC-GA31200S2-LP | Variant of FIST-OC-TRAYS | FIST GPST fiber patch/splitter tray, three 1x2 splitters, FBT, symmetrical split ratio, SC/APC, gray, left oriented |  | FIST® | FIST-OC-G | Splitter patch tray
CW2317-000 | FIST-FCASA2-1R590NN-L | Variant | FIST® Fiber Splice Tray with Field Installable CWDM, 1 Channel, Add/drop for 2 fibers, 1591nm starting wavelength, all fibers at left side |  | FIST® | FIST-FCASA2 | CWDM splice tray
CW3764-000 | FIST-OC-GP21400S1-RP | Variant of FIST-OC-TRAYS | FIST GPST fiber patch/splitter tray, two 1x4 splitters, planar, symmetrical split ratio, SC/UPC, gray, right oriented |  | FIST® | FIST-OC-G | Splitter patch tray
CW0093-000 | OCFPS1U-P113200S1 | Variant | OCFPS Fiber Optic Splitter Panel, one 1x32, symmetrical, planar, singlemode, SC/UPC, 1U, 19 in, gray |  |  | OCFPS | Splitter patch panel |  | Discontinued
CW5546-000 | FOMS-FPS-HD-K-SIL1-48 | Variant of FOMS-PANELS | FOMS-FPS High Density Fiber Termination/Splice Panel, 48 LC/UPC, singlemode, 1RU, 19 in, gray | CommScope® |  | FOMS-FPS | Fiber patch/splice panel
CW5547-000 | FOMS-FPS-HD-J-SIL1-96 | Variant of FOMS-PANELS | FOMS-FPS High Density Fiber Termination/Splice Panel, 96 LC/UPC, singlemode, 2RU, 19 in, gray | CommScope® |  | FOMS-FPS | Fiber patch/splice panel
CWFMT-2LLBA0CN1-47 |  | Variant of NGF-FMT-WDM-MODULES | FMT MicroVAM Fiber Optic Module, CWDM, 4 channels, mux/demux, SC/APC, starting wavelength 1611 nm |  |  | FMT | CWDM module
CWFMT-2LLBC0CN1000 |  | Variant of NGF-FMT-WDM-MODULES | FMT MicroVAM Fiber Optic Module, CWDM, 4 channels, mux/demux, SC/APC, starting wavelength 1571 nm |  |  | FMT | CWDM module
CWFMT-2LLBE0CN1-D |  | Variant of NGF-FMT-WDM-MODULES | FMT MicroVAM Fiber Optic Module, CWDM, 4 channels, mux/demux, SC/APC, starting wavelength 1531 nm |  |  | FMT | CWDM module
CW9071-000 | FOMS-FPS-HD-K-SIL2-48 | Variant of FOMS-PANELS | FOMS-FPS High Density Fiber Termination/Splice Panel, 48 LC/APC, singlemode, 1RU, 19 in, gray | CommScope® |  | FOMS-FPS | Fiber patch/splice panel
CX2847-000 | FOMS-FPS-HD-K-PMS2-48 | Variant of FOMS-PANELS | FOMS-FPS High Density Fiber Termination Panel, 48 SC/APC, singlemode, 1RU, 19 in, gray | CommScope® |  | FOMS-FPS | Fiber patch panel
CWVSM-2LLBAFCN1-EX |  | Variant of FDF-FL2-WDM-MODULES | FCM/FL2 VAM Fiber Optic Module, CWDM, 4 channels, mux/demux, SC/APC, starting wavelength 1531 nm |  |  | FDF ¦ FL2000 | CWDM module
CX1952-000 | FOMS-FPS-HD-J-PMS2-96 | Variant of FOMS-PANELS | FOMS-FPS High Density Fiber Termination Panel, 96 SC/APC, singlemode, 2RU, 19 in, gray | CommScope® |  | FOMS-FPS | Fiber patch panel
CX2443-000 | FOSC-OC-3D4D1292NN | Variant | FOSC® D-TRAY-72 type, DWDM, 4 channels, demux, 1554.13 nm starting wavelength, 200 GHz channel spacing |  | FOSC® | FOSC-OC | DWDM splice tray
CX2821-000 | FIST-GPST-12-MALD-2 | Variant of FIST-GPST-TRAYS | FIST GPST Fiber Patch/Splice Tray, 24 ports, LC/APC, singlemode, preterminated with pigtails, SMOUV splice chip, 19 in, gray, left patch cord routing |  | FIST® | FIST-GPST | Fiber patch/splice tray |  | Discontinued
RCP-4KBPUZ06925B |  | Variant of RAPID-FIBER-PANELS | RapidFiber® Termination Panel, 288-Position 4RU, singlemode, LC/UPC to LC/APC breakouts, 69m cable with 25 inch breakout length and 1.2MM Breakout Jacketing | CommScope® | RapidFiber® | RCP | Fiber patch panel ¦ with rapid cable
RCP-4KBPUZ06939B |  | Variant of RAPID-FIBER-PANELS | RapidFiber® Termination Panel, 288-Position 4RU, singlemode, LC/UPC to LC/APC breakouts, 69m cable with 39 inch breakout length and 1.2MM Breakout Jacketing | CommScope® | RapidFiber® | RCP | Fiber patch panel ¦ with rapid cable
RCP-4KBPUZ09209B |  | Variant of RAPID-FIBER-PANELS | RapidFiber® Termination Panel, 288-Position 4RU, singlemode, LC/UPC to LC/APC breakouts, 92m cable with 108 inch breakout length and 1.2MM Breakout Jacketing | CommScope® | RapidFiber® | RCP | Fiber patch panel ¦ with rapid cable
RCP-4KBPUZ09225B |  | Variant of RAPID-FIBER-PANELS | RapidFiber® Termination Panel, 288-Position 4RU, singlemode, LC/UPC to LC/APC breakouts, 92m cable with 25 inch breakout length and 1.2MM Breakout Jacketing | CommScope® | RapidFiber® | RCP | Fiber patch panel ¦ with rapid cable
RCP-4KBPUZ09239B |  | Variant of RAPID-FIBER-PANELS | RapidFiber® Termination Panel, 288-Position 4RU, singlemode, LC/UPC to LC/APC breakouts, 92m cable with 39 inch breakout length and 1.2MM Breakout Jacketing | CommScope® | RapidFiber® | RCP | Fiber patch panel ¦ with rapid cable
760244650 | FACT-MMDLCH-B | Variant of FACT-MODULES | FACT® MPO Module, left sided, LC at front side, 2x12 fiber MPO at rear side, ULL multimode OM4, wiring method B Enhanced | CommScope® | FACT® | FACT | Fiber module
RCP-4KBPUZ11409B |  | Variant of RAPID-FIBER-PANELS | RapidFiber® Termination Panel, 288-Position 4RU, singlemode, LC/UPC to LC/APC breakouts, 114m cable with 108 inch breakout length and 1.2MM Breakout Jacketing | CommScope® | RapidFiber® | RCP | Fiber patch panel ¦ with rapid cable
RCP-4KBPUZ11445B |  | Variant of RAPID-FIBER-PANELS | RapidFiber® Termination Panel, 288-Position 4RU, singlemode, LC/UPC to LC/APC breakouts, 114m cable with 45 inch breakout length and 1.2MM Breakout Jacketing | CommScope® | RapidFiber® | RCP | Fiber patch panel ¦ with rapid cable
RCP-4KBPUZ11467B |  | Variant of RAPID-FIBER-PANELS | RapidFiber® Termination Panel, 288-Position 4RU, singlemode, LC/UPC to LC/APC breakouts, 114m cable with 67 inch breakout length and 1.2MM Breakout Jacketing | CommScope® | RapidFiber® | RCP | Fiber patch panel ¦ with rapid cable
RCP-4KBPUZ13725B |  | Variant of RAPID-FIBER-PANELS | RapidFiber® Termination Panel, 288-Position 4RU, singlemode, LC/UPC to LC/APC breakouts, 137m cable with 25 inch breakout length and 1.2MM Breakout Jacketing | CommScope® | RapidFiber® | RCP | Fiber patch panel ¦ with rapid cable
RCP-4KBPUZ13745B |  | Variant of RAPID-FIBER-PANELS | RapidFiber® Termination Panel, 288-Position 4RU, singlemode, LC/UPC to LC/APC breakouts, 137m cable with 45 inch breakout length and 1.2MM Breakout Jacketing | CommScope® | RapidFiber® | RCP | Fiber patch panel ¦ with rapid cable
RCP-4KBPUZ16039B |  | Variant of RAPID-FIBER-PANELS | RapidFiber® Termination Panel, 288-Position 4RU, singlemode, LC/UPC to LC/APC breakouts, 160m cable with 39 inch breakout length and 1.2MM Breakout Jacketing | CommScope® | RapidFiber® | RCP | Fiber patch panel ¦ with rapid cable
RCP-4KBPUZ18309B |  | Variant of RAPID-FIBER-PANELS | RapidFiber® Termination Panel, 288-Position 4RU, singlemode, LC/UPC to LC/APC breakouts, 183m cable with 108 inch breakout length and 1.2MM Breakout Jacketing | CommScope® | RapidFiber® | RCP | Fiber patch panel ¦ with rapid cable
RCP-4KBPUZ18325B |  | Variant of RAPID-FIBER-PANELS | RapidFiber® Termination Panel, 288-Position 4RU, singlemode, LC/UPC to LC/APC breakouts, 183m cable with 25 inch breakout length and 1.2MM Breakout Jacketing | CommScope® | RapidFiber® | RCP | Fiber patch panel ¦ with rapid cable
RCP-4KBPUZ18339B |  | Variant of RAPID-FIBER-PANELS | RapidFiber® Termination Panel, 288-Position 4RU, singlemode, LC/UPC to LC/APC breakouts, 183m cable with 39 inch breakout length and 1.2MM Breakout Jacketing | CommScope® | RapidFiber® | RCP | Fiber patch panel ¦ with rapid cable
RCP-4KBPUZ20667B |  | Variant of RAPID-FIBER-PANELS | RapidFiber® Termination Panel, 288-Position 4RU, singlemode, LC/UPC to LC/APC breakouts, 206m cable with 67 inch breakout length and 1.2MM Breakout Jacketing | CommScope® | RapidFiber® | RCP | Fiber patch panel ¦ with rapid cable
760244850 | FACT-MMDR5H-B | Variant of FACT-MODULES | FACT® MPO Module, right sided, LC at front side, 2x12 fiber MPO at rear side, ULL multimode OM5, wiring method B Enhanced | CommScope® | FACT® | FACT | Fiber module
RCP-4KBPUZ22967B |  | Variant of RAPID-FIBER-PANELS | RapidFiber® Termination Panel, 288-Position 4RU, singlemode, LC/UPC to LC/APC breakouts, 229m cable with 67 inch breakout length and 1.2MM Breakout Jacketing | CommScope® | RapidFiber® | RCP | Fiber patch panel ¦ with rapid cable
RCP-4ZBPUK02325B |  | Variant of RAPID-FIBER-PANELS | RapidFiber® Termination Panel, 288-Position 4RU, singlemode, LC/APC to LC/UPC breakouts, 23m cable with 25 inch breakout length and 1.2MM Breakout Jacketing | CommScope® | RapidFiber® | RCP | Fiber patch panel ¦ with rapid cable
RCP-4ZBPUK02345B |  | Variant of RAPID-FIBER-PANELS | RapidFiber® Termination Panel, 288-Position 4RU, singlemode, LC/APC to LC/UPC breakouts, 23m cable with 45 inch breakout length and 1.2MM Breakout Jacketing | CommScope® | RapidFiber® | RCP | Fiber patch panel ¦ with rapid cable
RCP-4ZBPUK02367B |  | Variant of RAPID-FIBER-PANELS | RapidFiber® Termination Panel, 288-Position 4RU, singlemode, LC/APC to LC/UPC breakouts, 23m cable with 67 inch breakout length and 1.2MM Breakout Jacketing | CommScope® | RapidFiber® | RCP | Fiber patch panel ¦ with rapid cable
RCP-4ZBPUK04625B |  | Variant of RAPID-FIBER-PANELS | RapidFiber® Termination Panel, 288-Position 4RU, singlemode, LC/APC to LC/UPC breakouts, 46m cable with 25 inch breakout length and 1.2MM Breakout Jacketing | CommScope® | RapidFiber® | RCP | Fiber patch panel ¦ with rapid cable
RCP-4ZBPUK04639B |  | Variant of RAPID-FIBER-PANELS | RapidFiber® Termination Panel, 288-Position 4RU, singlemode, LC/APC to LC/UPC breakouts, 46m cable with 39 inch breakout length and 1.2MM Breakout Jacketing | CommScope® | RapidFiber® | RCP | Fiber patch panel ¦ with rapid cable
RCP-4ZBPUK04645B |  | Variant of RAPID-FIBER-PANELS | RapidFiber® Termination Panel, 288-Position 4RU, singlemode, LC/APC to LC/UPC breakouts, 46m cable with 45 inch breakout length and 1.2MM Breakout Jacketing | CommScope® | RapidFiber® | RCP | Fiber patch panel ¦ with rapid cable
760244854 | FACT-MMDRCH-A | Variant of FACT-MODULES | FACT® MPO Module, right sided, LC at front side, 2x12 fiber MPO at rear side, ULL multimode OM4, wiring method A | CommScope® | FACT® | FACT | Fiber module
760244856 | FACT-MMDRC2-A | Variant of FACT-MODULES | FACT® MPO Module, right sided, LC at front side, 1x24 fiber MPO at rear side, ULL multimode OM4, wiring method A | CommScope® | FACT® | FACT | Fiber module
RCP-4ZBPUK06909B |  | Variant of RAPID-FIBER-PANELS | RapidFiber® Termination Panel, 288-Position 4RU, singlemode, LC/APC to LC/UPC breakouts, 69m cable with 108 inch breakout length and 1.2MM Breakout Jacketing | CommScope® | RapidFiber® | RCP | Fiber patch panel ¦ with rapid cable
760244921 | FACT-MMDLKE-A | Variant of FACT-MODULES | FACT® MPO Module, left sided, LC/UPC at front side, 2x12 fiber MPO at rear side, singlemode, wiring method A | CommScope® | FACT® | FACT | Fiber module
RCP-4ZBPUK06925B |  | Variant of RAPID-FIBER-PANELS | RapidFiber® Termination Panel, 288-Position 4RU, singlemode, LC/APC to LC/UPC breakouts, 69m cable with 25 inch breakout length and 1.2MM Breakout Jacketing | CommScope® | RapidFiber® | RCP | Fiber patch panel ¦ with rapid cable
RCP-4ZBPUK06939B |  | Variant of RAPID-FIBER-PANELS | RapidFiber® Termination Panel, 288-Position 4RU, singlemode, LC/APC to LC/UPC breakouts, 69m cable with 39 inch breakout length and 1.2MM Breakout Jacketing | CommScope® | RapidFiber® | RCP | Fiber patch panel ¦ with rapid cable
RCP-4ZBPUK06945B |  | Variant of RAPID-FIBER-PANELS | RapidFiber® Termination Panel, 288-Position 4RU, singlemode, LC/APC to LC/UPC breakouts, 69m cable with 45 inch breakout length and 1.2MM Breakout Jacketing | CommScope® | RapidFiber® | RCP | Fiber patch panel ¦ with rapid cable
RCP-4ZBPUK09225B |  | Variant of RAPID-FIBER-PANELS | RapidFiber® Termination Panel, 288-Position 4RU, singlemode, LC/APC to LC/UPC breakouts, 92m cable with 25 inch breakout length and 1.2MM Breakout Jacketing | CommScope® | RapidFiber® | RCP | Fiber patch panel ¦ with rapid cable
RCP-4ZBPUK09267B |  | Variant of RAPID-FIBER-PANELS | RapidFiber® Termination Panel, 288-Position 4RU, singlemode, LC/APC to LC/UPC breakouts, 92m cable with 67 inch breakout length and 1.2MM Breakout Jacketing | CommScope® | RapidFiber® | RCP | Fiber patch panel ¦ with rapid cable
RCP-4ZBPUK11439B |  | Variant of RAPID-FIBER-PANELS | RapidFiber® Termination Panel, 288-Position 4RU, singlemode, LC/APC to LC/UPC breakouts, 114m cable with 39 inch breakout length and 1.2MM Breakout Jacketing | CommScope® | RapidFiber® | RCP | Fiber patch panel ¦ with rapid cable
RCP-4ZBPUK11467B |  | Variant of RAPID-FIBER-PANELS | RapidFiber® Termination Panel, 288-Position 4RU, singlemode, LC/APC to LC/UPC breakouts, 114m cable with 67 inch breakout length and 1.2MM Breakout Jacketing | CommScope® | RapidFiber® | RCP | Fiber patch panel ¦ with rapid cable
RCP-4ZBPUK13709B |  | Variant of RAPID-FIBER-PANELS | RapidFiber® Termination Panel, 288-Position 4RU, singlemode, LC/APC to LC/UPC breakouts, 137m cable with 108 inch breakout length and 1.2MM Breakout Jacketing | CommScope® | RapidFiber® | RCP | Fiber patch panel ¦ with rapid cable
RCP-4ZBPUK13725B |  | Variant of RAPID-FIBER-PANELS | RapidFiber® Termination Panel, 288-Position 4RU, singlemode, LC/APC to LC/UPC breakouts, 137m cable with 25 inch breakout length and 1.2MM Breakout Jacketing | CommScope® | RapidFiber® | RCP | Fiber patch panel ¦ with rapid cable
RCP-4ZBPUK16025B |  | Variant of RAPID-FIBER-PANELS | RapidFiber® Termination Panel, 288-Position 4RU, singlemode, LC/APC to LC/UPC breakouts, 160m cable with 25 inch breakout length and 1.2MM Breakout Jacketing | CommScope® | RapidFiber® | RCP | Fiber patch panel ¦ with rapid cable
RCP-4ZBPUK16067B |  | Variant of RAPID-FIBER-PANELS | RapidFiber® Termination Panel, 288-Position 4RU, singlemode, LC/APC to LC/UPC breakouts, 160m cable with 67 inch breakout length and 1.2MM Breakout Jacketing | CommScope® | RapidFiber® | RCP | Fiber patch panel ¦ with rapid cable
RCP-4ZBPUK18339B |  | Variant of RAPID-FIBER-PANELS | RapidFiber® Termination Panel, 288-Position 4RU, singlemode, LC/APC to LC/UPC breakouts, 183m cable with 39 inch breakout length and 1.2MM Breakout Jacketing | CommScope® | RapidFiber® | RCP | Fiber patch panel ¦ with rapid cable
RCP-4ZBPUK18367B |  | Variant of RAPID-FIBER-PANELS | RapidFiber® Termination Panel, 288-Position 4RU, singlemode, LC/APC to LC/UPC breakouts, 183m cable with 67 inch breakout length and 1.2MM Breakout Jacketing | CommScope® | RapidFiber® | RCP | Fiber patch panel ¦ with rapid cable
RCP-4ZBPUK20645B |  | Variant of RAPID-FIBER-PANELS | RapidFiber® Termination Panel, 288-Position 4RU, singlemode, LC/APC to LC/UPC breakouts, 206m cable with 45 inch breakout length and 1.2MM Breakout Jacketing | CommScope® | RapidFiber® | RCP | Fiber patch panel ¦ with rapid cable
RCP-4ZBPUK20667B |  | Variant of RAPID-FIBER-PANELS | RapidFiber® Termination Panel, 288-Position 4RU, singlemode, LC/APC to LC/UPC breakouts, 206m cable with 67 inch breakout length and 1.2MM Breakout Jacketing | CommScope® | RapidFiber® | RCP | Fiber patch panel ¦ with rapid cable
RCP-4ZBPUK22909B |  | Variant of RAPID-FIBER-PANELS | RapidFiber® Termination Panel, 288-Position 4RU, singlemode, LC/APC to LC/UPC breakouts, 229m cable with 108 inch breakout length and 1.2MM Breakout Jacketing | CommScope® | RapidFiber® | RCP | Fiber patch panel ¦ with rapid cable
RCP-4ZBPUK22967B |  | Variant of RAPID-FIBER-PANELS | RapidFiber® Termination Panel, 288-Position 4RU, singlemode, LC/APC to LC/UPC breakouts, 229m cable with 67 inch breakout length and 1.2MM Breakout Jacketing | CommScope® | RapidFiber® | RCP | Fiber patch panel ¦ with rapid cable
RCP-4ZBPUZ02339B |  | Variant of RAPID-FIBER-PANELS | RapidFiber® Termination Panel, 288-Position 4RU, singlemode, LC/APC to LC/APC breakouts, 23m cable with 39 inch breakout length and 1.2MM Breakout Jacketing | CommScope® | RapidFiber® | RCP | Fiber patch panel ¦ with rapid cable
RCP-4ZBPUZ02345B |  | Variant of RAPID-FIBER-PANELS | RapidFiber® Termination Panel, 288-Position 4RU, singlemode, LC/APC to LC/APC breakouts, 23m cable with 45 inch breakout length and 1.2MM Breakout Jacketing | CommScope® | RapidFiber® | RCP | Fiber patch panel ¦ with rapid cable
RCP-4ZBPUZ02367B |  | Variant of RAPID-FIBER-PANELS | RapidFiber® Termination Panel, 288-Position 4RU, singlemode, LC/APC to LC/APC breakouts, 23m cable with 67 inch breakout length and 1.2MM Breakout Jacketing | CommScope® | RapidFiber® | RCP | Fiber patch panel ¦ with rapid cable
RCP-4ZBPUZ04609B |  | Variant of RAPID-FIBER-PANELS | RapidFiber® Termination Panel, 288-Position 4RU, singlemode, LC/APC to LC/APC breakouts, 46m cable with 108 inch breakout length and 1.2MM Breakout Jacketing | CommScope® | RapidFiber® | RCP | Fiber patch panel ¦ with rapid cable
RCP-4ZBPUZ04625B |  | Variant of RAPID-FIBER-PANELS | RapidFiber® Termination Panel, 288-Position 4RU, singlemode, LC/APC to LC/APC breakouts, 46m cable with 25 inch breakout length and 1.2MM Breakout Jacketing | CommScope® | RapidFiber® | RCP | Fiber patch panel ¦ with rapid cable
RCP-4ZBPUZ04645B |  | Variant of RAPID-FIBER-PANELS | RapidFiber® Termination Panel, 288-Position 4RU, singlemode, LC/APC to LC/APC breakouts, 46m cable with 45 inch breakout length and 1.2MM Breakout Jacketing | CommScope® | RapidFiber® | RCP | Fiber patch panel ¦ with rapid cable
RCP-4ZBPUZ06925B |  | Variant of RAPID-FIBER-PANELS | RapidFiber® Termination Panel, 288-Position 4RU, singlemode, LC/APC to LC/APC breakouts, 69m cable with 25 inch breakout length and 1.2MM Breakout Jacketing | CommScope® | RapidFiber® | RCP | Fiber patch panel ¦ with rapid cable
RCP-4ZBPUZ06939B |  | Variant of RAPID-FIBER-PANELS | RapidFiber® Termination Panel, 288-Position 4RU, singlemode, LC/APC to LC/APC breakouts, 69m cable with 39 inch breakout length and 1.2MM Breakout Jacketing | CommScope® | RapidFiber® | RCP | Fiber patch panel ¦ with rapid cable
RCP-4ZBPUZ06967B |  | Variant of RAPID-FIBER-PANELS | RapidFiber® Termination Panel, 288-Position 4RU, singlemode, LC/APC to LC/APC breakouts, 69m cable with 67 inch breakout length and 1.2MM Breakout Jacketing | CommScope® | RapidFiber® | RCP | Fiber patch panel ¦ with rapid cable
RCP-4ZBPUZ09209B |  | Variant of RAPID-FIBER-PANELS | RapidFiber® Termination Panel, 288-Position 4RU, singlemode, LC/APC to LC/APC breakouts, 92m cable with 108 inch breakout length and 1.2MM Breakout Jacketing | CommScope® | RapidFiber® | RCP | Fiber patch panel ¦ with rapid cable
RCP-4ZBPUZ09245B |  | Variant of RAPID-FIBER-PANELS | RapidFiber® Termination Panel, 288-Position 4RU, singlemode, LC/APC to LC/APC breakouts, 92m cable with 45 inch breakout length and 1.2MM Breakout Jacketing | CommScope® | RapidFiber® | RCP | Fiber patch panel ¦ with rapid cable
RCP-4ZBPUZ11439B |  | Variant of RAPID-FIBER-PANELS | RapidFiber® Termination Panel, 288-Position 4RU, singlemode, LC/APC to LC/APC breakouts, 114m cable with 39 inch breakout length and 1.2MM Breakout Jacketing | CommScope® | RapidFiber® | RCP | Fiber patch panel ¦ with rapid cable
RCP-4ZBPUZ11445B |  | Variant of RAPID-FIBER-PANELS | RapidFiber® Termination Panel, 288-Position 4RU, singlemode, LC/APC to LC/APC breakouts, 114m cable with 45 inch breakout length and 1.2MM Breakout Jacketing | CommScope® | RapidFiber® | RCP | Fiber patch panel ¦ with rapid cable
RCP-4ZBPUZ13725B |  | Variant of RAPID-FIBER-PANELS | RapidFiber® Termination Panel, 288-Position 4RU, singlemode, LC/APC to LC/APC breakouts, 137m cable with 25 inch breakout length and 1.2MM Breakout Jacketing | CommScope® | RapidFiber® | RCP | Fiber patch panel ¦ with rapid cable
RCP-4ZBPUZ13739B |  | Variant of RAPID-FIBER-PANELS | RapidFiber® Termination Panel, 288-Position 4RU, singlemode, LC/APC to LC/APC breakouts, 137m cable with 39 inch breakout length and 1.2MM Breakout Jacketing | CommScope® | RapidFiber® | RCP | Fiber patch panel ¦ with rapid cable
RCP-4ZBPUZ13745B |  | Variant of RAPID-FIBER-PANELS | RapidFiber® Termination Panel, 288-Position 4RU, singlemode, LC/APC to LC/APC breakouts, 137m cable with 45 inch breakout length and 1.2MM Breakout Jacketing | CommScope® | RapidFiber® | RCP | Fiber patch panel ¦ with rapid cable
RCP-4ZBPUZ16009B |  | Variant of RAPID-FIBER-PANELS | RapidFiber® Termination Panel, 288-Position 4RU, singlemode, LC/APC to LC/APC breakouts, 160m cable with 108 inch breakout length and 1.2MM Breakout Jacketing | CommScope® | RapidFiber® | RCP | Fiber patch panel ¦ with rapid cable
RCP-4ZBPUZ16039B |  | Variant of RAPID-FIBER-PANELS | RapidFiber® Termination Panel, 288-Position 4RU, singlemode, LC/APC to LC/APC breakouts, 160m cable with 39 inch breakout length and 1.2MM Breakout Jacketing | CommScope® | RapidFiber® | RCP | Fiber patch panel ¦ with rapid cable
RCP-4ZBPUZ18309B |  | Variant of RAPID-FIBER-PANELS | RapidFiber® Termination Panel, 288-Position 4RU, singlemode, LC/APC to LC/APC breakouts, 183m cable with 108 inch breakout length and 1.2MM Breakout Jacketing | CommScope® | RapidFiber® | RCP | Fiber patch panel ¦ with rapid cable
RCP-4ZBPUZ18325B |  | Variant of RAPID-FIBER-PANELS | RapidFiber® Termination Panel, 288-Position 4RU, singlemode, LC/APC to LC/APC breakouts, 183m cable with 25 inch breakout length and 1.2MM Breakout Jacketing | CommScope® | RapidFiber® | RCP | Fiber patch panel ¦ with rapid cable
RCP-4ZBPUZ18339B |  | Variant of RAPID-FIBER-PANELS | RapidFiber® Termination Panel, 288-Position 4RU, singlemode, LC/APC to LC/APC breakouts, 183m cable with 39 inch breakout length and 1.2MM Breakout Jacketing | CommScope® | RapidFiber® | RCP | Fiber patch panel ¦ with rapid cable
RCP-4ZBPUZ20609B |  | Variant of RAPID-FIBER-PANELS | RapidFiber® Termination Panel, 288-Position 4RU, singlemode, LC/APC to LC/APC breakouts, 206m cable with 108 inch breakout length and 1.2MM Breakout Jacketing | CommScope® | RapidFiber® | RCP | Fiber patch panel ¦ with rapid cable
RCP-4ZBPUZ22939B |  | Variant of RAPID-FIBER-PANELS | RapidFiber® Termination Panel, 288-Position 4RU, singlemode, LC/APC to LC/APC breakouts, 229m cable with 39 inch breakout length and 1.2MM Breakout Jacketing | CommScope® | RapidFiber® | RCP | Fiber patch panel ¦ with rapid cable
RCP-4ZBPUZ22967B |  | Variant of RAPID-FIBER-PANELS | RapidFiber® Termination Panel, 288-Position 4RU, singlemode, LC/APC to LC/APC breakouts, 229m cable with 67 inch breakout length and 1.2MM Breakout Jacketing | CommScope® | RapidFiber® | RCP | Fiber patch panel ¦ with rapid cable
760237813 | VERT-CBL-BKT-EHD | Variant | Vertical Cable Guide Kit for EHD/CHD |  |  |  | Cable management hardware
760245549 | ODF-ACC-BRK-19 | Variant of FLEX-CAB-ACCESSORIES | Flex Frame,19" rack mount brack for Universal Splice cabinet, 1 kit per cabinet | CommScope® |  |  | Mounting bracket
760245551 | ODF-ACC-BRK-WM | Variant of FLEX-CAB-ACCESSORIES | Flex Frame, Wall Mount brack for Universal Splice cabinet, 1 kit per cabinet | CommScope® |  |  | Mounting bracket
760245425 | DM12-12SCA-SM-A | Variant of G2-MODULES | G2 MPOptimate® Singlemode MPO-12 Distribution Module, 12SC APC to 1x12f MPO pinned , dust plugs | CommScope® |  | G2 | Fiber module
760245426 | DM12-12SCA-SM-AF | Variant of G2-MODULES | G2 MPOptimate® Singlemode MPO-12 Distribution Module, 12SC APC to 1x12f MPO pinned , dust plugs | CommScope® |  | G2 | Fiber module
FL2-24TS525-B |  | Variant of FL2-PANELS | FL2000 Fiber Termination/Splice Panel, unloaded, 24 Ports, 3RU, 19 in, black | CommScope® |  | FL2000 | Fiber patch/splice panel
FL2-36RPNL |  | Variant of FL2-PANELS | FL2000 Fiber Termination Panel, unloaded, 36 Ports, 3RU, 19 in, putty white | CommScope® |  | FL2000 | Fiber patch panel
FL2-12TS350 |  | Variant of FL2-PANELS | FL2000 Fiber Termination/Splice Panel, unloaded, 12 Ports, 2RU, 19 in, putty white | CommScope® |  | FL2000 | Fiber patch/splice panel
FL2-6PSMLC |  | Variant of FL2-ADAPTER-PACKS | FL2000 Fiber Optic Adapter pack, 6 singlemode, LC/UPC duplex adapters |  |  | FL2000 | Fiber adapter pack
FL2-6P5CC605R |  | Variant of FL2-ADAPTER-PACKS | FL2000 Fiber Optic Adapter-pack, with 6 multimode ST/UPC simplex adapters, with pigtails, 5 meters |  |  | FL2000 | Fiber adapter pack with pigtails |  | Discontinued
FL2-6PMMSC |  | Variant of FL2-ADAPTER-PACKS | FL2000 Fiber Optic Adapter pack, 6 multimode SC/UPC simplex adapters |  |  | FL2000 | Fiber adapter pack
FL2-48RPNL-B |  | Variant of FL2-PANELS | FL2000 Fiber Termination Panel, unloaded, 48 Ports, 3RU, 19 in, black | CommScope® |  | FL2000 | Fiber patch panel
FL2-6PSMSC |  | Variant of FL2-ADAPTER-PACKS | FL2000 Fiber Optic Adapter-pack, singlemode, 6 SC/UPC simplex adapters |  |  | FL2000 | Fiber adapter pack
FL2-144SPNL2-B |  | Variant of FL2-PANELS | FL2000 Fiber Splice Panel, unloaded, for 144 splices, 19 in, 5RU, black | CommScope® |  | FL2000 | Fiber splice panel
FL2-48SPNL-B |  | Variant of FL2-PANELS | FL2000 Fiber Splice Panel, unloaded, for 48 splices, 19 in, 2RU, black | CommScope® |  | FL2000 | Fiber splice panel
FL2-6PMMST |  | Variant of FL2-ADAPTER-PACKS | FL2000 Fiber Optic Adapter pack, 6 multimode ST/UPC simplex adapters |  |  | FL2000 | Fiber adapter pack |  | Discontinued
FL2-6PJSC605R |  | Variant of FL2-ADAPTER-PACKS | FL2000 Fiber Optic Adapter-pack, with 6 singlemode SC/APC simplex adapters, with pigtails, 5 meters |  |  | FL2000 | Fiber adapter pack with pigtails
FL2-24RPNL |  | Variant of FL2-PANELS | FL2000 Fiber Termination Panel, unloaded, 24 Ports, 2RU, 19 in, putty white | CommScope® |  | FL2000 | Fiber patch panel
FL2-24RPNL-B |  | Variant of FL2-PANELS | FL2000 Fiber Termination Panel, unloaded, 24 Ports, 2RU, 19 in, black | CommScope® |  | FL2000 | Fiber patch panel
FL2-6RSTORE |  | Variant of FL2-PANELS | FL2000 Fiber Storage Panel, unloaded, 5RU, 19 in, putty white | CommScope® |  | FL2000 | Fiber storage panel
FL2-6PSMALC |  | Variant of FL2-ADAPTER-PACKS | FL2000 Fiber Optic Adapter pack, 6 singlemode, LC/APC duplex adapters |  |  | FL2000 | Fiber adapter pack
FL2-48SPNL2-B |  | Variant of FL2-PANELS | FL2000 Fiber Splice Panel, unloaded, for 48 splices, 19 in, 2RU, black | CommScope® |  | FL2000 | Fiber splice panel
FL2-6PSMASC |  | Variant of FL2-ADAPTER-PACKS | FL2000 Fiber Optic Adapter pack, 6 singlemode SC/APC simplex adapters |  |  | FL2000 | Fiber adapter pack
FL2-6PMMLC |  | Variant of FL2-ADAPTER-PACKS | FL2000 Fiber Optic Adapter pack, 6 multimode LC/UPC duplex adapters |  |  | FL2000 | Fiber adapter pack
FL2-C180012KN-1A00 |  | Variant of FL2-PANELS | FL2000 Fiber Termination/Splice Panel, pre-terminated with pigtails, 12 LC/UPC, singlemode, 2RU, 19 in, putty white | CommScope® |  | FL2000 | Fiber patch/splice panel
FL2-ACC033 |  | Variant | FL2 Panel Cable Clamp Kit |  |  | FL2000 | Cable clamp
FL2-96SPNL-B |  | Variant of FL2-PANELS | FL2000 Fiber Splice Panel, unloaded, for 96 splices, 19 in, 4RU, black | CommScope® |  | FL2000 | Fiber splice panel
FL2-72TS140 |  | Variant of FL2-PANELS | FL2000 Fiber Termination/Splice Panel, unloaded, 72 Ports, 8RU, 19 in, putty white | CommScope® |  | FL2000 | Fiber patch/splice panel
FL2-C270024PW-2D02 |  | Variant of FL2-PANELS | FL2000 Fiber Termination/Splice Panel, pre-terminated with pigtails, 24 SC/UPC, singlemode, 3RU, 23 in, putty white | CommScope® |  | FL2000 | Fiber patch/splice panel
FL2-ACC060 |  | Variant | FL2 Panel Cable Clamp Kit |  |  | FL2000 | Cable clamp
FL2-C180024PN-1A00 |  | Variant of FL2-PANELS | FL2000 Fiber Termination/Splice Panel, pre-terminated with pigtails, 24 LC/UPC, singlemode, 2RU, 19 in, putty white | CommScope® |  | FL2000 | Fiber patch/splice panel
FL2-6PSMFC/SC |  | Variant of FL2-ADAPTER-PACKS | FL2000 Fiber Optic Adapter pack, 6 singlemode FC/UPC to SC/UPC simplex adapters |  |  | FL2000 | Fiber adapter pack |  | Discontinued
FL2-96RPNL |  | Variant of FL2-PANELS | FL2000 Fiber Termination Panel, unloaded, 96 Ports, 6RU, 19 in, putty white | CommScope® |  | FL2000 | Fiber patch panel
FL2-C470048RM-4D00 |  | Variant of FL2-PANELS | FL2000 Fiber Termination/Splice Panel, pre-terminated with pigtails, 48 SC/UPC, singlemode, 5RU, 19 in, putty white | CommScope® |  | FL2000 | Fiber patch/splice panel
FL2-C160024JN-1A02 |  | Variant of FL2-PANELS | FL2000 Fiber Termination/Splice Panel, pre-terminated with pigtails, 24 LC/UPC, multimode, 2RU, 19 in, putty white | CommScope® |  | FL2000 | Fiber patch/splice panel
FL2-C480048KN-2A00 |  | Variant of FL2-PANELS | FL2000 Fiber Termination/Splice Panel, pre-terminated with pigtails, 48 LC/UPC, singlemode, 5RU, 19 in, putty white | CommScope® |  | FL2000 | Fiber patch/splice panel
FL2-C290024PW-2A00 |  | Variant of FL2-PANELS | FL2000 Fiber Termination/Splice Panel, pre-terminated with pigtails, 24 SC/UPC, multimode, 3RU, 19 in, putty white | CommScope® |  | FL2000 | Fiber patch/splice panel |  | Discontinued
FL2-9VAM105 |  | Variant of FL2-PANELS | FL2000 Fiber VAM Panel for 9 VAM modules, unloaded, 6RU, 19 in, black | CommScope® |  | FL2000 | Fiber VAM panel
FL2-C170012PW-1A00 |  | Variant of FL2-PANELS | FL2000 Fiber Termination/Splice Panel, pre-terminated with pigtails, 12 SC/UPC, singlemode, 2RU, 19 in, putty white | CommScope® |  | FL2000 | Fiber patch/splice panel
FL2-C290024PW-2C00 |  | Variant of FL2-PANELS | FL2000 Fiber Termination/Splice Panel, pre-terminated with pigtails, 24 SC/UPC, multimode, 3RU, 19 in, putty white | CommScope® |  | FL2000 | Fiber patch/splice panel |  | Discontinued
FL2-C480048PN-2A00 |  | Variant of FL2-PANELS | FL2000 Fiber Termination/Splice Panel, pre-terminated with pigtails, 48 LC/UPC, singlemode, 5RU, 19 in, putty white | CommScope® |  | FL2000 | Fiber patch/splice panel
FL2-C270024P2-2A00 |  | Variant of FL2-PANELS | FL2000 Fiber Termination/Splice Panel, pre-terminated with pigtails, 24 SC/UPC, singlemode, 3RU, 19 in, putty white | CommScope® |  | FL2000 | Fiber patch/splice panel
FL2-C460072PN-3C00 |  | Variant of FL2-PANELS | FL2000 Fiber Termination/Splice Panel, pre-terminated with pigtails, 72 LC/UPC, multimode, 5RU, 19 in, putty white | CommScope® |  | FL2000 | Fiber patch/splice panel |  | Discontinued
FL2-ACC007 |  | Variant | FL2 Panel Cable Clamp Kit |  |  | FL2000 | Cable clamp
FL2-C2J0012P2-1A00 |  | Variant of FL2-PANELS | FL2000 Fiber Termination/Splice Panel, pre-terminated with pigtails, 12 SC/APC, singlemode, 3RU, 19 in, putty white | CommScope® |  | FL2000 | Fiber patch/splice panel
FL2-C270024P2-2D00 |  | Variant of FL2-PANELS | FL2000 Fiber Termination/Splice Panel, pre-terminated with pigtails, 24 SC/UPC, singlemode, 3RU, 23 in, putty white | CommScope® |  | FL2000 | Fiber patch/splice panel
FL2-C2J0024P2-2A00 |  | Variant of FL2-PANELS | FL2000 Fiber Termination/Splice Panel, pre-terminated with pigtails, 24 SC/APC, singlemode, 3RU, 19 in, putty white | CommScope® |  | FL2000 | Fiber patch/splice panel
FL2-C270024PW-2A00 |  | Variant of FL2-PANELS | FL2000 Fiber Termination/Splice Panel, pre-terminated with pigtails, 24 SC/UPC, singlemode, 3RU, 19 in, putty white | CommScope® |  | FL2000 | Fiber patch/splice panel
FL2-C270024RM-1D00 |  | Variant of FL2-PANELS | FL2000 Fiber Termination/Splice Panel, pre-terminated with pigtails, 24 SC/UPC, singlemode, 3RU, 23 in, putty white | CommScope® |  | FL2000 | Fiber patch/splice panel
FL2-C170012RM-1D00 |  | Variant of FL2-PANELS | FL2000 Fiber Termination/Splice Panel, pre-terminated with pigtails, 12 SC/UPC, singlemode, 2RU, 23 in, putty white | CommScope® |  | FL2000 | Fiber patch/splice panel
FL2-C480072PN-4A02 |  | Variant of FL2-PANELS | FL2000 Fiber Termination/Splice Panel, pre-terminated with pigtails, 72 LC/UPC, singlemode, 5RU, 19 in, putty white | CommScope® |  | FL2000 | Fiber patch/splice panel
FL2-C1B0012PN-1C00 |  | Variant of FL2-PANELS | FL2000 Fiber Termination/Splice Panel, pre-terminated with pigtails, 12 LC/APC, singlemode, 2RU, 19 in, putty white | CommScope® |  | FL2000 | Fiber patch/splice panel
FL2-C2J0024PW-2D00 |  | Variant of FL2-PANELS | FL2000 Fiber Termination/Splice Panel, pre-terminated with pigtails, 24 SC/APC, singlemode, 3RU, 23 in, putty white | CommScope® |  | FL2000 | Fiber patch/splice panel
FL2-C270024PW-2C02 |  | Variant of FL2-PANELS | FL2000 Fiber Termination/Splice Panel, pre-terminated with pigtails, 24 SC/UPC, singlemode, 3RU, 19 in, putty white | CommScope® |  | FL2000 | Fiber patch/splice panel
FL2-C470048PW-4C02 |  | Variant of FL2-PANELS | FL2000 Fiber Termination/Splice Panel, pre-terminated with pigtails, 48 SC/UPC, singlemode, 5RU, 19 in, putty white | CommScope® |  | FL2000 | Fiber patch/splice panel
FL2-C270024PW-2D00 |  | Variant of FL2-PANELS | FL2000 Fiber Termination/Splice Panel, pre-terminated with pigtails, 24 SC/UPC, singlemode, 3RU, 23 in, putty white | CommScope® |  | FL2000 | Fiber patch/splice panel
FL2-C480096PN-4D00 |  | Variant of FL2-PANELS | FL2000 Fiber Termination/Splice Panel, pre-terminated with pigtails, 96 LC/UPC, singlemode, 5RU, 23 in, putty white | CommScope® |  | FL2000 | Fiber patch/splice panel
FL2-C470048PW-4D00 |  | Variant of FL2-PANELS | FL2000 Fiber Termination/Splice Panel, pre-terminated with pigtails, 48 SC/UPC, singlemode, 5RU, 23 in, putty white | CommScope® |  | FL2000 | Fiber patch/splice panel
FL2-C280024KN-1A00 |  | Variant of FL2-PANELS | FL2000 Fiber Termination/Splice Panel, pre-terminated with pigtails, 24 LC/UPC, singlemode, 3RU, 19 in, putty white | CommScope® |  | FL2000 | Fiber patch/splice panel
FL2-C780144KN-6A00 |  | Variant of FL2-PANELS | FL2000 Fiber Termination/Splice Panel, pre-terminated with pigtails, 144 LC/UPC, singlemode, 8RU, 19 in, putty white | CommScope® |  | FL2000 | Fiber patch/splice panel
FL2-C780144PN-6A02 |  | Variant of FL2-PANELS | FL2000 Fiber Termination/Splice Panel, pre-terminated with pigtails, 144 LC/UPC, singlemode, 8RU, 19 in, putty white | CommScope® |  | FL2000 | Fiber patch/splice panel
FL2-C980192PN-8A52 |  | Variant of FL2-PANELS | FL2000 Fiber Termination/Splice Panel, pre-terminated with pigtails, 192 LC/UPC, singlemode, 10RU, 19 in, putty white | CommScope® |  | FL2000 | Fiber patch/splice panel
FL2-C780144PN-6C02 |  | Variant of FL2-PANELS | FL2000 Fiber Termination/Splice Panel, pre-terminated with pigtails, 144 LC/UPC, singlemode, 8RU, 19 in, putty white | CommScope® |  | FL2000 | Fiber patch/splice panel
FL2-C470048RM-2A00 |  | Variant of FL2-PANELS | FL2000 Fiber Termination/Splice Panel, pre-terminated with pigtails, 48 SC/UPC, singlemode, 5RU, 19 in, putty white | CommScope® |  | FL2000 | Fiber patch/splice panel
FL2-C490048PW-4A00 |  | Variant of FL2-PANELS | FL2000 Fiber Termination/Splice Panel, pre-terminated with pigtails, 48 SC/UPC, multimode, 5RU, 19 in, putty white | CommScope® |  | FL2000 | Fiber patch/splice panel |  | Discontinued
FL2-C9J0096PW-8A00 |  | Variant of FL2-PANELS | FL2000 Fiber Termination/Splice Panel, pre-terminated with pigtails, 96 SC/APC, singlemode, 10RU, 19 in, putty white | CommScope® |  | FL2000 | Fiber patch/splice panel
FL2-C280048PN-2C00 |  | Variant of FL2-PANELS | FL2000 Fiber Termination/Splice Panel, pre-terminated with pigtails, 48 LC/UPC, singlemode, 3RU, 19 in, putty white | CommScope® |  | FL2000 | Fiber patch/splice panel
FL2-C780144PN-6D00 |  | Variant of FL2-PANELS | FL2000 Fiber Termination/Splice Panel, pre-terminated with pigtails, 144 LC/UPC, singlemode, 8RU, 23 in, putty white | CommScope® |  | FL2000 | Fiber patch/splice panel
FL2-C770072PW-6D00 |  | Variant of FL2-PANELS | FL2000 Fiber Termination/Splice Panel, pre-terminated with pigtails, 72 SC/UPC, singlemode, 8RU, 23 in, putty white | CommScope® |  | FL2000 | Fiber patch/splice panel
FL2-CA60024PN-1A00 |  | Variant of FL2-PANELS | FL2000 Fiber Termination/Splice Panel, pre-terminated with pigtails, 24 LC/UPC, multimode, 2RU, 19 in, black | CommScope® |  | FL2000 | Fiber patch/splice panel |  | Discontinued
FL2-C970096PW-8A00 |  | Variant of FL2-PANELS | FL2000 Fiber Termination/Splice Panel, pre-terminated with pigtails, 96 SC/UPC, singlemode, 10RU, 19 in, putty white | CommScope® |  | FL2000 | Fiber patch/splice panel
FL2-C770072RM-6D00 |  | Variant of FL2-PANELS | FL2000 Fiber Termination/Splice Panel, pre-terminated with pigtails, 72 SC/UPC, singlemode, 8RU, 19 in, putty white | CommScope® |  | FL2000 | Fiber patch/splice panel
FL2-R190006A0-0C00 |  | Variant of FL2-PANELS | FL2000 Fiber Termination Panel, 6 SC/UPC, multimode, 1RU, 19 in, putty white | CommScope® |  | FL2000 | Fiber patch panel
FL2-CB60048JN-2A02 |  | Variant of FL2-PANELS | FL2000 Fiber Termination/Splice Panel, pre-terminated with pigtails, 48 LC/UPC, multimode, 3RU, 19 in, putty white | CommScope® |  | FL2000 | Fiber patch/splice panel
FL2-C780144RM-6D00 |  | Variant of FL2-PANELS | FL2000 Fiber Termination/Splice Panel, pre-terminated with pigtails, 144 LC/UPC, singlemode, 8RU, 23 in, putty white | CommScope® |  | FL2000 | Fiber patch/splice panel
FL2-C970096PW-8C02 |  | Variant of FL2-PANELS | FL2000 Fiber Termination/Splice Panel, pre-terminated with pigtails, 96 SC/UPC, singlemode, 10RU, 19 in, putty white | CommScope® |  | FL2000 | Fiber patch/splice panel
FL2-C780072KN-4A00 |  | Variant of FL2-PANELS | FL2000 Fiber Termination/Splice Panel, pre-terminated with pigtails, 72 LC/UPC, singlemode, 8RU, 19 in, putty white | CommScope® |  | FL2000 | Fiber patch/splice panel
FL2-CE80144PN-6A00 |  | Variant of FL2-PANELS | FL2000 Fiber Termination/Splice Panel, pre-terminated with pigtails, 144 LC/UPC, singlemode, 8RU, 19 in, putty white | CommScope® |  | FL2000 | Fiber patch/splice panel
FL2-CA80012PN-1C00 |  | Variant of FL2-PANELS | FL2000 Fiber Termination/Splice Panel, pre-terminated with pigtails, 12 LC/UPC, singlemode, 2RU, 19 in, black | CommScope® |  | FL2000 | Fiber patch/splice panel
FL2-C970096PW-8D02 |  | Variant of FL2-PANELS | FL2000 Fiber Termination/Splice Panel, pre-terminated with pigtails, 96 SC/UPC, singlemode, 10RU, 19 in, putty white | CommScope® |  | FL2000 | Fiber patch/splice panel
FL2-CBB0048PN-2A00 |  | Variant of FL2-PANELS | FL2000 Fiber Termination/Splice Panel, pre-terminated with pigtails, 48 LC/APC, multimode, 3RU, 19 in, putty white | CommScope® |  | FL2000 | Fiber patch/splice panel
FL2-R780144A0-0A00 |  | Variant of FL2-PANELS | FL2000 Fiber Termination Panel, 144 LC/UPC, singlemode, 5RU, 19 in, putty white | CommScope® |  | FL2000 | Fiber patch panel
FL2-R2N0024A0-0C00 |  | Variant of FL2-PANELS | FL2000 Fiber Termination Panel, 24 SC/UPC, singlemode, 2RU, 19 in, putty white | CommScope® |  | FL2000 | Fiber patch panel
FL2-C970096RM-4A02 |  | Variant of FL2-PANELS | FL2000 Fiber Termination/Splice Panel, pre-terminated with pigtails, 96 SC/UPC, singlemode, 10RU, 19 in, putty white | CommScope® |  | FL2000 | Fiber patch/splice panel
FL2-CF80192AN-8C50 |  | Variant of FL2-PANELS | FL2000 Fiber Termination/Splice Panel, no pigtails, 192 LC/UPC, singlemode, 10RU, 19 in, putty white | CommScope® |  | FL2000 | Fiber patch/splice panel
FL2-C980096KN-4A00 |  | Variant of FL2-PANELS | FL2000 Fiber Termination/Splice Panel, pre-terminated with pigtails, 96 LC/UPC, singlemode, 10RU, 19 in, putty white | CommScope® |  | FL2000 | Fiber patch/splice panel
FL2-R420048A0-0A00 |  | Variant of FL2-PANELS | FL2000 Fiber Termination Panel, 48 FC/UPC, singlemode, 3RU, 19 in, putty white | CommScope® |  | FL2000 | Fiber patch panel |  | Discontinued
FL2-R980144A0-0A00 |  | Variant of FL2-PANELS | FL2000 Fiber Termination Panel, 144 LC/UPC, singlemode, 6RU, 19 in, putty white | CommScope® |  | FL2000 | Fiber patch panel
FL2-CF80192PN-8A00 |  | Variant of FL2-PANELS | FL2000 Fiber Termination/Splice Panel, pre-terminated with pigtails, 192 LC/UPC, singlemode, 10RU, 19 in, putty white | CommScope® |  | FL2000 | Fiber patch/splice panel
FL2-R720072A0-0A00 |  | Variant of FL2-PANELS | FL2000 Fiber Termination Panel, 72 FC/UPC, singlemode, 5RU, 19 in, putty white | CommScope® |  | FL2000 | Fiber patch panel |  | Discontinued
FL2-R270024A0-0A00 |  | Variant of FL2-PANELS | FL2000 Fiber Termination Panel, 24 SC/UPC, singlemode, 2RU, 19 in, putty white | CommScope® |  | FL2000 | Fiber patch panel
FL2-R420048A0-0A50 |  | Variant of FL2-PANELS | FL2000 Fiber Termination Panel, 48 FC/UPC, singlemode, 3RU, 19 in, putty white | CommScope® |  | FL2000 | Fiber patch panel |  | Discontinued
FL2-R770024A0-0D00 |  | Variant of FL2-PANELS | FL2000 Fiber Termination Panel, 24 SC/UPC, singlemode, 5RU, 19 in, putty white | CommScope® |  | FL2000 | Fiber patch panel
FL2-S2702A008-DD00 |  | Variant of FL2-PANELS | FL2000 Fiber Termination Panel, 24 SC/UPC, singlemode, 2RU, 23 in, putty white, pre-terminated with IFC cable, 8 meters, Stub tail at far end | CommScope® |  | FL2000 | Fiber patch panel ¦ with IFC cable
FL2-R270024A0-0C00 |  | Variant of FL2-PANELS | FL2000 Fiber Termination Panel, 24 SC/UPC, singlemode, 2RU, 19 in, putty white | CommScope® |  | FL2000 | Fiber patch panel
FL2-R770072A0-0A00 |  | Variant of FL2-PANELS | FL2000 Fiber Termination Panel, 72 SC/UPC, singlemode, 5RU, 19 in, putty white | CommScope® |  | FL2000 | Fiber patch panel
FL2-R160012A0-0C00 |  | Variant of FL2-PANELS | FL2000 Fiber Termination Panel, 12 LC/UPC, multimode, 1RU, 19 in, putty white | CommScope® |  | FL2000 | Fiber patch panel
FL2-S2702A016-AU00 |  | Variant of FL2-PANELS | FL2000 Fiber Termination Panel, 24 SC/UPC, singlemode, 2RU, 19 in, putty white, pre-terminated with IFC cable, 16 meters, Stub tail at far end | CommScope® |  | FL2000 | Fiber patch panel ¦ with IFC cable
FL2-R270024A0-0D00 |  | Variant of FL2-PANELS | FL2000 Fiber Termination Panel, 24 SC/UPC, singlemode, 2RU, 19 in, putty white | CommScope® |  | FL2000 | Fiber patch panel
FL2-R770072A0-0C00 |  | Variant of FL2-PANELS | FL2000 Fiber Termination Panel, 72 SC/UPC, singlemode, 5RU, 19 in, putty white | CommScope® |  | FL2000 | Fiber patch panel
FL2-R470048A0-0H00 |  | Variant of FL2-PANELS | FL2000 Fiber Termination Panel, 48 SC/UPC, singlemode, 3RU, 19 in, putty white | CommScope® |  | FL2000 | Fiber patch panel
FL2-R170012A0-0A00 |  | Variant of FL2-PANELS | FL2000 Fiber Termination Panel, 12 SC/UPC, singlemode, 1RU, 19 in, putty white | CommScope® |  | FL2000 | Fiber patch panel
FL2-R470048P0-0A00 |  | Variant of FL2-PANELS | FL2000 Fiber Termination Panel, 48 SC/UPC, singlemode, 3RU, 19 in, putty white | CommScope® |  | FL2000 | Fiber patch panel
FL2-S2702A031-AU00 |  | Variant of FL2-PANELS | FL2000 Fiber Termination Panel, 24 SC/UPC, singlemode, 2RU, 19 in, putty white, pre-terminated with IFC cable, 31 meters, Stub tail at far end | CommScope® |  | FL2000 | Fiber patch panel ¦ with IFC cable
FL2-R770072R0-0D00 |  | Variant of FL2-PANELS | FL2000 Fiber Termination Panel, 72 SC/UPC, singlemode, 5RU, 23 in, putty white | CommScope® |  | FL2000 | Fiber patch panel
FL2-R280048A0-0A00 |  | Variant of FL2-PANELS | FL2000 Fiber Termination Panel, 48 LC/UPC, singlemode, 2RU, 19 in, putty white | CommScope® |  | FL2000 | Fiber patch panel
FL2-S2772A016-DU00 |  | Variant of FL2-PANELS | FL2000 Fiber Termination Panel, 24 SC/UPC, singlemode, 2RU, 23 in, putty white, pre-terminated with IFC cable, 16 meters, SC/UPC at far end | CommScope® |  | FL2000 | Fiber patch panel ¦ with IFC cable
FL2-R480048A0-0C00 |  | Variant of FL2-PANELS | FL2000 Fiber Termination Panel, 48 LC/UPC, singlemode, 3RU, 19 in, putty white | CommScope® |  | FL2000 | Fiber patch panel
FL2-S2772A031-DU00 |  | Variant of FL2-PANELS | FL2000 Fiber Termination Panel, 24 SC/UPC, singlemode, 2RU, 23 in, putty white, pre-terminated with IFC cable, 31 meters, SC/UPC at far end | CommScope® |  | FL2000 | Fiber patch panel ¦ with IFC cable
FL2-S7707A031-AU00 |  | Variant of FL2-PANELS | FL2000 Fiber Termination Panel, 72 SC/UPC, singlemode, 5RU, 19 in, putty white, pre-terminated with IFC cable, 31 meters, Stub tail at far end | CommScope® |  | FL2000 | Fiber patch panel ¦ with IFC cable
FL2-S2702M016-DU00 |  | Variant of FL2-PANELS | FL2000 Fiber Termination Panel, 24 SC/UPC, singlemode, 2RU, 23 in, putty white, pre-terminated with IFC cable, 16 meters, Stub tail at far end | CommScope® |  | FL2000 | Fiber patch panel ¦ with IFC cable
FL2-S2702T031-DU00 |  | Variant of FL2-PANELS | FL2000 Fiber Termination Panel, 24 SC/UPC, singlemode, 2RU, 23 in, putty white, pre-terminated with IFC cable, 31 meters, Stub tail at far end | CommScope® |  | FL2000 | Fiber patch panel ¦ with IFC cable
FL2-S7707A046-AU00 |  | Variant of FL2-PANELS | FL2000 Fiber Termination Panel, 72 SC/UPC, singlemode, 5RU, 19 in, putty white, pre-terminated with IFC cable, 46 meters, Stub tail at far end | CommScope® |  | FL2000 | Fiber patch panel ¦ with IFC cable
FL2-S780AA008-CU00 |  | Variant of FL2-PANELS | FL2000 Fiber Termination Panel, 72 LC/UPC, singlemode, 5RU, 19 in, putty white, pre-terminated with IFC cable, 8 meters, Stub tail at far end | CommScope® |  | FL2000 | Fiber patch panel ¦ with IFC cable
FL2-S2772A013-DU00 |  | Variant of FL2-PANELS | FL2000 Fiber Termination Panel, 24 SC/UPC, singlemode, 2RU, 23 in, putty white, pre-terminated with IFC cable, 13 meters, SC/UPC at far end | CommScope® |  | FL2000 | Fiber patch panel ¦ with IFC cable
FL2-S4704A100-CD00 |  | Variant of FL2-PANELS | FL2000 Fiber Termination Panel, 48 SC/UPC, singlemode, 3RU, 19 in, putty white, pre-terminated with IFC cable, 100 meters, Stub tail at far end | CommScope® |  | FL2000 | Fiber patch panel ¦ with IFC cable
FL2-S780AG039-DU00 |  | Variant of FL2-PANELS | FL2000 Fiber Termination Panel, 144 LC/UPC, singlemode, 5RU, 23 in, putty white, pre-terminated with OSP cable, 39 meters, Stub tail at far end | CommScope® |  | FL2000 | Fiber patch panel ¦ with OSP cable
FL2-S9B09A031-CU00 |  | Variant of FL2-PANELS | FL2000 Fiber Termination Panel, 96 LC/APC, singlemode, 6RU, 19 in, putty white, pre-terminated with IFC cable, 31 meters, Stub tail at far end | CommScope® |  | FL2000 | Fiber patch panel ¦ with IFC cable
FL2-SA801A010-AU00 |  | Variant of FL2-PANELS | FL2000 Fiber Termination Panel, 24 LC/UPC, singlemode, 1RU, 19 in, putty white, pre-terminated with IFC cable, 10 meters, Stub tail at far end | CommScope® |  | FL2000 | Fiber patch panel ¦ with IFC cable
FL2-S9J09A016-EU00 |  | Variant of FL2-PANELS | FL2000 Fiber Termination Panel, 96 SC/APC, singlemode, 6RU, 19 in, putty white, pre-terminated with IFC cable, 16 meters, Stub tail at far end | CommScope® |  | FL2000 | Fiber patch panel ¦ with IFC cable
FL2-S7B0AH046-DU00 |  | Variant of FL2-PANELS | FL2000 Fiber Termination Panel, 144 LC/APC, singlemode, 5RU, 23 in, putty white, pre-terminated with IFC cable, 46 meters, Stub tail at far end | CommScope® |  | FL2000 | Fiber patch panel ¦ with IFC cable
FL2-SA801A016-CU00 |  | Variant of FL2-PANELS | FL2000 Fiber Termination Panel, 24 LC/UPC, singlemode, 1RU, 19 in, putty white, pre-terminated with IFC cable, 16 meters, Stub tail at far end | CommScope® |  | FL2000 | Fiber patch panel ¦ with IFC cable
FL2-S4704A030-CD00 |  | Variant of FL2-PANELS | FL2000 Fiber Termination Panel, 48 SC/UPC, singlemode, 3RU, 19 in, putty white, pre-terminated with IFC cable, 30 meters, Stub tail at far end | CommScope® |  | FL2000 | Fiber patch panel ¦ with IFC cable
FL2-S4704A031-AU00 |  | Variant of FL2-PANELS | FL2000 Fiber Termination Panel, 48 SC/UPC, singlemode, 3RU, 19 in, putty white, pre-terminated with IFC cable, 31 meters, Stub tail at far end | CommScope® |  | FL2000 | Fiber patch panel ¦ with IFC cable
FL2-S9J09A031-DU00 |  | Variant of FL2-PANELS | FL2000 Fiber Termination Panel, 96 SC/APC, singlemode, 6RU, 23 in, putty white, pre-terminated with IFC cable, 31 meters, Stub tail at far end | CommScope® |  | FL2000 | Fiber patch panel ¦ with IFC cable
FL2-SA801A046-CU00 |  | Variant of FL2-PANELS | FL2000 Fiber Termination Panel, 24 LC/UPC, singlemode, 1RU, 19 in, putty white, pre-terminated with IFC cable, 46 meters, Stub tail at far end | CommScope® |  | FL2000 | Fiber patch panel ¦ with IFC cable
FL2-S4809A031-DU00 |  | Variant of FL2-PANELS | FL2000 Fiber Termination Panel, 96 LC/UPC, singlemode, 3RU, 23 in, putty white, pre-terminated with IFC cable, 31 meters, Stub tail at far end | CommScope® |  | FL2000 | Fiber patch panel ¦ with IFC cable
FL2-SA80ZA008-CU00 |  | Variant of FL2-PANELS | FL2000 Fiber Termination Panel, 24 LC/UPC, singlemode, 1RU, 19 in, putty white, pre-terminated with IFC cable, 8 meters, Stub tail at far end | CommScope® |  | FL2000 | Fiber patch panel ¦ with IFC cable
FL2-SA80ZA010-AU00 |  | Variant of FL2-PANELS | FL2000 Fiber Termination Panel, 24 LC/UPC, singlemode, 1RU, 19 in, putty white, pre-terminated with IFC cable, 10 meters, Stub tail at far end | CommScope® |  | FL2000 | Fiber patch panel ¦ with IFC cable
FL2-SB80YA010-AU00 |  | Variant of FL2-PANELS | FL2000 Fiber Termination Panel, 48 LC/UPC, singlemode, 2RU, 19 in, putty white, pre-terminated with IFC cable, 10 meters, Stub tail at far end | CommScope® |  | FL2000 | Fiber patch panel ¦ with IFC cable
FL2-SA80ZA016-CU00 |  | Variant of FL2-PANELS | FL2000 Fiber Termination Panel, 24 LC/UPC, singlemode, 1RU, 19 in, putty white, pre-terminated with IFC cable, 16 meters, Stub tail at far end | CommScope® |  | FL2000 | Fiber patch panel ¦ with IFC cable
FL2-SB80YA013-AU00 |  | Variant of FL2-PANELS | FL2000 Fiber Termination Panel, 48 LC/UPC, singlemode, 2RU, 19 in, putty white, pre-terminated with IFC cable, 13 meters, Stub tail at far end | CommScope® |  | FL2000 | Fiber patch panel ¦ with IFC cable
FL2-SA802A010-AU00 |  | Variant of FL2-PANELS | FL2000 Fiber Termination Panel, 24 LC/UPC, singlemode, 1RU, 19 in, putty white, pre-terminated with IFC cable, 10 meters, Stub tail at far end | CommScope® |  | FL2000 | Fiber patch panel ¦ with IFC cable
FL2-SB80YA015-AD00 |  | Variant of FL2-PANELS | FL2000 Fiber Termination Panel, 48 LC/UPC, singlemode, 2RU, 19 in, putty white, pre-terminated with IFC cable, 15 meters, Stub tail at far end | CommScope® |  | FL2000 | Fiber patch panel ¦ with IFC cable
FL2-SE80AA008-CU00 |  | Variant of FL2-PANELS | FL2000 Fiber Termination Panel, LC/UPC, singlemode, 5RU, 19 in, putty white, pre-terminated with IFC cable, 8 meters, Stub tail at far end | CommScope® |  | FL2000 | Fiber patch panel ¦ with IFC cable
FL2-SD809A010-AU00 |  | Variant of FL2-PANELS | FL2000 Fiber Termination Panel, 96 LC/UPC, singlemode, 3RU, 19 in, putty white, pre-terminated with IFC cable, 10 meters, Stub tail at far end | CommScope® |  | FL2000 | Fiber patch panel ¦ with IFC cable
FL2-SA802A025-AU00 |  | Variant of FL2-PANELS | FL2000 Fiber Termination Panel, 24 LC/UPC, singlemode, 1RU, 19 in, putty white, pre-terminated with IFC cable, 25 meters, Stub tail at far end | CommScope® |  | FL2000 | Fiber patch panel ¦ with IFC cable
FL2-SB804A008-CU00 |  | Variant of FL2-PANELS | FL2000 Fiber Termination Panel, 48 LC/UPC, singlemode, 2RU, 19 in, putty white, pre-terminated with IFC cable, 8 meters, Stub tail at far end | CommScope® |  | FL2000 | Fiber patch panel ¦ with IFC cable
FL2-SB80YA025-AU00 |  | Variant of FL2-PANELS | FL2000 Fiber Termination Panel, 48 LC/UPC, singlemode, 2RU, 19 in, putty white, pre-terminated with IFC cable, 25 meters, Stub tail at far end | CommScope® |  | FL2000 | Fiber patch panel ¦ with IFC cable
FL2-SB804A015-AU00 |  | Variant of FL2-PANELS | FL2000 Fiber Termination Panel, 48 LC/UPC, singlemode, 2RU, 19 in, putty white, pre-terminated with IFC cable, 15 meters, Stub tail at far end | CommScope® |  | FL2000 | Fiber patch panel ¦ with IFC cable
FL2-SD80WA025-AU00 |  | Variant of FL2-PANELS | FL2000 Fiber Termination Panel, 96 LC/UPC, singlemode, 3RU, 19 in, putty white, pre-terminated with IFC cable, 25 meters, Stub tail at far end | CommScope® |  | FL2000 | Fiber patch panel ¦ with IFC cable
FL2-SB80YA027-AU00 |  | Variant of FL2-PANELS | FL2000 Fiber Termination Panel, 48 LC/UPC, singlemode, 2RU, 19 in, putty white, pre-terminated with IFC cable, 27 meters, Stub tail at far end | CommScope® |  | FL2000 | Fiber patch panel ¦ with IFC cable
RCP-4KBPUE02300 |  | Variant of RAPID-FIBER-PANELS | RapidFiber® Termination Panel, 288-Position 4RU, singlemode, LC/UPC to MPO breakouts, 23m | CommScope® | RapidFiber® | RCP | Fiber patch panel ¦ with rapid cable
RCP-4KBPUE04600 |  | Variant of RAPID-FIBER-PANELS | RapidFiber® Termination Panel, 288-Position 4RU, singlemode, LC/UPC to MPO breakouts, 46m | CommScope® | RapidFiber® | RCP | Fiber patch panel ¦ with rapid cable
RCP-4KBPUE06900 |  | Variant of RAPID-FIBER-PANELS | RapidFiber® Termination Panel, 288-Position 4RU, singlemode, LC/UPC to MPO breakouts, 69m | CommScope® | RapidFiber® | RCP | Fiber patch panel ¦ with rapid cable
RCP-4KBPUE13700 |  | Variant of RAPID-FIBER-PANELS | RapidFiber® Termination Panel, 288-Position 4RU, singlemode, LC/UPC to MPO breakouts, 137m | CommScope® | RapidFiber® | RCP | Fiber patch panel ¦ with rapid cable
RCP-4KBPUE18300 |  | Variant of RAPID-FIBER-PANELS | RapidFiber® Termination Panel, 288-Position 4RU, singlemode, LC/UPC to MPO breakouts, 183m | CommScope® | RapidFiber® | RCP | Fiber patch panel ¦ with rapid cable
RCP-4KBPUE20600 |  | Variant of RAPID-FIBER-PANELS | RapidFiber® Termination Panel, 288-Position 4RU, singlemode, LC/UPC to MPO breakouts, 206m | CommScope® | RapidFiber® | RCP | Fiber patch panel ¦ with rapid cable
RCP-4KBPUE22900 |  | Variant of RAPID-FIBER-PANELS | RapidFiber® Termination Panel, 288-Position 4RU, singlemode, LC/UPC to MPO breakouts, 229m | CommScope® | RapidFiber® | RCP | Fiber patch panel ¦ with rapid cable
RCP-4ZBPUE02300 |  | Variant of RAPID-FIBER-PANELS | RapidFiber® Termination Panel, 288-Position 4RU, singlemode, LC/APC to MPO breakouts, 23m | CommScope® | RapidFiber® | RCP | Fiber patch panel ¦ with rapid cable
RCP-4ZBPUE04600 |  | Variant of RAPID-FIBER-PANELS | RapidFiber® Termination Panel, 288-Position 4RU, singlemode, LC/APC to MPO breakouts, 46m | CommScope® | RapidFiber® | RCP | Fiber patch panel ¦ with rapid cable
RCP-4ZBPUE09200 |  | Variant of RAPID-FIBER-PANELS | RapidFiber® Termination Panel, 288-Position 4RU, singlemode, LC/APC to MPO breakouts, 92m | CommScope® | RapidFiber® | RCP | Fiber patch panel ¦ with rapid cable
RCP-4ZBPUE13700 |  | Variant of RAPID-FIBER-PANELS | RapidFiber® Termination Panel, 288-Position 4RU, singlemode, LC/APC to MPO breakouts, 137m | CommScope® | RapidFiber® | RCP | Fiber patch panel ¦ with rapid cable
RCP-4ZBPUE18300 |  | Variant of RAPID-FIBER-PANELS | RapidFiber® Termination Panel, 288-Position 4RU, singlemode, LC/APC to MPO breakouts, 183m | CommScope® | RapidFiber® | RCP | Fiber patch panel ¦ with rapid cable
RCP-4KBPU004600 |  | Variant of RAPID-FIBER-PANELS | RapidFiber® Termination Panel, 288-Position 4RU, singlemode, LC/UPC to stub, 46m | CommScope® | RapidFiber® | RCP | Fiber patch panel ¦ with rapid cable
RCP-4KBPU009200 |  | Variant of RAPID-FIBER-PANELS | RapidFiber® Termination Panel, 288-Position 4RU, singlemode, LC/UPC to stub, 92m | CommScope® | RapidFiber® | RCP | Fiber patch panel ¦ with rapid cable
RCP-4KBPU011400 |  | Variant of RAPID-FIBER-PANELS | RapidFiber® Termination Panel, 288-Position 4RU, singlemode, LC/UPC to stub, 114m | CommScope® | RapidFiber® | RCP | Fiber patch panel ¦ with rapid cable
RCP-4KBPU013700 |  | Variant of RAPID-FIBER-PANELS | RapidFiber® Termination Panel, 288-Position 4RU, singlemode, LC/UPC to stub, 137m | CommScope® | RapidFiber® | RCP | Fiber patch panel ¦ with rapid cable
RCP-4KBPU016000 |  | Variant of RAPID-FIBER-PANELS | RapidFiber® Termination Panel, 288-Position 4RU, singlemode, LC/UPC to stub, 160m | CommScope® | RapidFiber® | RCP | Fiber patch panel ¦ with rapid cable
RCP-4KBPU018300 |  | Variant of RAPID-FIBER-PANELS | RapidFiber® Termination Panel, 288-Position 4RU, singlemode, LC/UPC to stub, 183m | CommScope® | RapidFiber® | RCP | Fiber patch panel ¦ with rapid cable
RCP-4ZBPU002300 |  | Variant of RAPID-FIBER-PANELS | RapidFiber® Termination Panel, 288-Position 4RU, singlemode, LC/APC to stub, 23m | CommScope® | RapidFiber® | RCP | Fiber patch panel ¦ with rapid cable
RCP-4ZBPU009200 |  | Variant of RAPID-FIBER-PANELS | RapidFiber® Termination Panel, 288-Position 4RU, singlemode, LC/APC to stub, 92m | CommScope® | RapidFiber® | RCP | Fiber patch panel ¦ with rapid cable
RCP-4ZBPU016000 |  | Variant of RAPID-FIBER-PANELS | RapidFiber® Termination Panel, 288-Position 4RU, singlemode, LC/APC to stub, 160m | CommScope® | RapidFiber® | RCP | Fiber patch panel ¦ with rapid cable
RCP-4ZBPU022900 |  | Variant of RAPID-FIBER-PANELS | RapidFiber® Termination Panel, 288-Position 4RU, singlemode, LC/APC to stub, 229m | CommScope® | RapidFiber® | RCP | Fiber patch panel ¦ with rapid cable
RCP-C4KBPUK06900 |  | Variant of RAPID-FIBER-PANELS | RapidFiber® Termination Panel, 288-Position 4RU, singlemode, LC/UPC to LC/UPC CMOD, 69m | CommScope® | RapidFiber® | RCP | Fiber patch panel ¦ with rapid cable
RCP-C4KBPUK09200 |  | Variant of RAPID-FIBER-PANELS | RapidFiber® Termination Panel, 288-Position 4RU, singlemode, LC/UPC to LC/UPC CMOD, 92m | CommScope® | RapidFiber® | RCP | Fiber patch panel ¦ with rapid cable
RCP-C4KBPUK11400 |  | Variant of RAPID-FIBER-PANELS | RapidFiber® Termination Panel, 288-Position 4RU, singlemode, LC/UPC to LC/UPC CMOD, 114m | CommScope® | RapidFiber® | RCP | Fiber patch panel ¦ with rapid cable
RCP-C4KBPUK18300 |  | Variant of RAPID-FIBER-PANELS | RapidFiber® Termination Panel, 288-Position 4RU, singlemode, LC/UPC to LC/UPC CMOD, 183m | CommScope® | RapidFiber® | RCP | Fiber patch panel ¦ with rapid cable
RCP-C4KBPUK20600 |  | Variant of RAPID-FIBER-PANELS | RapidFiber® Termination Panel, 288-Position 4RU, singlemode, LC/UPC to LC/UPC CMOD, 206m | CommScope® | RapidFiber® | RCP | Fiber patch panel ¦ with rapid cable
RCP-C4KBPUK22900 |  | Variant of RAPID-FIBER-PANELS | RapidFiber® Termination Panel, 288-Position 4RU, singlemode, LC/UPC to LC/UPC CMOD, 229m | CommScope® | RapidFiber® | RCP | Fiber patch panel ¦ with rapid cable
RCP-C4KBPUZ02300 |  | Variant of RAPID-FIBER-PANELS | RapidFiber® Termination Panel, 288-Position 4RU, singlemode, LC/UPC to LC/APC CMOD, 23m | CommScope® | RapidFiber® | RCP | Fiber patch panel ¦ with rapid cable
RCP-C4KBPUZ06900 |  | Variant of RAPID-FIBER-PANELS | RapidFiber® Termination Panel, 288-Position 4RU, singlemode, LC/UPC to LC/APC CMOD, 69m | CommScope® | RapidFiber® | RCP | Fiber patch panel ¦ with rapid cable
RCP-C4KBPUZ13700 |  | Variant of RAPID-FIBER-PANELS | RapidFiber® Termination Panel, 288-Position 4RU, singlemode, LC/UPC to LC/APC CMOD, 137m | CommScope® | RapidFiber® | RCP | Fiber patch panel ¦ with rapid cable
RCP-C4KBPUZ18300 |  | Variant of RAPID-FIBER-PANELS | RapidFiber® Termination Panel, 288-Position 4RU, singlemode, LC/UPC to LC/APC CMOD, 183m | CommScope® | RapidFiber® | RCP | Fiber patch panel ¦ with rapid cable
RCP-C4KBPUZ22900 |  | Variant of RAPID-FIBER-PANELS | RapidFiber® Termination Panel, 288-Position 4RU, singlemode, LC/UPC to LC/APC CMOD, 229m | CommScope® | RapidFiber® | RCP | Fiber patch panel ¦ with rapid cable
RCP-C4ZBPUK06900 |  | Variant of RAPID-FIBER-PANELS | RapidFiber® Termination Panel, 288-Position 4RU, singlemode, LC/APC to LC/UPC CMOD, 69m | CommScope® | RapidFiber® | RCP | Fiber patch panel ¦ with rapid cable
RCP-C4ZBPUK09200 |  | Variant of RAPID-FIBER-PANELS | RapidFiber® Termination Panel, 288-Position 4RU, singlemode, LC/APC to LC/UPC CMOD, 92m | CommScope® | RapidFiber® | RCP | Fiber patch panel ¦ with rapid cable
RCP-C4ZBPUK11400 |  | Variant of RAPID-FIBER-PANELS | RapidFiber® Termination Panel, 288-Position 4RU, singlemode, LC/APC to LC/UPC CMOD, 114m | CommScope® | RapidFiber® | RCP | Fiber patch panel ¦ with rapid cable
RCP-C4ZBPUK13700 |  | Variant of RAPID-FIBER-PANELS | RapidFiber® Termination Panel, 288-Position 4RU, singlemode, LC/APC to LC/UPC CMOD, 137m | CommScope® | RapidFiber® | RCP | Fiber patch panel ¦ with rapid cable
RCP-C4ZBPUK22900 |  | Variant of RAPID-FIBER-PANELS | RapidFiber® Termination Panel, 288-Position 4RU, singlemode, LC/APC to LC/UPC CMOD, 229m | CommScope® | RapidFiber® | RCP | Fiber patch panel ¦ with rapid cable
RCP-C4ZBPUZ04600 |  | Variant of RAPID-FIBER-PANELS | RapidFiber® Termination Panel, 288-Position 4RU, singlemode, LC/APC to LC/APC CMOD, 46m | CommScope® | RapidFiber® | RCP | Fiber patch panel ¦ with rapid cable
RCP-C4ZBPUZ09200 |  | Variant of RAPID-FIBER-PANELS | RapidFiber® Termination Panel, 288-Position 4RU, singlemode, LC/APC to LC/APC CMOD, 92m | CommScope® | RapidFiber® | RCP | Fiber patch panel ¦ with rapid cable
RCP-C4ZBPUZ16000 |  | Variant of RAPID-FIBER-PANELS | RapidFiber® Termination Panel, 288-Position 4RU, singlemode, LC/APC to LC/APC CMOD, 160m | CommScope® | RapidFiber® | RCP | Fiber patch panel ¦ with rapid cable
RCP-C4ZBPUZ20600 |  | Variant of RAPID-FIBER-PANELS | RapidFiber® Termination Panel, 288-Position 4RU, singlemode, LC/APC to LC/APC CMOD, 206m | CommScope® | RapidFiber® | RCP | Fiber patch panel ¦ with rapid cable
RCP-4KBPUK02367B |  | Variant of RAPID-FIBER-PANELS | RapidFiber® Termination Panel, 288-Position 4RU, singlemode, LC/UPC to LC/UPC breakouts, 23m cable with 67 inch breakout length and 1.2MM Breakout Jacketing | CommScope® | RapidFiber® | RCP | Fiber patch panel ¦ with rapid cable
RCP-4KBPUK04625B |  | Variant of RAPID-FIBER-PANELS | RapidFiber® Termination Panel, 288-Position 4RU, singlemode, LC/UPC to LC/UPC breakouts, 46m cable with 25 inch breakout length and 1.2MM Breakout Jacketing | CommScope® | RapidFiber® | RCP | Fiber patch panel ¦ with rapid cable
RCP-4KBPUK04645B |  | Variant of RAPID-FIBER-PANELS | RapidFiber® Termination Panel, 288-Position 4RU, singlemode, LC/UPC to LC/UPC breakouts, 46m cable with 45 inch breakout length and 1.2MM Breakout Jacketing | CommScope® | RapidFiber® | RCP | Fiber patch panel ¦ with rapid cable
RCP-4KBPUK04667B |  | Variant of RAPID-FIBER-PANELS | RapidFiber® Termination Panel, 288-Position 4RU, singlemode, LC/UPC to LC/UPC breakouts, 46m cable with 67 inch breakout length and 1.2MM Breakout Jacketing | CommScope® | RapidFiber® | RCP | Fiber patch panel ¦ with rapid cable
RCP-4KBPUK06909B |  | Variant of RAPID-FIBER-PANELS | RapidFiber® Termination Panel, 288-Position 4RU, singlemode, LC/UPC to LC/UPC breakouts, 69m cable with 108 inch breakout length and 1.2MM Breakout Jacketing | CommScope® | RapidFiber® | RCP | Fiber patch panel ¦ with rapid cable
RCP-4KBPUK06925B |  | Variant of RAPID-FIBER-PANELS | RapidFiber® Termination Panel, 288-Position 4RU, singlemode, LC/UPC to LC/UPC breakouts, 69m cable with 25 inch breakout length and 1.2MM Breakout Jacketing | CommScope® | RapidFiber® | RCP | Fiber patch panel ¦ with rapid cable
RCP-4KBPUK06945B |  | Variant of RAPID-FIBER-PANELS | RapidFiber® Termination Panel, 288-Position 4RU, singlemode, LC/UPC to LC/UPC breakouts, 69m cable with 45 inch breakout length and 1.2MM Breakout Jacketing | CommScope® | RapidFiber® | RCP | Fiber patch panel ¦ with rapid cable
RCP-4KBPUK06967B |  | Variant of RAPID-FIBER-PANELS | RapidFiber® Termination Panel, 288-Position 4RU, singlemode, LC/UPC to LC/UPC breakouts, 69m cable with 67 inch breakout length and 1.2MM Breakout Jacketing | CommScope® | RapidFiber® | RCP | Fiber patch panel ¦ with rapid cable
RCP-4KBPUK09225B |  | Variant of RAPID-FIBER-PANELS | RapidFiber® Termination Panel, 288-Position 4RU, singlemode, LC/UPC to LC/UPC breakouts, 92m cable with 25 inch breakout length and 1.2MM Breakout Jacketing | CommScope® | RapidFiber® | RCP | Fiber patch panel ¦ with rapid cable
RCP-4KBPUK11445B |  | Variant of RAPID-FIBER-PANELS | RapidFiber® Termination Panel, 288-Position 4RU, singlemode, LC/UPC to LC/UPC breakouts, 114m cable with 45 inch breakout length and 1.2MM Breakout Jacketing | CommScope® | RapidFiber® | RCP | Fiber patch panel ¦ with rapid cable
RCP-4KBPUK13725B |  | Variant of RAPID-FIBER-PANELS | RapidFiber® Termination Panel, 288-Position 4RU, singlemode, LC/UPC to LC/UPC breakouts, 137m cable with 25 inch breakout length and 1.2MM Breakout Jacketing | CommScope® | RapidFiber® | RCP | Fiber patch panel ¦ with rapid cable
RCP-4KBPUK13739B |  | Variant of RAPID-FIBER-PANELS | RapidFiber® Termination Panel, 288-Position 4RU, singlemode, LC/UPC to LC/UPC breakouts, 137m cable with 39 inch breakout length and 1.2MM Breakout Jacketing | CommScope® | RapidFiber® | RCP | Fiber patch panel ¦ with rapid cable
RCP-4KBPUK13745B |  | Variant of RAPID-FIBER-PANELS | RapidFiber® Termination Panel, 288-Position 4RU, singlemode, LC/UPC to LC/UPC breakouts, 137m cable with 45 inch breakout length and 1.2MM Breakout Jacketing | CommScope® | RapidFiber® | RCP | Fiber patch panel ¦ with rapid cable
RCP-4KBPUK16009B |  | Variant of RAPID-FIBER-PANELS | RapidFiber® Termination Panel, 288-Position 4RU, singlemode, LC/UPC to LC/UPC breakouts, 160m cable with 108 inch breakout length and 1.2MM Breakout Jacketing | CommScope® | RapidFiber® | RCP | Fiber patch panel ¦ with rapid cable
RCP-4KBPUK16067B |  | Variant of RAPID-FIBER-PANELS | RapidFiber® Termination Panel, 288-Position 4RU, singlemode, LC/UPC to LC/UPC breakouts, 160m cable with 67 inch breakout length and 1.2MM Breakout Jacketing | CommScope® | RapidFiber® | RCP | Fiber patch panel ¦ with rapid cable
RCP-4KBPUK18325B |  | Variant of RAPID-FIBER-PANELS | RapidFiber® Termination Panel, 288-Position 4RU, singlemode, LC/UPC to LC/UPC breakouts, 183m cable with 25 inch breakout length and 1.2MM Breakout Jacketing | CommScope® | RapidFiber® | RCP | Fiber patch panel ¦ with rapid cable
RCP-4KBPUK18345B |  | Variant of RAPID-FIBER-PANELS | RapidFiber® Termination Panel, 288-Position 4RU, singlemode, LC/UPC to LC/UPC breakouts, 183m cable with 45 inch breakout length and 1.2MM Breakout Jacketing | CommScope® | RapidFiber® | RCP | Fiber patch panel ¦ with rapid cable
760244558 | FACT-MMDLKE-B | Variant of FACT-MODULES | FACT® MPO Module, left sided, LC/UPC at front side, 2x12 fiber MPO at rear side, singlemode, wiring method B Enhanced | CommScope® | FACT® | FACT | Fiber module
760244559 | FACT-MMDRKE-B | Variant of FACT-MODULES | FACT® MPO Module, right sided, LC/UPC at front side, 2x12 fiber MPO at rear side, singlemode, wiring method B Enhanced | CommScope® | FACT® | FACT | Fiber module
760244560 | FACT-MMDLME-B | Variant of FACT-MODULES | FACT® MPO Module, left sided, LC/APC at front side, 2x12 fiber MPO at rear side, singlemode, wiring method B Enhanced | CommScope® | FACT® | FACT | Fiber module
RCP-4KBPUK22939B |  | Variant of RAPID-FIBER-PANELS | RapidFiber® Termination Panel, 288-Position 4RU, singlemode, LC/UPC to LC/UPC breakouts, 229m cable with 39 inch breakout length and 1.2MM Breakout Jacketing | CommScope® | RapidFiber® | RCP | Fiber patch panel ¦ with rapid cable
RCP-4KBPUK22945B |  | Variant of RAPID-FIBER-PANELS | RapidFiber® Termination Panel, 288-Position 4RU, singlemode, LC/UPC to LC/UPC breakouts, 229m cable with 45 inch breakout length and 1.2MM Breakout Jacketing | CommScope® | RapidFiber® | RCP | Fiber patch panel ¦ with rapid cable
RCP-4KBPUK22967B |  | Variant of RAPID-FIBER-PANELS | RapidFiber® Termination Panel, 288-Position 4RU, singlemode, LC/UPC to LC/UPC breakouts, 229m cable with 67 inch breakout length and 1.2MM Breakout Jacketing | CommScope® | RapidFiber® | RCP | Fiber patch panel ¦ with rapid cable
760243103 | FACT-FRACCCTU2E | Variant of FACT-CHASSIS-ACCESSORIES | FACT® cable termination unit (CTU), kit for 2E FACT chassis, accomodates: 1 cable 2.5-14mm or 2 cables 2.5-8.5mm or 4 cables 2.5-5mm or 1 flex tube OD 16mm, only for use in FACT frame |  | FACT® | FACT | Cable termination kit
RCP-4KBPUZ02325B |  | Variant of RAPID-FIBER-PANELS | RapidFiber® Termination Panel, 288-Position 4RU, singlemode, LC/UPC to LC/APC breakouts, 23m cable with 25 inch breakout length and 1.2MM Breakout Jacketing | CommScope® | RapidFiber® | RCP | Fiber patch panel ¦ with rapid cable
760243106 | FACT-FRACCCTU5E | Variant of FACT-CHASSIS-ACCESSORIES | FACT® cable termination unit (CTU), kit for 5E FACT chassis, accomodates: 1 cable 2.5-14mm or 2 cables 2.5-8.5mm or 4 cables 2.5-5mm or 1 flex tube OD 16mm, only for use in FACT frame |  | FACT® | FACT | Cable termination kit
RCP-4KBPUZ02345B |  | Variant of RAPID-FIBER-PANELS | RapidFiber® Termination Panel, 288-Position 4RU, singlemode, LC/UPC to LC/APC breakouts, 23m cable with 45 inch breakout length and 1.2MM Breakout Jacketing | CommScope® | RapidFiber® | RCP | Fiber patch panel ¦ with rapid cable
RCP-4KBPUZ02367B |  | Variant of RAPID-FIBER-PANELS | RapidFiber® Termination Panel, 288-Position 4RU, singlemode, LC/UPC to LC/APC breakouts, 23m cable with 67 inch breakout length and 1.2MM Breakout Jacketing | CommScope® | RapidFiber® | RCP | Fiber patch panel ¦ with rapid cable
RCP-4KBPUZ04609B |  | Variant of RAPID-FIBER-PANELS | RapidFiber® Termination Panel, 288-Position 4RU, singlemode, LC/UPC to LC/APC breakouts, 46m cable with 108 inch breakout length and 1.2MM Breakout Jacketing | CommScope® | RapidFiber® | RCP | Fiber patch panel ¦ with rapid cable
RCP-4KBPUZ04639B |  | Variant of RAPID-FIBER-PANELS | RapidFiber® Termination Panel, 288-Position 4RU, singlemode, LC/UPC to LC/APC breakouts, 46m cable with 39 inch breakout length and 1.2MM Breakout Jacketing | CommScope® | RapidFiber® | RCP | Fiber patch panel ¦ with rapid cable
RCP-4KBPUZ04667B |  | Variant of RAPID-FIBER-PANELS | RapidFiber® Termination Panel, 288-Position 4RU, singlemode, LC/UPC to LC/APC breakouts, 46m cable with 67 inch breakout length and 1.2MM Breakout Jacketing | CommScope® | RapidFiber® | RCP | Fiber patch panel ¦ with rapid cable
760244561 | FACT-MMDRME-B | Variant of FACT-MODULES | FACT® MPO Module, right sided, LC/APC at front side, 2x12 fiber MPO at rear side, singlemode, wiring method B Enhanced | CommScope® | FACT® | FACT | Fiber module
FL2-24TS525 |  | Variant of FL2-PANELS | FL2000 Fiber Termination/Splice Panel, unloaded, 24 Ports, 3RU, 19 in, putty white | CommScope® |  | FL2000 | Fiber patch/splice panel
FL2-SB80YA005-AD00 |  | Variant of FL2-PANELS | FL2000 Fiber Termination Panel, 48 LC/UPC, singlemode, 2RU, 19 in, putty white, pre-terminated with IFC cable, 5 meters, Stub tail at far end | CommScope® |  | FL2000 | Fiber patch panel ¦ with IFC cable
FL2-SD80WA030-AU00 |  | Variant of FL2-PANELS | FL2000 Fiber Termination Panel, 96 LC/UPC, singlemode, 3RU, 19 in, putty white, pre-terminated with IFC cable, 30 meters, Stub tail at far end | CommScope® |  | FL2000 | Fiber patch panel ¦ with IFC cable
FL2-SD80WA030-CU00 |  | Variant of FL2-PANELS | FL2000 Fiber Termination Panel, 96 LC/UPC, singlemode, 3RU, 19 in, putty white, pre-terminated with IFC cable, 30 meters, Stub tail at far end | CommScope® |  | FL2000 | Fiber patch panel ¦ with IFC cable
FL2-SB80YA035-AD00 |  | Variant of FL2-PANELS | FL2000 Fiber Termination Panel, 48 LC/UPC, singlemode, 2RU, 19 in, putty white, pre-terminated with IFC cable, 35 meters, Stub tail at far end | CommScope® |  | FL2000 | Fiber patch panel ¦ with IFC cable
FMT-DBS000000-S00P |  | Variant of FMT-PANELS | FMT Fiber Storage Panel, with sliding tray, with storage spools, 1RU, 23 in, putty white | CommScope® |  | FMT | Fiber storage panel
FL2-SDB09M005-AU00 |  | Variant of FL2-PANELS | FL2000 Fiber Termination Panel, 96 LC/APC, singlemode, 3RU, 19 in, putty white, pre-terminated with IFC cable, 5 meters, Stub tail at far end | CommScope® |  | FL2000 | Fiber patch panel ¦ with IFC cable
FMT-DRT080A00-A24P |  | Variant of FMT-PANELS | FMT Fiber Termination Panel, with sliding tray, 24 LC/UPC, singlemode, 1RU, 19 in, putty white | CommScope® |  | FMT | Fiber patch panel
FMT-ACCCLMP07 |  | Variant | FMT Panel Cable Clamp Kit |  |  | FMT | Cable clamp
FMT-DBS000001-A00B |  | Variant of FMT-PANELS | FMT Fiber Storage Panel, with sliding tray, with storage spools, 1RU, 19 in, putty white | CommScope® |  | FMT | Fiber storage panel
FL2-S1701A016-AU00 |  | Variant of FL2-PANELS | FL2000 Fiber Termination Panel, 12 SC/UPC, singlemode, 1RU, 19 in, putty white, pre-terminated with IFC cable, 16 meters, Stub tail at far end | CommScope® |  | FL2000 | Fiber patch panel ¦ with IFC cable
FMT-DRT0J0A00-A24P |  | Variant of FMT-PANELS | FMT Fiber Termination Panel, with sliding tray, 24 SC/APC, singlemode, 1RU, 19 in, putty white | CommScope® |  | FMT | Fiber patch panel
FMT-DAS000021-A24B |  | Variant of FMT-PANELS | FMT Fiber Splice Panel, with sliding tray, unloaded, 1RU, 19 in, black | CommScope® |  | FMT | Fiber splice panel
FMT-2SAP08 |  | Variant of FMT-ADAPTER-PACKS | FMT Fiber Optic Sliding Pack, singlemode, 2 LC/UPC duplex adapters |  |  | FMT | Fiber adapter pack
FL2-SE80AA005-AD00 |  | Variant of FL2-PANELS | FL2000 Fiber Termination Panel, LC/UPC, singlemode, 5RU, 19 in, putty white, pre-terminated with IFC cable, 5 meters, Stub tail at far end | CommScope® |  | FL2000 | Fiber patch panel ¦ with IFC cable
FMT-DRT0J0A00-A32P |  | Variant of FMT-PANELS | FMT Fiber Termination Panel, with sliding tray, 32 SC/APC, singlemode, 1RU, 19 in, putty white | CommScope® |  | FMT | Fiber patch panel
FMT-DBS000000-A00B |  | Variant of FMT-PANELS | FMT Fiber Storage Panel, with sliding tray, with storage spools, 1RU, 19 in, black | CommScope® |  | FMT | Fiber storage panel
FL2-S1701A046-AU00 |  | Variant of FL2-PANELS | FL2000 Fiber Termination Panel, 12 SC/UPC, singlemode, 1RU, 19 in, putty white, pre-terminated with IFC cable, 46 meters, Stub tail at far end | CommScope® |  | FL2000 | Fiber patch panel ¦ with IFC cable
FMT-DDS000000-S00P |  | Variant of FMT-PANELS | FMT Fiber Storage Panel, with sliding tray, with storage trays, 1RU, 19 in, putty white | CommScope® |  | FMT | Fiber storage panel
FMT-DBS000000-A00P |  | Variant of FMT-PANELS | FMT Fiber Storage Panel, with sliding tray, with storage spools, 1RU, 19 in, putty white | CommScope® |  | FMT | Fiber storage panel
FMT-DST0J0A00-F16P |  | Variant of FMT-PANELS | FMT Fiber Termination/Storage Panel, with sliding tray, 16 SC/APC, singlemode, 1RU, 19 in, putty white | CommScope® |  | FMT | Fiber patch/storage panel
FL2-S1701A065-AU00 |  | Variant of FL2-PANELS | FL2000 Fiber Termination Panel, 12 SC/UPC, singlemode, 1RU, 19 in, putty white, pre-terminated with IFC cable, 65 meters, Stub tail at far end | CommScope® |  | FL2000 | Fiber patch panel ¦ with IFC cable
FMT-DSR0J0A00-F24P |  | Variant of FMT-PANELS | FMT Fiber Termination/Storage Panel, with sliding tray, 24 SC/APC, singlemode, 1RU, 19 in, putty white | CommScope® |  | FMT | Fiber patch/storage panel
FMT-DRT020A00-A24P |  | Variant of FMT-PANELS | FMT Fiber Termination Panel, with sliding tray, 24 FC/UPC, singlemode, 1RU, 19 in, putty white | CommScope® |  | FMT | Fiber patch panel |  | Discontinued
FMT-DSL070A00-A24P |  | Variant of FMT-PANELS | FMT Fiber Termination/Storage Panel, with sliding tray, 24 SC/UPC, singlemode, 1RU, 19 in, putty white | CommScope® |  | FMT | Fiber patch/storage panel
FMT-DTL023U20-S24B |  | Variant of FMT-PANELS | FMT Fiber Termination/Splice Panel, with sliding tray, 24 FC/UPC, singlemode, 1RU, 19 in, black | CommScope® |  | FMT | Fiber patch/splice panel |  | Discontinued
FMT-DSR020A00-S24B |  | Variant of FMT-PANELS | FMT Fiber Termination/Storage Panel, with sliding tray, 24 FC/UPC, singlemode, 1RU, 19 in, black | CommScope® |  | FMT | Fiber patch/storage panel |  | Discontinued
FMT-DBS000000-F00P |  | Variant of FMT-PANELS | FMT Fiber Storage Panel, with sliding tray, with storage spools, 1RU, 19 in, putty white | CommScope® |  | FMT | Fiber storage panel
FMT-DTL070A20-A24P |  | Variant of FMT-PANELS | FMT Fiber Termination/Splice Panel, with sliding tray, 24 SC/UPC, singlemode, 1RU, 19 in, putty white | CommScope® |  | FMT | Fiber patch/splice panel
FMT-DSR070A00-A24B |  | Variant of FMT-PANELS | FMT Fiber Termination/Storage Panel, with sliding tray, 24 SC/UPC, singlemode, 1RU, 19 in, black | CommScope® |  | FMT | Fiber patch/storage panel
FMT-DTR070U70-S12P |  | Variant of FMT-PANELS | FMT Fiber Termination/Splice Panel, with sliding tray, 12 SC/UPC, singlemode, 1RU, 19 in, putty white | CommScope® |  | FMT | Fiber patch/splice panel
FMT-DRT080A00-A24B |  | Variant of FMT-PANELS | FMT Fiber Termination Panel, with sliding tray, 24 LC/UPC, singlemode, 1RU, 19 in, black | CommScope® |  | FMT | Fiber patch panel
FMT-DTR020U20-S12B |  | Variant of FMT-PANELS | FMT Fiber Termination/Splice Panel, with sliding tray, 12 FC/UPC, singlemode, 1RU, 19 in, black | CommScope® |  | FMT | Fiber patch/splice panel |  | Discontinued
FMT-DST070A00-S12P |  | Variant of FMT-PANELS | FMT Fiber Termination/Storage Panel, with sliding tray, 12 SC/UPC, singlemode, 1RU, 19 in, putty white | CommScope® |  | FMT | Fiber patch/storage panel
FMT-GQR090A00-A72B |  | Variant of FMT-PANELS | FMT Fiber Termination Panel, with sliding tray, 72 SC/UPC, multimode, 2RU, 19 in, black | CommScope® |  | FMT | Fiber patch panel
FMT-DTL070U20-S12B |  | Variant of FMT-PANELS | FMT Fiber Termination/Splice Panel, with sliding tray, 12 SC/UPC, singlemode, 1RU, 19 in, black | CommScope® |  | FMT | Fiber patch/splice panel
FMT-DST070A00-S16B |  | Variant of FMT-PANELS | FMT Fiber Termination/Storage Panel, with sliding tray, 16 SC/UPC, singlemode, 1RU, 19 in, black | CommScope® |  | FMT | Fiber patch/storage panel
FMT-DSR080A00-S24B |  | Variant of FMT-PANELS | FMT Fiber Termination/Storage Panel, with sliding tray, 24 LC/UPC, singlemode, 1RU, 19 in, black | CommScope® |  | FMT | Fiber patch/storage panel
FMT-DTL070U20-S12P |  | Variant of FMT-PANELS | FMT Fiber Termination/Splice Panel, with sliding tray, 12 SC/UPC, singlemode, 1RU, 19 in, putty white | CommScope® |  | FMT | Fiber patch/splice panel
FMT-DSR090A00-S24P |  | Variant of FMT-PANELS | FMT Fiber Termination/Storage Panel, with sliding tray, 24 SC/UPC, multimode, 1RU, 19 in, putty white | CommScope® |  | FMT | Fiber patch/storage panel
FMT-GBS000000-A00B |  | Variant of FMT-PANELS | FMT Fiber Storage Panel, with sliding tray and storage spools, 2RU, 19 in, black | CommScope® |  | FMT | Fiber storage panel
FMT-DTR070A20-A12B |  | Variant of FMT-PANELS | FMT Fiber Termination/Splice Panel, with sliding tray, 12 SC/UPC, singlemode, 1RU, 19 in, black | CommScope® |  | FMT | Fiber patch/splice panel
FMT-GBS000000-A00P |  | Variant of FMT-PANELS | FMT Fiber Storage Panel, with sliding tray and storage spools, 2RU, 19 in, putty white | CommScope® |  | FMT | Fiber storage panel
FMT-GRT080A00-A96P |  | Variant of FMT-PANELS | FMT Fiber Termination Panel, with sliding tray, 96 LC/UPC, singlemode, 2RU, 19 in, putty white | CommScope® |  | FMT | Fiber patch panel
FMT-HBH075R30-A24P |  | Variant of FMT-PANELS | FMT Fiber Termination/Splice Panel, with sliding tray, 24 SC/UPC, singlemode, 1RU, 19 in, putty white | CommScope® |  | FMT | Fiber patch/splice panel
FMT-DTL074U20-S24B |  | Variant of FMT-PANELS | FMT Fiber Termination/Splice Panel, with sliding tray, 24 SC/UPC, singlemode, 1RU, 19 in, black | CommScope® |  | FMT | Fiber patch/splice panel
FMT-GTL070U20-A48P |  | Variant of FMT-PANELS | FMT Fiber Termination/Splice Panel, with sliding tray, 48 SC/UPC, singlemode, 2RU, 19 in, putty white | CommScope® |  | FMT | Fiber patch/splice panel
FMT-HBH075U20-A12P |  | Variant of FMT-PANELS | FMT Fiber Termination/Splice Panel, with sliding tray, 12 SC/UPC, singlemode, 1RU, 19 in, putty white | CommScope® |  | FMT | Fiber patch/splice panel
FMT-DST080A00-A16P |  | Variant of FMT-PANELS | FMT Fiber Termination/Storage Panel, with sliding tray, 16 LC/UPC, singlemode, 1RU, 19 in, putty white | CommScope® |  | FMT | Fiber patch/storage panel
FMT-DTR070U20-S12B |  | Variant of FMT-PANELS | FMT Fiber Termination/Splice Panel, with sliding tray, 12 SC/UPC, singlemode, 1RU, 19 in, black | CommScope® |  | FMT | Fiber patch/splice panel
FMT-HBH075W30-A12P |  | Variant of FMT-PANELS | FMT Fiber Termination/Splice Panel, with sliding tray, 12 SC/UPC, singlemode, 1RU, 19 in, putty white | CommScope® |  | FMT | Fiber patch/splice panel
FMT-DTL0J0U20-A12P |  | Variant of FMT-PANELS | FMT Fiber Termination/Splice Panel, with sliding tray, 12 SC/APC, singlemode, 1RU, 19 in, putty white | CommScope® |  | FMT | Fiber patch/splice panel
FMT-DTR070U20-S12P |  | Variant of FMT-PANELS | FMT Fiber Termination/Splice Panel, with sliding tray, 12 SC/UPC, singlemode, 1RU, 19 in, putty white | CommScope® |  | FMT | Fiber patch/splice panel
FMT-GTL0J0U20-A48P |  | Variant of FMT-PANELS | FMT Fiber Termination/Splice Panel, with sliding tray, 48 SC/APC, singlemode, 2RU, 19 in, putty white | CommScope® |  | FMT | Fiber patch/splice panel
FMT-HBH075W30-A24P |  | Variant of FMT-PANELS | FMT Fiber Termination/Splice Panel, with sliding tray, 24 SC/UPC, singlemode, 1RU, 19 in, putty white | CommScope® |  | FMT | Fiber patch/splice panel
FMT-JN2A80610-A24P |  | Variant of FMT-PANELS | FMT Fiber Termination Panel, 24 LC/UPC, singlemode, 1RU, 19 in, putty white, pre-terminated with IFC cable, 61 meters, stub tail at far end | CommScope® |  | FMT | Fiber patch panel ¦ with IFC cable
FMT-JTUA970U7-A12P |  | Variant of FMT-PANELS | FMT Fiber Termination/Splice Panel, with sliding tray, 12 SC/UPC, multimode, 1RU, 19 in, white | CommScope® |  | FMT | Fiber patch/splice panel
FMT-GVS000000-E96P |  | Variant of FMT-PANELS | FMT Fiber Optic MicroVAM Panel, 16 module capacity, 2RU, 19 in, putty white | CommScope® |  | FMT | Fiber VAM panel
FMT-HBH075A00-A24P |  | Variant of FMT-PANELS | FMT Fiber Termination Panel, with sliding tray, 24 SC/UPC, singlemode, 1RU, 19 in, putty white | CommScope® |  | FMT | Fiber patch panel
FMT-MS27A7A2000A00 |  | Variant of NGF-FMT-SPLTR-MODULES | FMT MicroVAM Fiber Optic Splitter Module, one 1x2 splitter, singlemode, SC/APC, 50/50 split ratio |  |  | FMT | Splitter module
FMT-MS27A7A3900A00 |  | Variant of NGF-FMT-SPLTR-MODULES | FMT MicroVAM Fiber Optic Splitter Module, one 1x3 splitter, singlemode, SC/APC, symmetrical split ratio |  |  | FMT | Splitter module
FMT-JN2A80160-A24P |  | Variant of FMT-PANELS | FMT Fiber Termination Panel, 24 LC/UPC, singlemode, 1RU, 19 in, putty white, pre-terminated with IFC cable, 16 meters, stub tail at far end | CommScope® |  | FMT | Fiber patch panel ¦ with IFC cable
FMT-M7U7U7U1EJ000 |  | Variant of NGF-FMT-SPLTR-MODULES | FMT MicroVAM Fiber Optic Monitoring Module, two 1x2 splitters, singlemode, SC/UPC, 80/20 split ratio |  |  | FMT | Splitter module
FMT-JTR070R30-A24P |  | Variant of FMT-PANELS | FMT Fiber Termination/Splice Panel, with sliding tray, 24 SC/UPC, singlemode, 1RU, 19 in, putty white | CommScope® |  | FMT | Fiber patch/splice panel
FMT-MS27A7A2200B00 |  | Variant of NGF-FMT-SPLTR-MODULES | FMT MicroVAM Fiber Optic Splitter Module, two 1x2 splitters, singlemode, SC/APC, 60/40 split ratio |  |  | FMT | Splitter module
FMT-MS27A7A5300A00 |  | Variant of NGF-FMT-SPLTR-MODULES | FMT MicroVAM Fiber Optic Splitter Module, one 1x5 splitter, singlemode, SC/APC, symmetrical split ratio |  |  | FMT | Splitter module
FMT-M7U7U7U1HP000 |  | Variant of NGF-FMT-SPLTR-MODULES | FMT MicroVAM Fiber Optic Monitoring Module, two 1x2 splitters, singlemode, SC/UPC, 70/30 split ratio |  |  | FMT | Splitter module
FMT-MS27A7A2300B00 |  | Variant of NGF-FMT-SPLTR-MODULES | FMT MicroVAM Fiber Optic Splitter Module, two 1x2 splitters, singlemode, SC/APC, 65/35 split ratio |  |  | FMT | Splitter module
FMT-JN2A80460-A24P |  | Variant of FMT-PANELS | FMT Fiber Termination Panel, 24 LC/UPC, singlemode, 1RU, 19 in, putty white, pre-terminated with IFC cable, 46 meters, stub tail at far end | CommScope® |  | FMT | Fiber patch panel ¦ with IFC cable
FMT-M7U7U7U1JJ000 |  | Variant of NGF-FMT-SPLTR-MODULES | FMT MicroVAM Fiber Optic Monitoring Module, two 1x2 splitters, singlemode, SC/UPC, 60/40 split ratio |  |  | FMT | Splitter module
FMT-JTU072U20-A24P |  | Variant of FMT-PANELS | FMT Fiber Termination/Splice Panel, with sliding tray, 24 SC/UPC, singlemode, 1RU, 19 in, white | CommScope® |  | FMT | Fiber patch/splice panel
FMT-MS27A7A2400B00 |  | Variant of NGF-FMT-SPLTR-MODULES | FMT MicroVAM Fiber Optic Splitter Module, two 1x2 splitters, singlemode, SC/APC, 70/30 split ratio |  |  | FMT | Splitter module
FMT-MS27A7A2500B00 |  | Variant of NGF-FMT-SPLTR-MODULES | FMT MicroVAM Fiber Optic Splitter Module, two 1x2 splitters, singlemode, SC/APC, 75/25 split ratio |  |  | FMT | Splitter module
FMT-MS27U7U2400B00 |  | Variant of NGF-FMT-SPLTR-MODULES | FMT MicroVAM Fiber Optic Splitter Module, two 1x2 splitters, singlemode, SC/UPC, 70/30 split ratio |  |  | FMT | Splitter module
FMT-M7U7U7U1JP000 |  | Variant of NGF-FMT-SPLTR-MODULES | FMT MicroVAM Fiber Optic Monitoring Module, two 1x2 splitters, singlemode, SC/UPC, 60/40 split ratio |  |  | FMT | Splitter module
FMT-JTU082U20-A24P |  | Variant of FMT-PANELS | FMT Fiber Termination/Splice Panel, with sliding tray, 24 LC/UPC, singlemode, 1RU, 19 in, white | CommScope® |  | FMT | Fiber patch/splice panel
FMT-MS27U7U2600B00 |  | Variant of NGF-FMT-SPLTR-MODULES | FMT MicroVAM Fiber Optic Splitter Module, two 1x2 splitters, singlemode, SC/UPC, 80/20 split ratio |  |  | FMT | Splitter module
FMT-M7U7U7U1MK000 |  | Variant of NGF-FMT-SPLTR-MODULES | FMT MicroVAM Fiber Optic Monitoring Module, two 1x3 splitters, singlemode, SC/UPC, 60/20/20 split ratio |  |  | FMT | Splitter module
FMT-MKUKUKU1AJ000 |  | Variant of NGF-FMT-SPLTR-MODULES | FMT MicroVAM Fiber Optic Monitoring Module, two 1x2 splitters, singlemode, LC/UPC, 90/10 split ratio |  |  | FMT | Splitter module
FMT-MS27U7U3900A00 |  | Variant of NGF-FMT-SPLTR-MODULES | FMT MicroVAM Fiber Optic Splitter Module, one 1x3 splitter, singlemode, SC/UPC, symmetrical split ratio |  |  | FMT | Splitter module
FMT-MS27A7A2700B00 |  | Variant of NGF-FMT-SPLTR-MODULES | FMT MicroVAM Fiber Optic Splitter Module, two 1x2 splitters, singlemode, SC/APC, 85/15 split ratio |  |  | FMT | Splitter module
FMT-M7U7UKU1AJ000 |  | Variant of NGF-FMT-SPLTR-MODULES | FMT MicroVAM Fiber Optic Monitoring Module, two 1x2 splitters, singlemode, SC/UPC, 90/10 split ratio |  |  | FMT | Splitter module
FMT-MKUKUKU2HD000 |  | Variant of NGF-FMT-SPLTR-MODULES | FMT MicroVAM Fiber Optic Monitoring Module, four 1x2 splitters, singlemode, LC/UPC, 70/30 split ratio |  |  | FMT | Splitter module
FMT-MS27U7U4900A00 |  | Variant of NGF-FMT-SPLTR-MODULES | FMT MicroVAM Fiber Optic Splitter Module, one 1x4 splitter, singlemode, SC/UPC, symmetrical split ratio |  |  | FMT | Splitter module
FMX-DSR080A00-A24G |  | Variant of FMT-PANELS | FMT Fiber Termination/Storage Panel, with sliding tray, 24 LC/UPC, singlemode, 1RU, 19 in, gray | CommScope® |  | FMT | Fiber patch/storage panel
FMT-MS57A7A2000C00 |  | Variant of NGF-FMT-SPLTR-MODULES | FMT MicroVAM Fiber Optic Splitter Module, three 1x2 splitters, singlemode, SC/APC, 50/50 split ratio |  |  | FMT | Splitter module
FMX-DTR0J0U20-F16P |  | Variant of FMT-PANELS | FMT Fiber Termination/Splice Panel, with sliding tray, 16 SC/APC, singlemode, 1RU, 19 in, putty white | CommScope® |  | FMT | Fiber patch/splice panel
FMX-GBS000000-A00G |  | Variant of FMT-PANELS | FMT Fiber Storage Panel, with sliding tray and storage spools, 2RU, 19 in, gray | CommScope® |  | FMT | Fiber storage panel
FMT-MW27A7ABM3A00 |  | Variant of NGF-FMT-WDM-MODULES | FMT MicroVAM Fiber Optic Module, dual circuit WDM, singlemode, SC/APC, bidirectional mux/demux |  |  | FMT | WDM module
FL2-CD60072PN-4A00 |  | Variant of FL2-PANELS | FL2000 Fiber Termination/Splice Panel, pre-terminated with pigtails, 72 LC/UPC, multimode, 5RU, 19 in, putty white | CommScope® |  | FL2000 | Fiber patch/splice panel |  | Discontinued
FMX-GBS000000-T00P |  | Variant of FMT-PANELS | FMT Fiber Storage Panel, with sliding tray and storage spools, 2RU, 19 in, putty white | CommScope® |  | FMT | Fiber storage panel
FL2-CAB0012PN-1A00 |  | Variant of FL2-PANELS | FL2000 Fiber Termination/Splice Panel, pre-terminated with pigtails, 12 LC/APC, singlemode, 2RU, 19 in, black | CommScope® |  | FL2000 | Fiber patch/splice panel
FL2-CD60096PN-4A00 |  | Variant of FL2-PANELS | FL2000 Fiber Termination/Splice Panel, pre-terminated with pigtails, 96 LC/UPC, multimode, 5RU, 19 in, putty white | CommScope® |  | FL2000 | Fiber patch/splice panel |  | Discontinued
FL2-CD70048PW-4C02 |  | Variant of FL2-PANELS | FL2000 Fiber Termination/Splice Panel, pre-terminated with pigtails, 48 SC/UPC, singlemode, 5RU, 19 in, putty white | CommScope® |  | FL2000 | Fiber patch/splice panel
FMX-DRT0J0A00-F32P |  | Variant of FMT-PANELS | FMT Fiber Termination Panel, with sliding tray, 32 SC/APC, singlemode, 1RU, 19 in, putty white | CommScope® |  | FMT | Fiber patch panel
656598-000 | FOSC-OC-6DBD1521NN2T-U23 | Variant | FOSC® A-TRAY-24 type, DWDM, 8 channels + upgrade port, demux, 1535.82 nm starting wavelength, 100 GHz channel spacing |  | FOSC® | FOSC-OC | DWDM splice tray
671314-000 | FIST-GPST-12-AIB-2 | Variant of FIST-GPST-TRAYS | FIST GPST Fiber Patch/Splice Tray, 12 ports, SC/APC, singlemode, preterminated with pigtails, SMOUV splice chip, 19 in, gray, right patch cord routing |  | FIST® | FIST-GPST | Fiber patch/splice tray
685129-000 | FOSC-OC-3DBD1361NN2T-U23 | Variant | FOSC® D-TRAY-72 type, DWDM, 8 channels + upgrade port, demux, 1548.52 nm starting wavelength, 100 GHz channel spacing |  | FOSC® | FOSC-OC | DWDM splice tray
697576-000 | FOSC-OC-6DAX1244NN2T-U23 | Variant | FOSC® A-TRAY-24 type, DWDM, 4 channels + upgrade port, double demux, 1558.17 nm starting wavelength, 100 GHz channel spacing + upgrade |  | FOSC® | FOSC-OC | DWDM splice tray
700011414 | PNL-BK-012-EMT-LC02-JR/SR | Variant of LGX/1000-ADAPTER-PACKS | Adapter Pack, 1000-Type, unpopulated, accepts 6 duplex LC (JR/SR) adapters | CommScope® |  | 1000-style | Fiber adapter pack ¦ unloaded
700010952 | PNL-WH-006-EMT-SC02 | Variant of LGX/1000-ADAPTER-PACKS | 1000-type Adapter Pack, unpopulated, accepts 3 duplex SC adapters | CommScope® |  | 1000-style | Fiber adapter pack ¦ unloaded |  | Discontinued
760135087 | 360DP-12SC-SM | Variant of G2-ADAPTER-PACKS | 360G2 Distribution Adapter Pack, Singlemode, 12 SC | CommScope® |  | G2 | Fiber adapter pack
760135095 | 360DP-12SCA-SM | Variant of G2-ADAPTER-PACKS | 360G2 Distribution Adapter Pack, Singlemode, 12 SC/APC | CommScope® |  | G2 | Fiber adapter pack
760147827 | PNL-BK-012-KFA-LC02-RD-NS | Variant of LGX/1000-ADAPTER-PACKS | Adapter Pack, Black, 1000-Type, with 6 duplex keyed LC adapters, red, no shutter | CommScope® | LazrSPEED® | 1000-style | Fiber adapter pack |  | Discontinued
760147637 | PNL-BK-012-AFA-LC12-GR | Variant of LGX/1000-ADAPTER-PACKS | Adapter Pack, Black, 1000-Type, with 1 TeraSPEED® 12 fiber, Singlemode LC/APC ganged adapter, green, shuttered | CommScope® | TeraSPEED® | 1000-style | Fiber adapter pack
760147736 | PNL-BK-BLANK | Variant of LGX/1000-ADAPTER-PACKS | Adapter Pack, Black, 1000-Type, blank | CommScope® |  | 1000-style | Fiber adapter pack ¦ blank
760147835 | PNL-BK-012-KFA-LC02-RO-NS | Variant of LGX/1000-ADAPTER-PACKS | Adapter Pack, Black, 1000-Type, with 6 duplex keyed LC adapters, rose, no shutter | CommScope® | LazrSPEED® | 1000-style | Fiber adapter pack |  | Discontinued
760147934 | PNL-BK-024-KFA-LC02-RO-NS | Variant of LGX/1000-ADAPTER-PACKS | Adapter Pack, Black, 1000-Type, with 12 duplex keyed LC adapters, rose, no shutter | CommScope® | LazrSPEED® | 1000-style | Fiber adapter pack |  | Discontinued
760147751 | PNL-BK-BLANK-6-PACK | Variant of LGX/1000-ADAPTER-PACKS | Adapter Pack, Black, 1000-Type, blank, 6-pack | CommScope® |  | 1000-style | Fiber adapter pack ¦ blank
760147942 | PNL-BK-024-KFA-LC02-SL-NS | Variant of LGX/1000-ADAPTER-PACKS | Adapter Pack, Black, 1000-Type, with 12 duplex keyed LC adapters, slate, no shutter | CommScope® | LazrSPEED® | 1000-style | Fiber adapter pack |  | Discontinued
760147785 | PNL-BK-012-KFA-LC02-BL-NS | Variant of LGX/1000-ADAPTER-PACKS | Adapter Pack, Black, 1000-Type, with 6 duplex keyed LC adapters, blue, no shutter | CommScope® | LazrSPEED® ¦ TeraSPEED® | 1000-style | Fiber adapter pack |  | Discontinued
760147967 | PNL-BK-024-KFA-LC02-YL-NS | Variant of LGX/1000-ADAPTER-PACKS | Adapter Pack, Black, 1000-Type, with 12 duplex keyed LC adapters, yellow, no shutter | CommScope® | LazrSPEED® | 1000-style | Fiber adapter pack |  | Discontinued
760147793 | PNL-BK-012-KFA-LC02-BR-NS | Variant of LGX/1000-ADAPTER-PACKS | Adapter Pack, Black, 1000-Type, with 6 duplex keyed LC adapters, brown, no shutter | CommScope® | LazrSPEED® | 1000-style | Fiber adapter pack |  | Discontinued
760148221 | PNL-WH-006-SFA-SC06-BL | Variant of LGX/1000-ADAPTER-PACKS | TeraSPEED® Adapter Pack, White, 1000-Type, with 1 6 fiber, Singlemode SC ganged adapter, blue, shuttered | CommScope® | TeraSPEED® | 1000-style | Fiber adapter pack |  | Discontinued
760147983 | PNL-BK-006-MFA-SC06-BG | Variant of LGX/1000-ADAPTER-PACKS | Adapter Pack, Black, 1000-Type, with 1 OptiSPEED® 6 fiber, Multimode SC ganged adapter, beige, shuttered | CommScope® | OptiSPEED® | 1000-style | Fiber adapter pack
760147884 | PNL-BK-024-KFA-LC02-BL-NS | Variant of LGX/1000-ADAPTER-PACKS | Adapter Pack, Black, 1000-Type, with 12 duplex keyed LC adapters, bue, no shutter | CommScope® | LazrSPEED® | 1000-style | Fiber adapter pack |  | Discontinued
760148056 | PNL-BK-012-MFA-LC12-AQ | Variant of LGX/1000-ADAPTER-PACKS | Adapter Pack, Black, 1000-Type, with 1 LazrSPEED® 12 fiber, Multimode LC ganged adapter, aqua, shuttered | CommScope® | LazrSPEED® | 1000-style | Fiber adapter pack
760147892 | PNL-BK-024-KFA-LC02-BR-NS | Variant of LGX/1000-ADAPTER-PACKS | Adapter Pack, Black, 1000-Type, with 12 duplex keyed LC adapters, brown, no shutter | CommScope® | LazrSPEED® | 1000-style | Fiber adapter pack |  | Discontinued
760148437 | KIT-SW-96-SFS-2FD | Variant of SPLICE-WALLET-KITS | Splice Wallet Kit, 96 Single Fusion Splices (1x6x16), 2U Shelf, 2 Fiber Drums | CommScope® |  |  | Fiber splice wallet
760148445 | KIT-SW-72-MES-2FD | Variant of SPLICE-WALLET-KITS | Splice Wallet Kit, 72 Mechanical Splices (1x6x12), 2U Shelf, 2 Fiber Drums | CommScope® |  |  | Fiber splice wallet
760147918 | PNL-BK-024-KFA-LC02-OR-NS | Variant of LGX/1000-ADAPTER-PACKS | Adapter Pack, Black, 1000-Type, with 12 duplex keyed LC adapters, orange, no shutter | CommScope® | LazrSPEED® | 1000-style | Fiber adapter pack |  | Discontinued
760148189 | PNL-BK-024-MFA-LC02-BG-NS | Variant of LGX/1000-ADAPTER-PACKS | Adapter Pack, Black, 1000-Type, with 12 OptiSPEED® Multimode duplex LC adapters, beige, no shutter | CommScope® | OptiSPEED® | 1000-style | Fiber adapter pack
760148452 | KIT-SW-96-SFS-4FD | Variant of SPLICE-WALLET-KITS | Splice Wallet Kit, 96 Single Fusion Splices (1x6x16), 4U Shelf, 4 Fiber Drums | CommScope® |  |  | Fiber splice wallet
760148478 | KIT-SW-192-SFS-4FD | Variant of SPLICE-WALLET-KITS | Splice Wallet Kit, 192 Single Fusion Splices (2x6x16), 4U Shelf, 4 Fiber Drums | CommScope® |  |  | Fiber splice wallet
760148213 | PNL-BK-006-SFA-SC06-BL | Variant of LGX/1000-ADAPTER-PACKS | Adapter Pack, Black, 1000-Type, with 1 TeraSPEED® 6 fiber, Singlemode SC ganged adapter, blue, shuttered | CommScope® | TeraSPEED® | 1000-style | Fiber adapter pack
760148429 | KIT-SW-36-MES-2FD | Variant of SPLICE-WALLET-KITS | Splice Wallet Kit, 36 Mechanical Splices (1x3x12), 1U/2U Shelf, 2 Fiber Drums | CommScope® |  |  | Fiber splice wallet |  | Discontinued
760149393 | PNL-WH-012-SFA-LC02-BL-NS | Variant of LGX/1000-ADAPTER-PACKS | TeraSPEED® Adapter Pack, White, 1000-Type, with 6 Singlemode duplex LC adapters, blue, no shutter | CommScope® | TeraSPEED® | 1000-style | Fiber adapter pack |  | Discontinued
760148502 | 360-LP-STACK-SPT | Variant of INSTA-PATCH-SPLICE-TRAYS | Fusion Splice Tray Kit, stackable, large format | CommScope® |  |  | Fiber splice tray
760149328 | PNL-BK-012-AFA-LC02-GR-NS | Variant of LGX/1000-ADAPTER-PACKS | Adapter Pack, Black, 1000-Type, with 6 Singlemode duplex LC/APC Adapters, green, no shutter | CommScope® | TeraSPEED® | 1000-style | Fiber adapter pack
760148536 | 360-SPLICE-24-FUS | Variant of INSTA-PATCH-SPLICE-TRAYS | SYSTIMAX 360™ Fusion Splice Holder Kit, stackable | CommScope® |  |  | Fiber splice holder
760149336 | PNL-BK-012-MFA-LC02-BG-NS | Variant of LGX/1000-ADAPTER-PACKS | Adapter Pack, Black, 1000-Type, with 6 OptiSPEED® multimode duplex LC adapters, beige, no shutter | CommScope® | OptiSPEED® | 1000-style | Fiber adapter pack
760149344 | PNL-BK-012-MFA-LC02-AQ-NS | Variant of LGX/1000-ADAPTER-PACKS | LazrSPEED® Adapter Pack, Black, 1000-Type, with 6 Multimode duplex LC adapters, aqua, no shutter | CommScope® | LazrSPEED® | 1000-style | Fiber adapter pack
760150094 | PNL-BK-024-AFA-LC02-GR-NS | Variant of LGX/1000-ADAPTER-PACKS | TeraSPEED® Adapter Pack, Black, 1000-Type, with 12 Singlemode duplex LC/APC Adapters, green, no shutter | CommScope® | TeraSPEED® | 1000-style | Fiber adapter pack
760151720 | PNL-BK-EMT-GANG | Variant of LGX/1000-ADAPTER-PACKS | Adapter Pack, Black, 1000-Type, unpopulated, accepts 1 ganged adapter | CommScope® |  | 1000-style | Fiber adapter pack ¦ unloaded
760065888 | MODG2-12LCA-SM-PT | Variant of G2-CARTRIDGES | G2 Modular Cassette with 12 LC APC TeraSPEED® Singlemode Pigtails | SYSTIMAX® | TeraSPEED® |  | Fiber cassette with pigtails |  | Discontinued
760066076 | PNL-BK-012-MFA-SC02-AQ | Variant of LGX/1000-ADAPTER-PACKS | LazrSPEED®, ReadyPATCH® Adapter Pack, Black, 1000-Type, with 6 Multimode duplex SC adapters, aqua | CommScope® | LazrSPEED® | 1000-style | Fiber adapter pack
760067157 | PNL-BK-012-MFA-LC02-BG-SHUTTERED | Variant of LGX/1000-ADAPTER-PACKS | 1000-type Adapter Pack, with 6 OptiSPEED® MM duplex LC adapters, beige | CommScope® | OptiSPEED® | 1000-style | Fiber adapter pack
760067199 | PNL-BK-012-EMT-LC02 | Variant of LGX/1000-ADAPTER-PACKS | Adapter Pack, Black, 1000-Type, unpopulated, accepts 6 duplex LC adapters | CommScope® |  | 1000-style | Fiber adapter pack ¦ unloaded
760087635 | RFE-MOD-024-8W-MPO-LC02-KBR | Variant of LGX/1000-MODULES | ReadyPATCH® Singlemode Keyed Module, 24 LC ports, brown | CommScope® | ReadyPATCH® ¦ TeraSPEED® | RFE | Fiber module
760087858 | RFE-MOD-012-5K-MPO-LC02-KBL | Variant of LGX/1000-MODULES | ReadyPATCH® Multimode OM4 Keyed Module, 12 LC ports, blue | CommScope® | LazrSPEED® ¦ ReadyPATCH® | RFE | Fiber module
760087957 | RFE-MOD-012-8W-MPO-LC02-KBR | Variant of LGX/1000-MODULES | ReadyPATCH® Singlemode Keyed Module, 12 LC ports, brown | CommScope® | ReadyPATCH® ¦ TeraSPEED® | RFE | Fiber module
760087544 | RFE-MOD-024-8W-MPO-LC02-KBL | Variant of LGX/1000-MODULES | ReadyPATCH® Singlemode Keyed Module, 24 LC ports, blue | CommScope® | ReadyPATCH® ¦ TeraSPEED® | RFE | Fiber module
760087650 | RFE-MOD-024-5K-MPO-LC02-KSL | Variant of LGX/1000-MODULES | ReadyPATCH® Multimode OM4 Keyed Module, 24 LC ports, slate | CommScope® | LazrSPEED® ¦ ReadyPATCH® | RFE | Fiber module
760168443 | 360G2-iP-96F-LC-SD-KIT-5PK | Variant | SYSTIMAX 360™ iPatch® 96F-LC, Sliding Shelf 5PK imVision Upgrade Kit | SYSTIMAX® | LazrSPEED® ¦ SYSTIMAX 360™ ¦ iPatch® |  | Upgrade kit
760175919 | CPP-FCM-KIT | Variant | Fiber Cable Management Kit | CommScope® |  |  | Cable management hardware
760178368 | CPPA-CPANEL | Variant | Angled Panel Cover, Black | CommScope® |  |  | Cover |  | Discontinued
760245401 | G2-SP-12LCG-PT | Variant of G2-SPLICE-CASSETTES | G2 Splice Cassette, 12LC/UPC with internal shutters, OS2, with pigtails | CommScope® |  | G2 | Fiber cassette with pigtails |  | Discontinued
760245403 | G2-SP-12LCV-PT | Variant of G2-SPLICE-CASSETTES | G2 Splice Cassette, 12LC with internal shutters, OM5, with pigtails | CommScope® |  | G2 | Fiber cassette with pigtails |  | Discontinued
760245495 | G2-SP-12LC | Variant of G2-SPLICE-CASSETTES | G2 Splice Cassette, 12LC with internal shutters, no pigtails | CommScope® |  | G2 | Fiber cassette
760245496 | G2-SP-12SC | Variant of G2-SPLICE-CASSETTES | G2 Splice Cassette, 12SC , no pigtails | CommScope® |  | G2 | Fiber cassette
760245497 | G2-SP-0000 | Variant of G2-SPLICE-CASSETTES | G2 Splice Cassette, Field Term | CommScope® |  | G2 | Fiber cassette
760027342 | SW-00 | Variant of SPLICE-WALLET-KITS | Splice Wallet, accepts 6 splice trays | SYSTIMAX® |  |  | Fiber splice wallet
760027433 | PNL-BK-024-SFA-LC02-BL-SHUTTERED | Variant of LGX/1000-ADAPTER-PACKS | Adapter Pack, Black, 1000-Type, with 12 TeraSPEED® Singlemode duplex LC Adapters, blue, shuttered | CommScope® | TeraSPEED® | 1000-style | Fiber adapter pack
760027516 | RS-00 | Variant of SPLICE-WALLET-KITS | RoloSplice, accepts 4 splice trays | SYSTIMAX® |  |  | Fiber splice wallet
760027748 | MODG2-12LC-LS-PT | Variant of G2-CARTRIDGES | G2 Modular Cassette with 12 LC LazrSPEED® 550 Pigtails | SYSTIMAX® | LazrSPEED® |  | Fiber cassette with pigtails |  | Discontinued
760031039 | MODG2-12LC-SM-PT | Variant of G2-CARTRIDGES | G2 Modular Cassette with 12 LC TeraSPEED® Singlemode Pigtails | SYSTIMAX® | TeraSPEED® |  | Fiber cassette with pigtails |  | Discontinued
760031047 | SW-6AM-12SF | Variant of SPLICE-WALLET-KITS | Mechanical Splice Wallet Kit with 6 splice trays | SYSTIMAX® |  |  | Fiber splice tray
760031054 | SW-6AF-16SF | Variant of SPLICE-WALLET-KITS | Fusion Splice Wallet Kit with 6 splice trays | CommScope® |  |  | Fiber splice tray
760031849 | RS-4AM-12SF | Variant of SPLICE-WALLET-KITS | RoloSplice Kit with 4 mechanical splice trays | SYSTIMAX® |  |  | Fiber splice wallet
760031856 | RS-4AF-16SF | Variant of SPLICE-WALLET-KITS | RoloSplice Kit with 4 fusion splice trays | CommScope® |  |  | Fiber splice wallet
760032227 | MODG2-6SC-LS-PT-A | Variant of G2-CARTRIDGES | G2 Modular Cassette with 6 SC LazrSPEED® 550 Pigtails, Type A | SYSTIMAX® | LazrSPEED® |  | Fiber cassette with pigtails |  | Discontinued
760032250 | MODG2-6ST-MM-PT-A | Variant of G2-CARTRIDGES | G2 Modular Cassette with 6 ST OptiSPEED® Multimode Pigtails, Type A | SYSTIMAX® | OptiSPEED® |  | Fiber cassette with pigtails |  | Discontinued
760033928 | 600G2-1U-UP-FX | Variant | G2 1U Fixed Faceplate style, unloaded Fiber Optic Panel, without front faceplate, black | CommScope® |  |  | Fiber patch panel
760028357 | PNL-BK-024-AFA-LC02-GR-SHUTTERED | Variant of LGX/1000-ADAPTER-PACKS | Adapter Pack, Black, 1000-Type, with 12 TeraSPEED® Singlemode duplex LC/APC Adapters, green, shuttered | CommScope® | TeraSPEED® | 1000-style | Fiber adapter pack
760032268 | MODG2-6SC-SM-PT-A | Variant of G2-CARTRIDGES | G2 Modular Cassette with 6 SC TeraSPEED® Singlemode Pigtails, Type A | SYSTIMAX® | TeraSPEED® |  | Fiber cassette with pigtails |  | Discontinued
760033845 | G2-1U-24LC-DPLX-EMT | Variant | 600G2 1U Front Faceplate, unpopulated, accepts 24 duplex LC adapters | CommScope® |  |  | Front bulkhead panel
760032276 | MODG2-6ST-SM-PT-A | Variant of G2-CARTRIDGES | G2 Modular Cassette with 6 ST TeraSPEED® Singlemode Pigtails, Type A | SYSTIMAX® | TeraSPEED® |  | Fiber cassette with pigtails |  | Discontinued
760034066 | MODG2-6ST-MM-PT-B | Variant of G2-CARTRIDGES | G2 Modular Cassette with 6 ST OptiSPEED® Multimode Pigtails, Type B | SYSTIMAX® | OptiSPEED® |  | Fiber cassette with pigtails |  | Discontinued
760033878 | 600G2-24SC-DPLX-00 | Variant | 600G2 1U Front Faceplate, unpopulated, accepts 12 duplex SC adapters | CommScope® |  |  | Front bulkhead panel
760034074 | MODG2-6ST-SM-PT-B | Variant of G2-CARTRIDGES | G2 Modular Cassette with 6 ST TeraSPEED® Singlemode Pigtails, Type B | SYSTIMAX® | TeraSPEED® |  | Fiber cassette with pigtails |  | Discontinued
760034280 | RFE-PNL-6-MPO | Variant of LGX/1000-ADAPTER-PACKS | ReadyPATCH® Adapter Pack, Black, 1000-Type, with six 12 fiber MPO adapters | CommScope® | LazrSPEED® | 1000-style | Fiber adapter pack
760034090 | MODG2-6SC-MM-PT-B | Variant of G2-CARTRIDGES | G2 Modular Cassette with 6 SC OptiSPEED® Multimode Pigtails, Type B | SYSTIMAX® | OptiSPEED® |  | Fiber cassette with pigtails |  | Discontinued
760034108 | MODG2-6SC-SM-PT-B | Variant of G2-CARTRIDGES | G2 Modular Cassette with 6 SC TeraSPEED® Singlemode Pigtails, Type B | SYSTIMAX® | TeraSPEED® |  | Fiber cassette with pigtails |  | Discontinued
760087973 | RFE-MOD-012-5K-MPO-LC02-KSL | Variant of LGX/1000-MODULES | ReadyPATCH® Multimode OM4 Keyed Module, 12 LC ports, slate | CommScope® | LazrSPEED® ¦ ReadyPATCH® | RFE | Fiber module
760087981 | RFE-MOD-012-8W-MPO-LC02-KSL | Variant of LGX/1000-MODULES | ReadyPATCH® Singlemode Keyed Module, 12 LC ports, slate | CommScope® | ReadyPATCH® ¦ TeraSPEED® | RFE | Fiber module
760088070 | RFE-MOD-012-8W-MPO-LC02-KVI | Variant of LGX/1000-MODULES | ReadyPATCH® Singlemode Keyed Module, 12 LC ports, violet | CommScope® | ReadyPATCH® ¦ TeraSPEED® | RFE | Fiber module
760087569 | RFE-MOD-024-5K-MPO-LC02-KOR | Variant of LGX/1000-MODULES | ReadyPATCH® Multimode OM4 Keyed Module, 24 LC ports, orange | CommScope® | LazrSPEED® ¦ ReadyPATCH® | RFE | Fiber module
760087775 | RFE-MOD-024-5K-MPO-LC02-KRO | Variant of LGX/1000-MODULES | ReadyPATCH® Multimode OM4 Keyed Module, 24 LC ports, rose | CommScope® | LazrSPEED® ¦ ReadyPATCH® | RFE | Fiber module
760088096 | RFE-MOD-012-5K-MPO-LC02-KRO | Variant of LGX/1000-MODULES | ReadyPATCH® Multimode OM4 Keyed Module, 12 LC ports, rose | CommScope® | LazrSPEED® ¦ ReadyPATCH® | RFE | Fiber module
760087916 | RFE-MOD-012-5K-MPO-LC02-KGR | Variant of LGX/1000-MODULES | ReadyPATCH® Multimode OM4 Keyed Module, 12 LC ports, green | CommScope® | LazrSPEED® ¦ ReadyPATCH® | RFE | Fiber module
760087692 | RFE-MOD-024-8W-MPO-LC02-KRD | Variant of LGX/1000-MODULES | ReadyPATCH® Singlemode Keyed Module, 24 LC ports, red | CommScope® | ReadyPATCH® ¦ TeraSPEED® | RFE | Fiber module
760087809 | RFE-MOD-024-5K-MPO-LC02-KAQ | Variant of LGX/1000-MODULES | ReadyPATCH® Multimode OM4 Keyed Module, 24 LC ports, aqua | CommScope® | LazrSPEED® ¦ ReadyPATCH® | RFE | Fiber module
760087718 | RFE-MOD-024-5K-MPO-LC02-KYL | Variant of LGX/1000-MODULES | ReadyPATCH® Multimode OM4 Keyed Module, 24 LC ports, yellow | CommScope® | LazrSPEED® ¦ ReadyPATCH® | RFE | Fiber module
760087601 | RFE-MOD-024-8W-MPO-LC02-KGR | Variant of LGX/1000-MODULES | ReadyPATCH® Singlemode Keyed Module, 24 LC ports, green | CommScope® | ReadyPATCH® ¦ TeraSPEED® | RFE | Fiber module
760087817 | RFE-MOD-024-8W-MPO-LC02-KAQ | Variant of LGX/1000-MODULES | ReadyPATCH® Singlemode Keyed Module, 24 LC ports, aqua | CommScope® | ReadyPATCH® ¦ TeraSPEED® | RFE | Fiber module
760088039 | RFE-MOD-012-5K-MPO-LC02-KYL | Variant of LGX/1000-MODULES | ReadyPATCH® Multimode OM4 Keyed Module, 12 LC ports, yellow | CommScope® | LazrSPEED® ¦ ReadyPATCH® | RFE | Fiber module
760087627 | RFE-MOD-024-5K-MPO-LC02-KBR | Variant of LGX/1000-MODULES | ReadyPATCH® Multimode OM4 Keyed Module, 24 LC ports, brown | CommScope® | LazrSPEED® ¦ ReadyPATCH® | RFE | Fiber module
760096594 | PNL-BK-024-EMT-LC02 | Variant of LGX/1000-ADAPTER-PACKS | Adapter Pack, Black, 1000-Type, unpopulated, accepts 12 duplex LC adapters | CommScope® |  | 1000-style | Fiber adapter pack ¦ unloaded
760101410 | 360G2-4U-FLK | Variant | G2 4U Shelf Flip Label Kit | CommScope® |  |  | Label kit
760117564 | 360-UMB | Variant | Universal Mounting Bracket | CommScope® |  |  | Mounting bracket
760122895 | BAF-1/2-NPT | Variant | Bracket for Armor Fitting, 1/2 NPT | CommScope® |  |  | Cable attachment kit
760122911 | BAF-1-NPT | Variant | Bracket for Armor Fitting, 1 NPT | CommScope® |  |  | Cable attachment kit
736426-000 | FIST-ITK2 | Variant of FIST-CHASSIS-ACCESSORIES | FIST® GSS2/3 Inner cable termination kit for IFC cables, breakout cables and ruggedized pigtails (1.6 to 3.1 mm) |  | FIST® | FIST-GSS2 ¦ FIST-GSS3 | Cable termination kit
748575-000 | FOSC-OC-3DBD1331NN2T-U23 | Variant | FOSC® D-TRAY-72 type, DWDM, 8 channels + upgrade port, demux, 1550.92 nm starting wavelength, 100 GHz channel spacing |  | FOSC® | FOSC-OC | DWDM splice tray
C26878-000 | FIST-UST-3HU-A-A | Variant of FIST-CHASSIS-ACCESSORIES | FIST® Universal Side Termination Kit, for Loose tube cable construction; up to 2 cables from top or bottom |  | FIST® | FIST-GMS2 ¦ FIST-GSS2 ¦ FIST-GSS3 | Cable termination kit
C26883-000 | FIST-SPTK2-12 | Variant of FIST-CHASSIS-ACCESSORIES | FIST® Small-form aramid yarn termination unit kit, (12) with mounting bracket, capacity: 1 single fiber pigtail with diameter range 1.6-2.4 mm |  | FIST® |  | Cable termination kit
C72312-000 | FIST-GPST-12-JAA-2 | Variant of FIST-GPST-TRAYS | FIST GPST Fiber Patch/Splice Tray, 12 ports, SC/UPC, singlemode, ANT splice chip, 19 in, gray, left patch cord routing |  | FIST® | FIST-GPST | Fiber patch/splice tray
C74541-000 | FIST-GPST-12-AIE9-2 | Variant of FIST-GPST-TRAYS | FIST GPST Fiber Patch/Splice Tray, 12 ports, LSH/APC, singlemode, preterminated with pigtails, SMOUV splice chip, 19 in, gray, right patch cord routing |  | FIST® | FIST-GPST | Fiber patch/splice tray
CA2419-000 | FIST-UST-EXKIT-2CA | Variant of FIST-CHASSIS-ACCESSORIES | FIST® Cable extension kit , for mounting 2 additional cables on standard plate |  | FIST® |  | Cable extension kit
CA2420-000 | FIST-UST-EXPL | Variant of FIST-CHASSIS-ACCESSORIES | FIST® Extension plate , includes FIST-UST-EXKIT-2CA |  | FIST® |  | Cable extension kit
CA5746-000 | FIST-MB2-I | Variant of FIST-CHASSIS-ACCESSORIES | FIST® Mounting bracket kit for 3HU and 4HU 19in shelves, mounts 19in shelf in 19in rack |  | FIST® |  | Mounting bracket
CA6051-000 | FIST-OC-GA81200L2-LS | Variant of FIST-OC-TRAYS | FIST GPST fiber patch/splitter tray, eight 1x2 splitters, FBT, symmetrical split ratio, LC/APC, gray, left oriented |  | FIST® | FIST-OC-G | Splitter patch tray
CB0056-000 | FOMS-FPS-O-SKL1-24 | Variant of FOMS-PANELS | FOMS-FPS Fiber Termination/Splice Panel, 24 LC/UPC, singlemode, 1RU, 19 in, gray | CommScope® |  | FOMS-FPS | Fiber patch/splice panel
CA9927-000 | OCM1-CMI471S2 | Variant | OCM1 LGX Fiber Optic Module, CWDM, Mux, SC/APC, 2 channels, upgrade port, 1310 nm port, starting wavelength 1470 nm |  |  | LGX ¦ OCM1 | CWDM module
CC2258-000 | FOMS-FPS-O-SIL1-48 | Variant of FOMS-PANELS | FOMS-FPS Fiber Termination/Splice Panel, 48 LC/UPC, singlemode, 1RU, 19 in, gray | CommScope® |  | FOMS-FPS | Fiber patch/splice panel
CC5102-000 | FIST-GPST-12-PAN-2 | Variant of FIST-GPST-TRAYS | FIST GPST Fiber Patch/Splice Tray, 12/24 ports, no adapters, SMOUV splice chip, 19 in, gray, left patch cord routing |  | FIST® | FIST-GPST | Fiber patch/splice tray
CC5191-000 | FIST-GPST-12-AIS5D-2 | Variant of FIST-GPST-TRAYS | FIST GPST Fiber Termination/Splice Tray, 12 ports, SC/APC, singlemode, preterminated with pigtails, SMOUV splice chip, 19 in, gray, right patch cord routing |  | FIST® | FIST-GPST | Fiber patch/splice tray
CC5706-000 | FIST-GPST-12-MAL1-2 | Variant of FIST-GPST-TRAYS | FIST GPST Fiber Patch/Splice Tray, 24 ports, LC/UPC, singlemode, preterminated with pigtails, SMOUV splice chip, 19 in, gray, left patch cord routing |  | FIST® | FIST-GPST | Fiber patch/splice tray
CC6994-000 | FIST-SF-KTU-(100) | Variant of FIST-CHASSIS-ACCESSORIES | FIST® Small-form aramid yarn termination unit kit (100), white termination units, capacity: 1 single fiber pigtail with diameter range 1.6-2.4 mm |  | FIST® | FACT ¦ FIST | Cable termination kit
CC8262-000 | OCMF-CMP31AL2-US26 | Variant | OCMF LGX Fiber Optic Module, CWDM, Mux, LC/APC, 11 channels, starting wavelength 1310 nm |  |  | LGX | CWDM module
CC8038-000 | OCM1-CM8471S2 | Variant | OCM1 LGX Fiber Optic Module, CWDM, Mux, SC/APC, 8 channels, starting wavelength 1470 nm |  |  | LGX ¦ OCM1 | CWDM module
CC8358-000 | OCM1-CYA551L1 | Variant | OCM1 LGX Fiber Optic Module, CWDM, Double Mux, LC/UPC, 4 channels, upgrade port, starting wavelength 1550 nm |  |  | LGX ¦ OCM1 | CWDM module
CC8359-000 | OCM1-CYA471L1 | Variant | OCM1 LGX Fiber Optic Module, CWDM, Double Mux, LC/UPC, 4 channels, starting wavelength 1470 nm |  |  | LGX ¦ OCM1 | CWDM module
CC8665-000 | FIST-OC-GP11800S2-RS | Variant of FIST-OC-TRAYS | FIST GPST fiber patch/splitter tray, one 1x8 splitter, planar, symmetrical split ratio, SC/APC, gray, right oriented |  | FIST® | FIST-OC-G | Splitter patch tray
CC8673-000 | FIST-OC-GP22400S2-LS | Variant of FIST-OC-TRAYS | FIST GPST fiber patch/splitter tray, two 2x4 splitters, planar, symmetrical split ratio, SC/APC, gray, left oriented |  | FIST® | FIST-OC-G | Splitter patch tray
CC8950-000 | FIST-SOSA2-2MS-S | Variant of FIST-SPLICE-TRAYS | FIST® Splice Sub-assembly kit with 2 trays, each for holding up to 24 primary or 10 secondary coated fibers, with Micro Heat Shrink type splice holder |  | FIST® | FIST-SOSA2 | Fiber splice tray
CHD-2U-W |  | Variant of CHD-PANELS | SYSTIMAX® CHD 2U sliding tray fiber panel, accepts (24) CHD ULL modules, splice cassettes or MPO panels, providing up to 144 duplex LC ports or up to 144 MPO ports, white, High Speed Migration | CommScope® |  | CHD | Fiber patch panel |  | Discontinued
CK3081-000 | FIST-GPST-12-IASC-2 | Variant of FIST-GPST-TRAYS | FIST GPST Fiber Patch/Splice Tray, 12 ports, SC/UPC, singlemode, preterminated with pigtails, SMOUV splice chip, 19 in, gray, left patch cord routing |  | FIST® | FIST-GPST | Fiber patch/splice tray |  | Discontinued
CX5456-000 | FIST-GPSTF-12-AEN-2 | Variant of FIST-GPSTF-TRAYS | FIST GPST Fiber Patch/Splice Tray, 12/24 ports, no adapters, SMOUV splice chip, 15 in, gray, right patch cord routing |  | FIST® | FIST-GPST | Fiber patch/splice tray
CX4429-000 | FIST-OC-GA21400L2-LS | Variant of FIST-OC-TRAYS | FIST GPST fiber patch/splitter tray, two 1x4 splitters, FBT, symmetricel split ratio, LC/APC, gray, left oriented |  | FIST® | FIST-OC-G | Splitter patch tray
CX5457-000 | FIST-GPSTF-12-EAN-2 | Variant of FIST-GPSTF-TRAYS | FIST GPST Fiber Patch/Splice Tray, 12/24 ports, no adapters, SMOUV splice chip, 15 in, gray, left patch cord routing |  | FIST® | FIST-GPST | Fiber patch/splice tray
CX5484-000 | OCM1-CCF471S2 | Variant | OCM1 LGX Fiber Optic Module, CWDM, Compact, SC/APC, 8 channels, starting wavelength 1470 nm, 1310 nm port |  |  | LGX ¦ OCM1 | CWDM module
CX5455-000 | FIST-GPSTF-12-AAN-2 | Variant of FIST-GPSTF-TRAYS | FIST GPST Fiber Patch Tray, 12/24 ports, no adapters, 15 in, gray, left/right patch cord routing |  | FIST® | FIST-GPST | Fiber patch tray
CX9075-000 | FIST-OC-GP41400L2-LS | Variant of FIST-OC-TRAYS | FIST GPST fiber patch/splitter tray, four 1x4 splitters, planar, symmetrical split ratio, LC/APC, gray, left oriented |  | FIST® | FIST-OC-G | Splitter patch tray
CX9431-000 | FIST-GPSTF-12-AAL1-2 | Variant of FIST-GPSTF-TRAYS | FIST GPST Fiber Patch Tray, 24 ports, LC/UPC, singlemode, 15 in, gray, left/right patch cord routing |  | FIST® | FIST-GPST | Fiber patch tray
CY0936-000 | FIST-GPSTF-12-MAL2-2 | Variant of FIST-GPSTF-TRAYS | FIST GPST Fiber Patch/Splice Tray, 24 ports, LC/APC, singlemode, preterminated with pigtails, SMOUV splice chip, 15 in, gray, left patch cord routing |  | FIST® | FIST-GPST | Fiber patch/splice tray
CX9074-000 | FIST-OC-GP41400L2-RS | Variant of FIST-OC-TRAYS | FIST GPST fiber patch/splitter tray, four 1x4 splitters, planar, symmetrical split ratio, LC/APC, gray, right oriented |  | FIST® | FIST-OC-G | Splitter patch tray
CY0077-000 | FIST-FCASA2-8C471NN-L | Variant | FIST® Fiber Splice Tray with Field Installable CWDM, 8 Channels, Compact CWDM, 1471nm starting wavelength, 20nm channel spacing, all fibers at left side |  | FIST® | FIST-FCASA2 | CWDM splice tray
CY4204-000 | FOMS-FPS-HD-K-PNS1-48 | Variant of FOMS-PANELS | FOMS-FPS High Density Fiber Termination Panel, 48 SC/UPC, singlemode, 1RU, 19 in, gray | CommScope® |  | FOMS-FPS | Fiber patch panel
CY3912-000 | OCM1-SP11800S2 | Variant | OCM1 LGX Style Fiber Optic Splitter Module, Planar, one 1x8 Splitter, singlemode, SC/APC, symmetrical split ratio |  |  | LGX ¦ OCM1 | Splitter module
CZ1043-000 | FOMS-FPS-HD-J-SKL2-96 | Variant of FOMS-PANELS | FOMS-FPS High Density Fiber Termination/Splice Panel, 96 LC/APC, singlemode, 2RU, 19 in, gray | CommScope® |  | FOMS-FPS | Fiber patch/splice panel
CZ1365-000 | FIST-FCASA2-4D551NN-L | Variant | FIST® Fiber Splice Tray with Field Installable CWDM, 4 Channels, Demultiplexing, 1551nm starting wavelength, 20nm channel spacing, all fibers at left side |  | FIST® | FIST-FCASA2 | CWDM splice tray
CZ2398-000 | FIST-OC-GA31200E9-RS | Variant of FIST-OC-TRAYS | FIST GPST fiber patch/splitter tray, three 1x2 splitters, FBT, symmetrical split ratio, LSH/APC, gray, right oriented |  | FIST® | FIST-OC-G | Splitter patch tray
CZ6065-000 | FL2-C480072KN-4C52 | Variant of FL2-PANELS | FL2000 Fiber Termination/Splice Panel, pre-terminated with pigtails, 72 LC/UPC, singlemode, 5RU, 19 in, putty white | CommScope® |  | FL2000 | Fiber patch/splice panel
CZ5627-000 | FIST-GPSTF-12-QAN-2 | Variant of FIST-GPSTF-TRAYS | FIST GPST Fiber Termination/Splice Tray, 12/24 ports, no adapters, ANT splice chip, 15 in, gray, left patch cord routing |  | FIST® | FIST-GPST | Fiber patch/splice tray
CZ5631-000 | FIST-GPSTF-12-FAN-2 | Variant of FIST-GPSTF-TRAYS | FIST GPST Fiber Termination/Splice Tray, 12/24 ports, no adapters, ANT splice chip, 15 in, gray, left patch cord routing |  | FIST® | FIST-GPST | Fiber patch/splice tray
CZ3451-000 | FIST-OC-GP11800E9-LS | Variant of FIST-OC-TRAYS | FIST GPST fiber patch/splitter tray, one 1x8 splitter, planar, symmetrical split ratio, LSH/APC, gray, left oriented |  | FIST® | FIST-OC-G | Splitter patch tray
CZ5633-000 | FIST-GPSTF-12-AFN-2 | Variant of FIST-GPSTF-TRAYS | FIST GPST Fiber Patch/Splice Tray, 12/24 ports, no adapters, ANT splice chip, 15 in, gray, right patch cord routing |  | FIST® | FIST-GPST | Fiber patch/splice tray
760241518 | EPX-1U-MOD-OPEN-F-ANG-FX (AGL-1U-ANG-FX) | Variant of EPX-PANELS | EPX 1U fixed angled panel, accepts (4) G2 modules or adapter packs providing up to 48 duplex LC or 32 MPO ports | CommScope® |  | EPX | Fiber patch panel
760241533 | FD-8-2U-B | Variant of FD-PANELS | 2RU patch panel which interfaces with MPO-8 ports including QSFP to easily break them out into LC connections. The MPO and shuttered LC ports are both front facing for easy mapping and patching. 20 singlemode MPO-8 and 80 duplex LC ports, Enhanced Method | CommScope® |  | FD | Fiber patch panel
760241879 | MFPS-KHD-P-CQS1-048-20-OF | Variant of MFPS-PANELS | MFPS Fiber Optic panel, 1RU, 48 fibers/RU, pre-cabled I/O LSZH, 20m, front patch cords orientation to the right, 48 SC/UPC, grade C | CommScope® |  | MFPS | Fiber patch panel ¦ with indoor/outdoor cable
760241650 |  | Variant of FIXED-PNLS-1U | Fiber Optic Termination/Splice Panel, 1U, 19 in, 12 LC duplex adapter, singlemode, black | CommScope® |  | 1U | Fiber patch/splice panel
760241882 | MFPS-KHD-P-CQL1-048-20-OF | Variant of MFPS-PANELS | MFPS Fiber Optic panel, 1RU, 48 fibers/RU, pre-cabled I/O LSZH, 20m, front patch cords orientation to the right, 48 LC/UPC, grade C | CommScope® |  | MFPS | Fiber patch panel ¦ with indoor/outdoor cable
760241899 | MFPS-KXD-P-CRL1-096-10-OK | Variant of MFPS-PANELS | MFPS Fiber Optic panel, 1RU, 96 fibers/RU, pre-cabled I/O LSZH, 10m, front patch cords orientation to the left, 96 LC/UPC, grade C | CommScope® |  | MFPS | Fiber patch panel ¦ with indoor/outdoor cable
760241873 | MFPS-KHD-P-CRS1-048-20-OF | Variant of MFPS-PANELS | MFPS Fiber Optic panel, 1RU, 48 fibers/RU, pre-cabled I/O LSZH, 20m, front patch cords orientation to the left, 48 SC/UPC, grade C | CommScope® |  | MFPS | Fiber patch panel ¦ with indoor/outdoor cable
760241651 |  | Variant of FIXED-PNLS-1U | Fiber Optic Termination/Splice Panel, 1U, 19 in, 24 LC duplex adapter, singlemode, black | CommScope® |  | 1U | Fiber patch/splice panel
760241900 | MFPS-KXD-P-CRL1-096-20-OK | Variant of MFPS-PANELS | MFPS Fiber Optic panel, 1RU, 96 fibers/RU, pre-cabled I/O LSZH, 20m, front patch cords orientation to the left, 96 LC/UPC, grade C | CommScope® |  | MFPS | Fiber patch panel ¦ with indoor/outdoor cable
760241887 | MFPS-KED-P-CRL1-072-10-OG | Variant of MFPS-PANELS | MFPS Fiber Optic panel, 1RU, 72 fibers/RU, pre-cabled I/O LSZH, 10m, front patch cords orientation to the left, 72 LC/UPC, grade C | CommScope® |  | MFPS | Fiber patch panel ¦ with indoor/outdoor cable
760241888 | MFPS-KED-P-CRL1-072-20-OG | Variant of MFPS-PANELS | MFPS Fiber Optic panel, 1RU, 72 fibers/RU, pre-cabled I/O LSZH, 20m, front patch cords orientation to the left, 72 LC/UPC, grade C | CommScope® |  | MFPS | Fiber patch panel ¦ with indoor/outdoor cable
760241906 | MFPS-KXD-P-CQL1-096-20-OK | Variant of MFPS-PANELS | MFPS Fiber Optic panel, 1RU, 96 fibers/RU, pre-cabled I/O LSZH, 20m, front patch cords orientation to the right, 96 LC/UPC, grade C | CommScope® |  | MFPS | Fiber patch panel ¦ with indoor/outdoor cable
760241889 | MFPS-KED-P-CRL1-072-30-OG | Variant of MFPS-PANELS | MFPS Fiber Optic panel, 1RU, 72 fibers/RU, pre-cabled I/O LSZH, 30m, front patch cords orientation to the left, 72 LC/UPC, grade C | CommScope® |  | MFPS | Fiber patch panel ¦ with indoor/outdoor cable
760241875 | MFPS-KHD-P-CRL1-048-10-OF | Variant of MFPS-PANELS | MFPS Fiber Optic panel, 1RU, 48 fibers/RU, pre-cabled I/O LSZH, 10m, front patch cords orientation to the left, 48 LC/UPC, grade C | CommScope® |  | MFPS | Fiber patch panel ¦ with indoor/outdoor cable
760241912 | MFPS-JHD-P-CRL1-096-20-OK | Variant of MFPS-PANELS | MFPS Fiber Optic panel, 2RU, 96 fibers/RU, pre-cabled I/O LSZH, 20m, front patch cords orientation to the left, 96 LC/UPC, grade C | CommScope® |  | MFPS | Fiber patch panel ¦ with indoor/outdoor cable
760241893 | MFPS-KED-P-CQL1-072-10-OG | Variant of MFPS-PANELS | MFPS Fiber Optic panel, 1RU, 72 fibers/RU, pre-cabled I/O LSZH, 10m, front patch cords orientation to the right, 72 LC/UPC, grade C | CommScope® |  | MFPS | Fiber patch panel ¦ with indoor/outdoor cable
760241908 | MFPS-JHD-P-CRS1-096-10-OK | Variant of MFPS-PANELS | MFPS Fiber Optic panel, 2RU, 96 fibers/RU, pre-cabled I/O LSZH, 10m, front patch cords orientation to the left, 96 SC/UPC, grade C | CommScope® |  | MFPS | Fiber patch panel ¦ with indoor/outdoor cable
760241894 | MFPS-KED-P-CQL1-072-20-OG | Variant of MFPS-PANELS | MFPS Fiber Optic panel, 1RU, 72 fibers/RU, pre-cabled I/O LSZH, 20m, front patch cords orientation to the right, 72 LC/UPC, grade C | CommScope® |  | MFPS | Fiber patch panel ¦ with indoor/outdoor cable
760241877 | MFPS-KHD-P-CRL1-048-30-OF | Variant of MFPS-PANELS | MFPS Fiber Optic panel, 1RU, 48 fibers/RU, pre-cabled I/O LSZH, 30m, front patch cords orientation to the left, 48 LC/UPC, grade C | CommScope® |  | MFPS | Fiber patch panel ¦ with indoor/outdoor cable
760242099 | FIST-FDASA2-AX1321NN-R | Variant | FIST® Fiber Splice Tray with Field Installable DWDM, 4 Channels and upgrade port, Double Demultiplexing, 1551.72nm starting wavelength, 100GHz channel spacing, all fibers at right side |  | FIST® | FIST-FDASA2 | DWDM splice tray
760242369 | QFIT-G2-ADPT-BRKT-4PK | Variant | UCP/Quick-Fit to G2 Adapter Bracket Kit (kit of 4) | CommScope® |  |  | Mounting bracket
FDP-B4PS2H024 |  | Variant | CMT Fiber Termination/Splice Panel, 24 FC/UPC, pre-terminated with pigtails, singlemode, 3RU, 19 in, putty white | CommScope® |  | CMT | Fiber patch/splice panel |  | Discontinued
FDP-E4PSF2072 |  | Variant | CMT Fiber Termination/Splice Panel, 72 FC/APC, pre-terminated with pigtails, singlemode, 7RU, 19 in, putty white | CommScope® |  | CMT | Fiber patch/splice panel |  | Discontinued
FDP-E4PSP2072 |  | Variant | CMT Fiber Termination/Splice Panel, 72 ST/UPC, pre-terminated with pigtails, singlemode, 7RU, 19 in, putty white | CommScope® |  | CMT | Fiber patch/splice panel |  | Discontinued
FDP-B2KS27006 |  | Variant | CMT Fiber Termination/Splice Panel, 12 FC/UPC, pre-terminated with pigtails, singlemode, 3RU, 19 in, putty white | CommScope® |  | CMT | Fiber patch/splice panel |  | Discontinued
FDP-E2KS22036 |  | Variant | CMT Fiber Termination/Splice Panel, 36 FC/UPC, pre-terminated with pigtails, singlemode, 7RU, 19 in, putty white | CommScope® |  | CMT | Fiber patch/splice panel |  | Discontinued
FDP-F2KS22048 |  | Variant | CMT Fiber Termination/Splice Panel, 48, FC/UPC, pre-terminated with pigtails, singlemode, 9RU, 19 in, putty white | CommScope® |  | CMT | Fiber patch/splice panel |  | Discontinued
FDP-D2KS27024-TM |  | Variant | CMT Fiber Termination/Splice Panel, 24 FC/UPC, pre-terminated with pigtails, singlemode, 5RU, 19 in, putty white | CommScope® |  | CMT | Fiber patch/splice panel |  | Discontinued
FDP-F2KS27048-TM |  | Variant | CMT Fiber Termination/Splice Panel, 48, FC/UPC, pre-terminated with pigtails, singlemode, 9RU, 19 in, putty white | CommScope® |  | CMT | Fiber patch/splice panel |  | Discontinued
FDP-D2KS28024 |  | Variant | CMT Fiber Termination/Splice Panel, 24 FC/UPC, pre-terminated with pigtails ,singlemode, 5RU, 19 in, putty white | CommScope® |  | CMT | Fiber patch/splice panel |  | Discontinued
FDP-G2KS27072-TM |  | Variant | CMT Fiber Termination/Splice Panel, 72, FC/UPC, pre-terminated with pigtails, singlemode, 13RU, 19 in, putty white | CommScope® |  | CMT | Fiber patch/splice panel |  | Discontinued
FDP-B4PS22012 |  | Variant | CMT Fiber Termination/Splice Panel, 12 FC/UPC, pre-terminated with pigtails, singlemode, 3RU, 19 in, putty white | CommScope® |  | CMT | Fiber patch/splice panel |  | Discontinued
FDP-G4PS22072 |  | Variant | CMT Fiber Termination/Splice Panel, 72, FC/UPC, pre-terminated with pigtails, singlemode, 13RU, 19 in, putty white | CommScope® |  | CMT | Fiber patch/splice panel |  | Discontinued
FDP-G4PS22144 |  | Variant | CMT Fiber Termination/Splice Panel, 144, FC/UPC, pre-terminated with pigtails, singlemode, 13RU, 19 in, putty white | CommScope® |  | CMT | Fiber patch/splice panel |  | Discontinued
FDP-G4PS42144 |  | Variant | CMT Fiber Termination/Splice Panel, 144, ST/UPC, pre-terminated with pigtails, singlemode, 13RU, 19 in, putty white | CommScope® |  | CMT | Fiber patch/splice panel |  | Discontinued
316900-000 | FOMS-FPS-O-SIS1-24 | Variant of FOMS-PANELS | FOMS-FPS Fiber Termination/Splice Panel, 24 SC/UPC, singlemode, 1RU, 19 in, gray | CommScope® |  | FOMS-FPS | Fiber patch/splice panel
324673-000 | FOSC-OC-3DBX1201NN2T-U23 | Variant | FOSC® D-TRAY-72 type, DWDM, 8 channels + upgrade port, double demux, 1561.42 nm starting wavelength, 100 GHz channel spacing |  | FOSC® | FOSC-OC | DWDM splice tray
327526-000 | FIST-GPST-12-AEA-2 | Variant of FIST-GPST-TRAYS | FIST GPST Fiber Patch/Splice Tray, 12 ports, SC/UPC, singlemode, SMOUV splice chip, 19 in, gray, right patch cord routing |  | FIST® | FIST-GPST | Fiber patch/splice tray
337550-000 | FIST-SOSA2-2R12-S | Variant of FIST-SPLICE-TRAYS | FIST® Splice Sub-assembly kit with 2 trays, each for holding up to 1 12-strip ribbon fiber, with Heat Shrink type splice holder |  | FIST® | FIST-SOSA2 | Fiber splice tray
338861-000 | FOSC-OC-6DBD1201NN | Variant | FOSC® A-TRAY-24 type, DWDM, 8 channels + upgrade port, demux, 1561.42 nm starting wavelength, 100 GHz channel spacing |  | FOSC® | FOSC-OC | DWDM splice tray
353364-000 | OCM1-CA2551L2 | Variant | OCM1 LGX Fiber Optic Module, CWDM, Mux/Demux, LC/APC, 2 channels, starting wavelength 1550 nm |  |  | LGX ¦ OCM1 | CWDM module
61935G-000 | OCM5-SP11W00S2-20DASIA | Variant | OCM5 Fiber Optic Splitter Module, Planar, one 1x32 Splitter, singlemode, SC/APC, symmetrical split ratio, 2.0 m pigtails |  |  | OCM5 | Splitter module
6278418-1 |  | Variant of XG-MODULES | Fiber Optic Module, Singlemode, 6 fiber, 12 STD/UPC adapters 6, 6 ports, 62.5 | CommScope® |  |  | Fiber module |  | Discontinued
652598-000 | OCM1-CYC471L1 | Variant | OCM1 LGX Fiber Optic Module, CWDM, Double Mux, LC/UPC, 8 channels, upgrade port, 1310 nm port, starting wavelength 1470 nm |  |  | LGX ¦ OCM1 | CWDM module
654266-000 | FOSC-OC-3DBD1201NN2T-U23 | Variant | FOSC® D-TRAY-72 type, DWDM, 8 channels + upgrade port, demux, 1561.42 nm starting wavelength, 100 GHz channel spacing |  | FOSC® | FOSC-OC | DWDM splice tray
760235532 | MFPS-IED-P-SIL2-216 | Variant of MFPS-PANELS | MFPS Fiber Optic panel, 3RU, 72 fibers/RU, splice/patch, SMOUV/front patch cords orientation to the right, 216 LC/APC, grade C | CommScope® |  | MFPS | Fiber patch/splice panel
760235581 | MFPS-KED-P-SKL1-72 | Variant of MFPS-PANELS | MFPS Fiber Optic panel, 1RU, 72 fibers/RU, splice/patch, SMOUV/front patch cords orientation to the left, 72 LC/UPC, grade C | CommScope® |  | MFPS | Fiber patch/splice panel
760235533 | MFPS-IED-P-PNL2-216 | Variant of MFPS-PANELS | MFPS Fiber Optic panel, 3RU, 72 fibers/RU, patch/patch, front patch cords orientation to the right, 216 LC/APC | CommScope® |  | MFPS | Fiber patch panel
760235582 | MFPS-KED-P-SIL1-072 | Variant of MFPS-PANELS | MFPS Fiber Optic panel, 1RU, 72 fibers/RU, splice/patch, SMOUV/front patch cords orientation to the right, 72 LC/UPC, grade C | CommScope® |  | MFPS | Fiber patch/splice panel
760235790 | FOSC-OC-6DBD1411NN2T-U23 | Variant | FOSC® A-TRAY-24 type, DWDM, 8 channels + upgrade port, demux, 1544.53 nm starting wavelength, 100 GHz channel spacing |  | FOSC® | FOSC-OC | DWDM splice tray
760235621 | EHD-DP-12MPO-ALL-A | Variant of EHD-ADAPTER-PACKS | EHD Distribution adapter Pack, 12 MPO, Method A | SYSTIMAX® |  | EHD | Fiber adapter pack
760235866 | MFPS-IED-P-SIL1-216 | Variant of MFPS-PANELS | MFPS Fiber Optic panel, 3RU, 72 fibers/RU, splice/patch, SMOUV/front patch cords orientation to the right, 216 LC/UPC, grade C | CommScope® |  | MFPS | Fiber patch/splice panel
760236196 | FOSC-OC-6DBD1501NN2T-U23 | Variant | FOSC® A-TRAY-24 type, DWDM, 8 channels + upgrade port, demux, 1537.40 nm starting wavelength, 100 GHz channel spacing |  | FOSC® | FOSC-OC | DWDM splice tray
760236120 | DM24iP-24LC-LS-ULL | Variant of G2-MODULES | G2 ULL Multimode OM4 MPO-24 Distribution Module, 1x24F MPO unpinned to 24F LC Aqua, Method B Enhanced, iPatch Ready | CommScope® | SYSTIMAX ULL |  | Fiber module
760236043 | 360DPis-12LC-WB | Variant of G2-ADAPTER-PACKS | 360 Distribution Adapter Pack 12, Multimode OM5, LC with internal shutters | CommScope® |  | G2 | Fiber adapter pack
760236109 | DM08-24LC-WB-ULL | Variant of G2-MODULES | G2 ULL Multimode OM5 MPO-8 Distribution Module, 24LC to 3x8f MPOs unpinned, internal shutters | CommScope® | SYSTIMAX ULL | G2 | Fiber module
760236111 | DM12-24LC-WB-ULL | Variant of G2-MODULES | G2 ULL Multimode OM5 MPO-12 Distribution Module, 24LC to 2X12f MPOs unpinned, internal shutters | CommScope® | SYSTIMAX ULL | G2 | Fiber module
760236368 | UD-iP-2U-288F-LC-DM12-ULL-WB-SD | Variant of IPATCH-PANELS | UD iPATCH 2U 288F-LC Distribution MPO12 ULL Module, LazrSPEED WideBand, Sliding Panel | CommScope® | iPatch® ¦ imVision® | IPATCH ¦ UD | Fiber patch/splice panel
760236259 | FOSC-OC-3DSD1254NN2T-U23 | Variant | FOSC® D-TRAY-72 type, DWDM, 16 channels, demux, 1557.36 nm starting wavelength, 100 GHz channel spacing + upgrade |  | FOSC® | FOSC-OC | DWDM splice tray
760236113 | DM24-24LC-WB-ULL | Variant of G2-MODULES | G2 ULL Multimode OM5 MPO-24 Distribution Module, 24LC to 1X24f MPO unpinned, internal shutters | CommScope® | SYSTIMAX ULL | G2 | Fiber module
760236116 | DM08iP-24LC-LS-ULL | Variant of G2-MODULES | G2 ULL Multimode OM4 MPO-8 Distribution Module, 3x8F MPO unpinned to 24F LC Aqua, Method B Enhanced, iPatch Ready | CommScope® | SYSTIMAX ULL |  | Fiber module
760236398 | OCFPS1U-P123200L2 | Variant | OCFPS Fiber Optic Splitter Panel, one 2x32, symmetrical, planar, singlemode, LC/APC, 1U, 19 in, gray |  |  | OCFPS | Splitter patch panel |  | Discontinued
760236407 | HD-iP-2U-192F-LC-DM12-ULL-LS-SD | Variant of IPATCH-PANELS | HD iPATCH 2U 192F-LC Distribution MPO12 ULL Module, LazrSPEED, Sliding Panel | CommScope® | iPatch® ¦ imVision® | HD ¦ IPATCH | Fiber patch panel
760236117 | DM08iP-24LC-WB-ULL | Variant of G2-MODULES | G2 ULL Multimode OM5 MPO-8 Distribution Module, 3x8F MPO unpinned to 24F LC Lime Green , Method B Enhanced, iPatch Ready | CommScope® | LazrSPEED® |  | Fiber module
760236400 | HD-iP-1U-96F-LC-DM08-ULL-WB-SD | Variant of IPATCH-PANELS | HD iPATCH 1U 96F-LC Distribution MPO08 ULL Module, LazrSPEED WideBand, Sliding Panel | CommScope® | iPatch® ¦ imVision® | HD ¦ IPATCH | Fiber patch panel
760236502 | PNL-CS-12LAW | Variant of LGX/1000-SPLICE-CASSETTES | TeraSPEED®, splicing cassette, 12LC APC TeraSPEED®, No Pigtails | CommScope® |  |  | Fiber cassette
760236408 | HD-iP-1U-96F-LC-DM24-ULL-WB-SD | Variant of IPATCH-PANELS | HD iPATCH 1U 96F-LC Distribution MPO24 ULL Module, LazrSPEED WideBand, Sliding Panel | CommScope® | iPatch® ¦ imVision® | HD ¦ IPATCH | Fiber patch panel
760236362 | UD-iP-2U-96-MPO-DP-SD | Variant of IPATCH-PANELS | UD iPATCH 2U 96-MPO Distribution Panel, Sliding Panel | CommScope® | iPatch® ¦ imVision® | IPATCH ¦ UD | Fiber patch/splice panel
760236503 | PNL-CS-24LCX | Variant of LGX/1000-SPLICE-CASSETTES | LazrSPEED® Splicing cassette, 24LC , No Pigtails | CommScope® |  |  | Fiber cassette
760236402 | HD-iP-2U-192F-LC-DM08-ULL-WB-SD | Variant of IPATCH-PANELS | HD iPATCH 2U 192F-LC Distribution MPO08 ULL Module, LazrSPEED WideBand, Sliding Panel | CommScope® | iPatch® ¦ imVision® | HD ¦ IPATCH | Fiber patch panel
760236409 | HD-iP-1U-96F-LC-DM24-ULL-LS-SD | Variant of IPATCH-PANELS | HD iPATCH 1U 96F-LC Distribution MPO24 ULL Module, LazrSPEED, Sliding Panel | CommScope® | iPatch® ¦ imVision® | HD ¦ IPATCH | Fiber patch panel
760236403 | HD-iP-2U-192F-LC-DM08-ULL-LS-SD | Variant of IPATCH-PANELS | HD iPATCH 2U 192F-LC Distribution MPO08 ULL Module, LazrSPEED, Sliding Panel | CommScope® | iPatch® ¦ imVision® | HD ¦ IPATCH | Fiber patch panel
760236364 | UD-iP-2U-288F-LC-DM-LS-SD | Variant of IPATCH-PANELS | UD iPATCH 2U 288F-LC Distribution Module, LazrSPEED, Sliding Panel | CommScope® | iPatch® ¦ imVision® | IPATCH ¦ UD | Fiber patch/splice panel
760236404 | HD-iP-1U-96F-LC-DM12-ULL-WB-SD | Variant of IPATCH-PANELS | HD iPATCH 1U 96F-LC Distribution MPO12 ULL Module, LazrSPEED WideBand, Sliding Panel | CommScope® | iPatch® ¦ imVision® | HD ¦ IPATCH | Fiber patch panel
760236505 | PNL-CS-24LAW | Variant of LGX/1000-SPLICE-CASSETTES | TeraSPEED® Splicing cassette, 24LC APC , No Pigtails | CommScope® |  |  | Fiber cassette
760236506 | PNL-CS-12SCX | Variant of LGX/1000-SPLICE-CASSETTES | LazrSPEED® Splicing cassette, 12SC , No Pigtails | CommScope® |  |  | Fiber cassette
760236507 | PNL-CS-12SCW | Variant of LGX/1000-SPLICE-CASSETTES | TeraSPEED® Splicing cassette, 12SC , No Pigtails | CommScope® |  |  | Fiber cassette
760236508 | PNL-CS-12SAW | Variant of LGX/1000-SPLICE-CASSETTES | TeraSPEED® Splicing cassette, 12SC APC , No Pigtails | CommScope® |  |  | Fiber cassette
760236500 | PNL-CS-12LCX | Variant of LGX/1000-SPLICE-CASSETTES | LazrSPEED® Splicing cassette, 12LC, No Pigtails | CommScope® |  |  | Fiber cassette
760236812 | UD-2U-REAR-EXT-12-KIT | Variant of UD-ACCESSORIES | Ultra High Density 2U Fiber Shelf Rear Extension, 12 cable entries, silver | CommScope® |  | UD | Extension unit
CZ9183-000 | FIST-SASA3-12-1A-S | Variant | FIST® Fiber Splitter Array Sub-Assembly with splitter, symmetrical ratio, 1x2, FBT component, grade A |  | FIST® | FIST-SASA3 | Splitter splice tray
D34374-000 | FIST-GPST-12-FAB-2 | Variant of FIST-GPST-TRAYS | FIST GPST Fiber Patch/Splice Tray, 12 ports, SC/APC, singlemode, ANT splice chip, 19 in, gray, left patch cord routing |  | FIST® | FIST-GPST | Fiber patch/splice tray
D89567-000 | FOMS-STO-1U-R | Variant of FOMS-PANELS | FOMS-FPS Fiber Storage Panel, 1U, 19 in, gray | CommScope® |  | FOMS-FPS | Fiber storage panel
760252335 | PPL-DM-8AU-8LC-OM4-BEU | Variant of PROPEL-MODULES | Propel ULL Multimode OM4 MPO-08 Distribution Module, 4 duplex LC to 1X8f MPO/APC non-pinned, Method B Enhanced | CommScope® | Propel | PPL | Fiber module
760252338 | PPL-DM-8U-24LC-OM5-BEU | Variant of PROPEL-MODULES | Propel ULL Multimode OM5 MPO-08 Distribution Module, 12 duplex LC to 3X8f MPO/UPC non-pinned, Method B Enhanced | CommScope® | Propel | PPL | Fiber module
760252339 | PPL-DM-8AU-24LC-SM-BEU | Variant of PROPEL-MODULES | Propel ULL Singlemode MPO-08 Distribution Module, 12 duplex LC/UPC to 3X8f MPO/APC non-pinned, Method B Enhanced | CommScope® | Propel | PPL | Fiber module
760252342 | PPL-DM-8AU-8SN-SM-BEU | Variant of PROPEL-MODULES | Propel ULL Singlemode MPO-08 Distribution Module, 8SN to 2X8f MPO/APC non-pinned, Method B Enhanced | CommScope® | Propel | PPL | Fiber module
760252344 | PPL-DM-12U-12LC-OM5-BEU | Variant of PROPEL-MODULES | Propel ULL Multimode OM5 MPO-12 Distribution Module, 6 duplex LC to 1X12f MPO/UPC non-pinned, Method B Enhanced | CommScope® | Propel | PPL | Fiber module
760252347 | PPL-DM-12U-24LC-OM5-BEU | Variant of PROPEL-MODULES | Propel ULL Multimode OM5 MPO-12 Distribution Module, 12 duplex LC to 2X12f MPO/UPC non-pinned, Method B Enhanced | CommScope® | Propel | PPL | Fiber module
760252349 | PPL-DM-12AU-12SN-SM-BEU | Variant of PROPEL-MODULES | Propel ULL Singlemode MPO-12 Distribution Module, 12SN to 2X12f MPO/APC non-pinned, Method B Enhanced | CommScope® | Propel | PPL | Fiber module
760252355 | PPL-DM-16AU-8SN-SM-BEU | Variant of PROPEL-MODULES | Propel ULL Singlemode MPO-16 Distribution Module, 8SN to 1X16f MPO/APC non-pinned, Method B Enhanced | CommScope® | Propel | PPL | Fiber module
760252361 | PPL-AP-8-LC-OM5 | Variant of PROPEL-ADAPTER-PACKS | Propel pass-through adapter pack, multimode OM5, 4 duplex LC ports | CommScope® | Propel | PPL | Fiber adapter pack
760235013 | MFPS-JHD-P-SIL1-096 | Variant of MFPS-PANELS | MFPS Fiber Optic panel, 2RU, 48 fibers/RU, splice/patch, SMOUV/front patch cords orientation to the right, 96 LC/UPC, grade C | CommScope® |  | MFPS | Fiber patch/splice panel
760234738 | SD-1U-UP-FX | Variant of SD-PANELS | Standard Density Unpopulated 1U fixed Panel, accepts separately orderable faceplates | CommScope® |  | SD | Fiber patch panel |  | Discontinued
760234915 | MFPS-JHD-P-PNL2-096 | Variant of MFPS-PANELS | MFPS Fiber Optic panel, 2RU, 48 fibers/RU, patch/patch, front patch cords orientation to the right, 96 LC/APC | CommScope® |  | MFPS | Fiber patch panel
NG4-MMDC20R000 |  | Variant of NG4-MODULES | NG4access® MPO Module, multimode OM4, LC-MPO 1x24 fiber, Polarity A, right exit (for MPO module) | CommScope® | NG4access® | NG4 | Fiber module
NG4-MMDKE0L0UB |  | Variant of NG4-MODULES | NG4access® MPO Module, singlemode, LC/UPC-MPO 1x24 fiber, ULL Polarity B, left exit (for MPO module) | CommScope® | NG4access® | NG4 | Fiber module
NG4-MMDKE0R0UB |  | Variant of NG4-MODULES | NG4access® MPO Module, singlemode, LC/UPC-MPO 1x24 fiber, ULL Polarity B, right exit (for MPO module) | CommScope® | NG4access® | NG4 | Fiber module
NG4-MMDC20L5UB |  | Variant of NG4-MODULES | NG4access® MPO Module, multimode OM5, LC-MPO 1x24 fiber, ULL Polarity B, left exit (for MPO module) | CommScope® | NG4access® | NG4 | Fiber module
NG4-MMDC20R5UB |  | Variant of NG4-MODULES | NG4access® MPO Module, multimode OM5, LC-MPO 1x24 fiber, ULL Polarity B, right exit (for MPO module) | CommScope® | NG4access® | NG4 | Fiber module
NG4-MMDCM0L5UB |  | Variant of NG4-MODULES | NG4access® MPO Module, multimode OM5, LC-MPO 2x12 fiber, ULL Polarity B, left exit (for MPO module) | CommScope® | NG4access® | NG4 | Fiber module
NG4-APMP040000 |  | Variant of NG4-ADAPTER-PACKS | NG4access® Adapter Pack Universal Kit, 2 blocks with 4 MPO Adapter positions each, Method A (key up/down) |  | NG4access® | FACT ¦ NG4 | Fiber adapter pack
NG4-APSC060000 |  | Variant of NG4-ADAPTER-PACKS | NG4access® Adapter Pack Universal Kit, 2 blocks with 6 SC Adapter positions each |  | NG4access® | FACT ¦ NG4 | Fiber adapter pack
NG4-ACCRDOORKIT1 |  | Variant of NG4-CHASSIS-ACCESSORIES | NG4access® Rear Chassis Door Kit, rear door, bracket and designation labels |  | NG4access® | NG4 | Door kit
NG4-ACCRFCLMP1 |  | Variant of NG4-CHASSIS-ACCESSORIES | NG4access® Cable Clamp Kit, for securing for 24 cables up to 0.8 in cable diameter, in a raised floor application |  | NG4access® | NG4 | Cable clamp
NG4-CBOUT-1728 |  | Variant of NG4-CHASSIS-ACCESSORIES | Fiber Optic Ribbon Breakout Kit, High Density, 1:3, 288f in - 96f x 3 out; 6 kits for up to 1728f Cable |  |  |  | Fiber breakout kit ¦ rectangular
NG4-ACCRFCLMP3 |  | Variant of NG4-CHASSIS-ACCESSORIES | NG4access® Cable Clamp Kit, for securing for cables up to 1.2 in diameter, in a raised floor application |  | NG4access® | NG4 | Cable clamp
NG4-ACCTRAYKIT1 |  | Variant of NG4-CHASSIS-ACCESSORIES | NG4access® Single-Access Replacement Tray, empty, left or right replacement |  | NG4access® | NG4 | Tray
NG4-ACCTRAYKIT5 |  | Variant of NG4-CHASSIS-ACCESSORIES | NG4access® replacement access tray door kit, kit of 5 access tray doors, springs and laser eye protection label |  | NG4access® | NG4 | Tray
NG4-ACCWHMFS |  | Variant of NG4-SPLICE-TRAYS | NG4access® Splice Tray, mass fusion, up to 6 protection sleeves, 148 mm x 191 mm x 19 mm |  | NG4access® | NG4 | Fiber splice tray
NG4-MMD7E0L000 |  | Variant of NG4-MODULES | NG4access® MPO Module, singlemode, SC/UPC-MPO 12 fiber, left exit (for MPO module) | CommScope® | NG4access® | NG4 | Fiber module
NG4-MMDLE0R000 |  | Variant of NG4-MODULES | NG4access® MPO Module, singlemode, SC/APC-MPO 12 fiber, right exit (for MPO module) | CommScope® | NG4access® | NG4 | Fiber module
NG4-VCKL2F47001K |  | Variant of NG4-WDM-MODULES | NG4access® Module VAM, CWDM, 8 channels, 1310 nm port, 2 circuits, LC/UPC, left, 1471 nm starting channel, 1 test port |  | NG4access® | FACT ¦ NG4 | CWDM module | Build America Buy America (BABA) compliant*
NG4-VCML2A470B00 |  | Variant of NG4-WDM-MODULES | NG4access® Module VAM, CWDM, 4 channels, upgrade port, 2 circuits, LC/APC, left, 1471 nm starting channel, no test ports |  | NG4access® | FACT ¦ NG4 | CWDM module | Build America Buy America (BABA) compliant*
NG4-MMDCM0R000 |  | Variant of NG4-MODULES | NG4access® MPO Module, multimode, LC/UPC-MPO 24 fiber, right exit (for MPO module) | CommScope® | NG4access® | NG4 | Fiber module
NG4-MMDME0R000 |  | Variant of NG4-MODULES | NG4access® MPO Module, singlemode, LC/APC-MPO 24 fiber, right exit (for MPO module) | CommScope® | NG4access® | NG4 | Fiber module
NG4-VCML2A550A00 |  | Variant of NG4-WDM-MODULES | NG4access® Module VAM, CWDM, 4 channels, upgrade port, 2 circuits, LC/APC, left, 1551 nm starting channel, no test ports |  | NG4access® | FACT ¦ NG4 | CWDM module | Build America Buy America (BABA) compliant*
NG4-VCKR1F470000 |  | Variant of NG4-WDM-MODULES | NG4access® Module VAM, CWDM, 8 channels, 1310 nm port, 1 circuit, LC/UPC, right, 1471 nm starting channel, no test ports |  | NG4access® | FACT ¦ NG4 | CWDM module | Build America Buy America (BABA) compliant*
NG4-VCML2B43AB00 |  | Variant of NG4-WDM-MODULES | NG4access® Module VAM, CWDM, 8 channels, upgrade port, 2 circuits, LC/APC, left, 1431 nm starting channel, no test ports |  | NG4access® | FACT ¦ NG4 | CWDM module | Build America Buy America (BABA) compliant*
NG4-VCMR2D470D00 |  | Variant of NG4-WDM-MODULES | NG4access® Module VAM, CWDM, 8 channels, upgrade port, 1310 nm port, 2 circuits, LC/APC, right, 1471 nm starting channel, no test ports |  | NG4access® | FACT ¦ NG4 | CWDM module | Build America Buy America (BABA) compliant*
NG4-VDKL2MDA520C1K |  | Variant of NG4-WDM-MODULES | NG4access® Module VAM, DWDM, 8 channels, upgrade port, EXP port, 100 GHz channel spacing, starting channel 52, 2 circuits, Mux, LC/UPC, left, 1 test port |  | NG4access® | FACT ¦ NG4 | DWDM module | Build America Buy America (BABA) compliant*
NG4-VCMR2F47002K |  | Variant of NG4-WDM-MODULES | NG4access® Module VAM, CWDM, 8 channels, 1310 nm port, 2 circuits, LC/APC, right, 1471 nm starting channel, 2 test ports |  | NG4access® | FACT ¦ NG4 | CWDM module | Build America Buy America (BABA) compliant*
NG4-VCKR2455001K |  | Variant of NG4-WDM-MODULES | NG4access® Module VAM, CWDM, 4 channels, 2 circuits, LC/UPC, right, 1451 nm starting channel, 1 test port |  | NG4access® | FACT ¦ NG4 | CWDM module | Build America Buy America (BABA) compliant*
NG4-VDML1MYA400C1K |  | Variant of NG4-WDM-MODULES | NG4access® Module VAM, DWDM, 20 channels, 100 GHz channel spacing, starting channel 40, 1 circuit, Mux, LC/APC, left, 1 test port |  | NG4access® | FACT ¦ NG4 | DWDM module | Build America Buy America (BABA) compliant*
NG4-VDKR1DQA21001L |  | Variant of NG4-WDM-MODULES | NG4access® Module VAM, DWDM, 40 channels, 100 GHz channel spacing, starting channel 21, 1 circuit, Demux, LC/UPC, right, 1 test port |  | NG4access® | FACT ¦ NG4 | DWDM module | Build America Buy America (BABA) compliant*
NG4-VCKL1F470000 |  | Variant of NG4-WDM-MODULES | NG4access® Module VAM, CWDM, 8 channels, 1310 nm port, 1 circuits, LC/UPC, left, 1471 nm starting channel, no test ports |  | NG4access® | FACT ¦ NG4 | CWDM module | Build America Buy America (BABA) compliant*
NG4-VDML2BBA24BA1K |  | Variant of NG4-WDM-MODULES | NG4access® Module VAM, DWDM, 8 channels, 100 GHz channel spacing, starting channel 24, 2 circuits, Mux/Demux, LC/APC, left, 1 test port |  | NG4access® | FACT ¦ NG4 | DWDM module | Build America Buy America (BABA) compliant*
NG4-VCMR2A470B00 |  | Variant of NG4-WDM-MODULES | NG4access® Module VAM, CWDM, 4 channels, upgrade port, 2 circuits, LC/APC, right, 1471 nm starting channel, no test ports |  | NG4access® | FACT ¦ NG4 | CWDM module | Build America Buy America (BABA) compliant*
NG4-VDML2BDA24BB1K |  | Variant of NG4-WDM-MODULES | NG4access® Module VAM, DWDM, 8 channels, upgrade port, EXP port, 100 GHz channel spacing, starting channel 24, 2 circuits, Mux/Demux, LC/APC, left, 1 test port |  | NG4access® | FACT ¦ NG4 | DWDM module | Build America Buy America (BABA) compliant*
NG4-VDML4BAA21BA1K |  | Variant of NG4-WDM-MODULES | NG4access® Module VAM, DWDM, 4 channels, upgrade port, 100 GHz channel spacing, starting channel 21, 4 circuits, Mux/Demux, LC/APC, left, 1 test port |  | NG4access® | FACT ¦ NG4 | DWDM module | Build America Buy America (BABA) compliant*
NG4-VCMR2A550A00 |  | Variant of NG4-WDM-MODULES | NG4access® Module VAM, CWDM, 4 channels, upgrade port, 2 circuits, LC/APC, right, 1551 nm starting channel, no test ports |  | NG4access® | FACT ¦ NG4 | CWDM module | Build America Buy America (BABA) compliant*
NG4-VDML1MQA200C00 |  | Variant of NG4-WDM-MODULES | NG4access® Module VAM, DWDM, 40 channels, 100 GHz channel spacing, starting channel 20, 1 circuit, Mux, LC/APC, left, no test ports |  | NG4access® | FACT ¦ NG4 | DWDM module | Build America Buy America (BABA) compliant*
NG4-VCKL2B470C2K |  | Variant of NG4-WDM-MODULES | NG4access® Module VAM, CWDM, 8 channels, upgrade port, 2 circuits, LC/UPC, left, 1471 nm starting channel, 2 test ports |  | NG4access® | FACT ¦ NG4 | CWDM module | Build America Buy America (BABA) compliant*
NG4-VCKR2F470000 |  | Variant of NG4-WDM-MODULES | NG4access® Module VAM, CWDM, 8 channels, 1310 nm port, 2 circuits, LC/UPC, right, 1471 nm starting channel, no test ports |  | NG4access® | FACT ¦ NG4 | CWDM module | Build America Buy America (BABA) compliant*
NG4-VDKR2MDA360C1K |  | Variant of NG4-WDM-MODULES | NG4access® Module VAM, DWDM, 8 channels, upgrade port, EXP port, 100 GHz channel spacing, starting channel 36, 2 circuits, Mux, LC/UPC, right, 1 test port |  | NG4access® | FACT ¦ NG4 | DWDM module | Build America Buy America (BABA) compliant*
NG4-VDML2DBB211A2K |  | Variant of NG4-WDM-MODULES | NG4access® Module VAM, DWDM, 8 channels, upgrade port, EXP port, 200 GHz channel spacing, starting channel 21, 2 circuits, Demux, LC/APC, left, 2 test ports |  | NG4access® | FACT ¦ NG4 | DWDM module | Build America Buy America (BABA) compliant*
NG4-VCKL2C470B1K |  | Variant of NG4-WDM-MODULES | NG4access® Module VAM, CWDM, 4 channels, upgrade port, 2 circuits, LC/UPC, left, 1471 nm starting channel, 1 test port |  | NG4access® | FACT ¦ NG4 | CWDM module | Build America Buy America (BABA) compliant*
NG4-VCKR2F47001K |  | Variant of NG4-WDM-MODULES | NG4access® Module VAM, CWDM, 8 channels, 1310 nm port, 2 circuits, LC/UPC, right, 1471 nm starting channel, 1 test port |  | NG4access® | FACT ¦ NG4 | CWDM module | Build America Buy America (BABA) compliant*
NG4-VCMR2B43AC2K |  | Variant of NG4-WDM-MODULES | NG4access® Module VAM, CWDM, 8 channels, upgrade port, 2 circuits, LC/APC, right, 1431 nm starting channel, 2 test ports |  | NG4access® | FACT ¦ NG4 | CWDM module | Build America Buy America (BABA) compliant*
NG4-VDKL2MDA200C1K |  | Variant of NG4-WDM-MODULES | NG4access® Module VAM, DWDM, 8 channels, upgrade port, EXP port, 100 GHz channel spacing, starting channel 20, 2 circuits, Mux, LC/UPC, left, 1 test port |  | NG4access® | FACT ¦ NG4 | DWDM module | Build America Buy America (BABA) compliant*
NG4-VCKL2F470000 |  | Variant of NG4-WDM-MODULES | NG4access® Module VAM, CWDM, 8 channels, 1310 nm port, 2 circuits, LC/UPC, left, 1471 nm starting channel, no test ports |  | NG4access® | FACT ¦ NG4 | CWDM module | Build America Buy America (BABA) compliant*
NG4-VDMR1M8A23B000 |  | Variant of NG4-WDM-MODULES | NG4access® Module VAM, DWDM, 8 channels, 100 GHz channel spacing, starting channel 23, 1 circuit, Mux, LC/APC, right, no test ports |  | NG4access® | FACT ¦ NG4 | DWDM module | Build America Buy America (BABA) compliant*
NG4-VDKL2MDA280C1K |  | Variant of NG4-WDM-MODULES | NG4access® Module VAM, DWDM, 8 channels, upgrade port, EXP port, 100 GHz channel spacing, starting channel 28, 2 circuits, Mux, LC/UPC, left, 1 test port |  | NG4access® | FACT ¦ NG4 | DWDM module | Build America Buy America (BABA) compliant*
NG4-VCKR2Q430000 |  | Variant of NG4-WDM-MODULES | NG4access® Module VAM, CWDM, 10 channels, 1310 nm port, 2 circuits, LC/UPC, right, 1431 nm starting channel, no test ports |  | NG4access® | FACT ¦ NG4 | CWDM module | Build America Buy America (BABA) compliant*
NG4-VDMR1MBA20BA00 |  | Variant of NG4-WDM-MODULES | NG4access® Module VAM, DWDM, 8 channels, upgrade port, 100 GHz channel spacing, starting channel 20, 1 circuit, Mux, LC/APC, right, no test ports |  | NG4access® | FACT ¦ NG4 | DWDM module | Build America Buy America (BABA) compliant*
NG4-VDML2MDA200C1K |  | Variant of NG4-WDM-MODULES | NG4access® Module VAM, DWDM, 8 channels, upgrade port, EXP port, 100 GHz channel spacing, starting channel 20, 2 circuits, Mux, LC/APC, left, 1 test port |  | NG4access® | FACT ¦ NG4 | DWDM module | Build America Buy America (BABA) compliant*
NG4-VCML1Q430000 |  | Variant of NG4-WDM-MODULES | NG4access® Module VAM, CWDM, 10 channels, 1310 nm port, 1 circuit, LC/APC, left, 1431 nm starting channel, no test ports |  | NG4access® | FACT ¦ NG4 | CWDM module | Build America Buy America (BABA) compliant*
NG4-VDML1MSA250C2K |  | Variant of NG4-WDM-MODULES | NG4access® Module VAM, DWDM, 16 channels, 100 GHz channel spacing, starting channel 25, 1 circuit, Mux, LC/APC, left, 2 test ports |  | NG4access® | FACT ¦ NG4 | DWDM module | Build America Buy America (BABA) compliant*
NG4-VDMR2MDA360C1K |  | Variant of NG4-WDM-MODULES | NG4access® Module VAM, DWDM, 8 channels, upgrade port, EXP port, 100 GHz channel spacing, starting channel 36, 2 circuits, Mux, LC/APC, right, 1 test port |  | NG4access® | FACT ¦ NG4 | DWDM module | Build America Buy America (BABA) compliant*
NG4-VDMR1MSB211C2K |  | Variant of NG4-WDM-MODULES | NG4access® Module VAM, DWDM, 16 channels, 200 GHz channel spacing, starting channel 21, 1 circuit, Mux, LC/APC, right, 2 test ports |  | NG4access® | FACT ¦ NG4 | DWDM module | Build America Buy America (BABA) compliant*
NG4-VDML1M8A23B000 |  | Variant of NG4-WDM-MODULES | NG4access® Module VAM, DWDM, 8 channels, 100 GHz channel spacing, starting channel 23, 1 circuit, Mux, LC/APC, left, no test ports |  | NG4access® | FACT ¦ NG4 | DWDM module | Build America Buy America (BABA) compliant*
NG4-VDML2MDA360C1K |  | Variant of NG4-WDM-MODULES | NG4access® Module VAM, DWDM, 8 channels, upgrade port, EXP port, 100 GHz channel spacing, starting channel 36, 2 circuits, Mux, LC/APC, left, 1 test port |  | NG4access® | FACT ¦ NG4 | DWDM module | Build America Buy America (BABA) compliant*
NG4-VMKNLF4H010GM |  | Variant of NG4-MON-MODULES | NG4access® Module VAM, Monitoring, 70/30, multimode, LC/UPC, front, left, 4 circuits |  | NG4access® | NG4 | Monitoring module | Build America Buy America (BABA) compliant*
NG4-VDMR1MGA500C2K |  | Variant of NG4-WDM-MODULES | NG4access® Module VAM, DWDM, 12 channels, 100 GHz channel spacing, starting channel 50, 1 circuit, Mux, LC/APC, right, 2 test ports |  | NG4access® | FACT ¦ NG4 | DWDM module | Build America Buy America (BABA) compliant*
NG4-VDMR1MYA200C1K |  | Variant of NG4-WDM-MODULES | NG4access® Module VAM, DWDM, 20 channels, 100 GHz channel spacing, starting channel 20, 1 circuit, Mux, LC/APC, right, 1 test port |  | NG4access® | FACT ¦ NG4 | DWDM module | Build America Buy America (BABA) compliant*
NG4-VDML2MDA440C1K |  | Variant of NG4-WDM-MODULES | NG4access® Module VAM, DWDM, 8 channels, upgrade port, EXP port, 100 GHz channel spacing, starting channel 44, 2 circuits, Mux, LC/APC, left, 1 test port |  | NG4access® | FACT ¦ NG4 | DWDM module | Build America Buy America (BABA) compliant*
NG4-VDML1MYA200C1K |  | Variant of NG4-WDM-MODULES | NG4access® Module VAM, DWDM, 20 channels, 100 GHz channel spacing, starting channel 20, 1 circuit, Mux, LC/APC, left, 1 test port |  | NG4access® | FACT ¦ NG4 | DWDM module | Build America Buy America (BABA) compliant*
NG4-VDMR1MQA200C00 |  | Variant of NG4-WDM-MODULES | NG4access® Module VAM, DWDM, 40 channels, 100 GHz channel spacing, starting channel 20, 1 circuit, Mux, LC/APC, right, no test ports |  | NG4access® | FACT ¦ NG4 | DWDM module | Build America Buy America (BABA) compliant*
NG4-VSKRF132 | NG4 VAM, 1 1X32 SPLITTERS, LC/UPC, RIGHT | Variant of NG4-SPLTR-MODULES | NG4access® Module VAM, Splitter, 1x32, equal split, singlemode, LC/UPC, front, right, 1 circuit |  | NG4access® | NG4 | Splitter module | Build America Buy America (BABA) compliant*
NG4-VDMR2BBA24BA1K |  | Variant of NG4-WDM-MODULES | NG4access® Module VAM, DWDM, 8 channels, upgrade port, 100 GHz channel spacing, starting channel 20, 2 circuits, Mux/Demux, LC/APC, right, 1 test port |  | NG4access® | FACT ¦ NG4 | DWDM module | Build America Buy America (BABA) compliant*
NG4-VDML2MDA520C1K |  | Variant of NG4-WDM-MODULES | NG4access® Module VAM, DWDM, 8 channels, upgrade port, EXP port, 100 GHz channel spacing, starting channel 52, 2 circuits, Mux, LC/APC, left, 1 test port |  | NG4access® | FACT ¦ NG4 | DWDM module | Build America Buy America (BABA) compliant*
NG4-VSMRF132 |  | Variant of NG4-SPLTR-MODULES | NG4access® Module VAM, Splitter, 1x32, symmetrical split, singlemode, LC/APC, front, right, 1 circuit |  | NG4access® | FACT ¦ NG4 | Splitter module | Build America Buy America (BABA) compliant*
NGF-ACCOSPKIT02 |  | Variant of NGF-BLOCK-ACCESSORIES | Next Generation Frame (NGF) Cable Clamping and Block Conversion Kit, 72-position |  |  | NGF | Hardware
NG4-VDMR2BDA24BB1K |  | Variant of NG4-WDM-MODULES | NG4access® Module VAM, DWDM, 4 channels, upgrade port, 100 GHz channel spacing, starting channel 24, 2 circuits, Mux/Demux, LC/APC, right, 1 test port |  | NG4access® | FACT ¦ NG4 | DWDM module | Build America Buy America (BABA) compliant*
NG4-VDMR4BAA21BA1K |  | Variant of NG4-WDM-MODULES | NG4access® Module VAM, DWDM, 4 channels, upgrade port, 100 GHz channel spacing, starting channel 21, 4 circuits, Mux/Demux, LC/APC, right, 1 test port |  | NG4access® | FACT ¦ NG4 | DWDM module | Build America Buy America (BABA) compliant*
NG4-VDMR2DBB211A2K |  | Variant of NG4-WDM-MODULES | NG4access® Module VAM, DWDM, 8 channels, upgrade port, 200 GHz channel spacing, starting channel 24, 2 circuits, Demux, LC/APC, right, 2 test ports |  | NG4access® | FACT ¦ NG4 | DWDM module | Build America Buy America (BABA) compliant*
NG4-VM7LF2A |  | Variant of NG4-MON-MODULES | NG4access® Module VAM, Monitoring, 90/10, singlemode, SC/UPC, front, left, 2 circuits |  | NG4access® | NG4 | Monitoring module | Build America Buy America (BABA) compliant*
NG4-VMKNRF4J010GM |  | Variant of NG4-MON-MODULES | NG4access® Module VAM, Monitoring, 60/40, multimode, LC/UPC, front, right, 4 circuits |  | NG4access® | NG4 | Monitoring module | Build America Buy America (BABA) compliant*
NG4-VDMR1MSA20B000 |  | Variant of NG4-WDM-MODULES | NG4access® Module VAM, DWDM, 16 channels, 100 GHz channel spacing, starting channel 20, 1 circuit, Mux, LC/APC, right, no test ports |  | NG4access® | FACT ¦ NG4 | DWDM module | Build America Buy America (BABA) compliant*
NG4-VMKRF4A |  | Variant of NG4-MON-MODULES | NG4access® Module VAM, Monitoring, 90/10, singlemode, LC/UPC, front, right, 4 circuits |  | NG4access® | NG4 | Monitoring module | Build America Buy America (BABA) compliant*
NG4-VM7RF2A |  | Variant of NG4-MON-MODULES | NG4access® Module VAM, Monitoring, 90/10, singlemode, SC/UPC, front, right, 2 circuits |  | NG4access® | NG4 | Monitoring module | Build America Buy America (BABA) compliant*
NG4-VDMR2DDB211C1K |  | Variant of NG4-WDM-MODULES | NG4access® Module VAM, DWDM, 8 channels, upgrade port, EXP port, 200 GHz channel spacing, starting channel 21, 2 circuits, Demux, LC/APC, right, 1 test port |  | NG4access® | FACT ¦ NG4 | DWDM module | Build America Buy America (BABA) compliant*
NG4-VSMLF8C |  | Variant of NG4-SPLTR-MODULES | NG4access® Module VAM, Splitter, 1x2, symmetrical split, singlemode, LC/APC, front, left, 8 circuits |  | NG4access® | FACT ¦ NG4 | Splitter module | Build America Buy America (BABA) compliant*
NG4-VDMR2MDA200C1K |  | Variant of NG4-WDM-MODULES | NG4access® Module VAM, DWDM, 8 channels, upgrade port, EXP port, 100 GHz channel spacing, starting channel 20, 2 circuits, Mux, LC/APC, right, 1 test port |  | NG4access® | FACT ¦ NG4 | DWDM module | Build America Buy America (BABA) compliant*
NG4-VMKNLF4C010GM |  | Variant of NG4-MON-MODULES | NG4access® Module VAM, Monitoring, 70/30, multimode, LC/UPC, front, left, 4 circuits |  | NG4access® | NG4 | Monitoring module | Build America Buy America (BABA) compliant*
NG4-VSKLF132 |  | Variant of NG4-SPLTR-MODULES | NG4access® Module VAM, Splitter, 1x32, equal split, singlemode, LC/UPC, front, left, 1 circuit |  | NG4access® | NG4 | Splitter module | Build America Buy America (BABA) compliant*
NGF-SAP70A00 |  | Variant of NGF-ADAPTER-PACKS | Next Generation Frame (NGF) 2/4 Sliding Adapter Pack, singlemode, 6 simplex SC/UPC adapters |  |  | NGF | Fiber adapter pack
NGF-ACCOSPKIT01 |  | Variant of NGF-BLOCK-ACCESSORIES | Next Generation Frame (NGF) Cable Clamping and Block Conversion Kit, 96-position with rear cable management |  |  | NGF | Hardware
VMM-7U7U7U1BR000 |  | Variant of FDF-FL2-SPLTR-MODULES | FCM/FL2 VAM Fiber Optic Monitoring Module, one 1x2 splitter, singlemode, SC/UPC, 95/5 split ratio |  |  | FDF ¦ FL2000 | Splitter module
VMM-7U7U7U1CP000 |  | Variant of FDF-FL2-SPLTR-MODULES | FCM/FL2 VAM Fiber Optic Monitoring Module, two 1x2 splitters, singlemode, SC/UPC, 50/50 split ratio |  |  | FDF ¦ FL2000 | Splitter module
VMM-7U7U7U1ED000 |  | Variant of FDF-FL2-SPLTR-MODULES | FCM/FL2 VAM Fiber Optic Monitoring Module, two 1x2 splitters, singlemode, SC/UPC, 80/20 split ratio |  |  | FDF ¦ FL2000 | Splitter module
VLM-2KUKU2000D0000 |  | Variant of LSX-SPLTR-MODULES | LGX VAM Fiber Optic Splitter Module, four 1x2 splitters, singlemode, LC/UPC, 50/50 split ratio |  |  | LGX | Splitter module
VMM-KUKUKU1CP000 |  | Variant of FDF-FL2-SPLTR-MODULES | FCM/FL2 VAM Fiber Optic Monitoring Module, two 1x2 splitters, singlemode, LC/UPC, 50/50 split ratio |  |  | FDF ¦ FL2000 | Splitter module
VMM-7U7U7U1AB000 |  | Variant of FDF-FL2-SPLTR-MODULES | FCM/FL2 VAM Fiber Optic Monitoring Module, two 1x2 splitters, singlemode, SC/UPC, 90/10 split ratio |  |  | FDF ¦ FL2000 | Splitter module
VLM-57A7A4900A00 |  | Variant of LSX-SPLTR-MODULES | LGX VAM Fiber Optic Splitter Module, one 1x4 splitter, singlemode, SC/APC, symmetrical split ratio |  |  | LGX | Splitter module
VLM-27A7A2000B0000 |  | Variant of LSX-SPLTR-MODULES | LGX VAM Fiber Optic Splitter Module, two 1x2 splitters, singlemode, SC/APC, 50/50 split ratio |  |  | LGX | Splitter module
VMM-7U7U7U1AC000 |  | Variant of FDF-FL2-SPLTR-MODULES | FCM/FL2 VAM Fiber Optic Monitoring Module, two 1x2 splitters, singlemode, SC/UPC, 90/10 split ratio |  |  | FDF ¦ FL2000 | Splitter module
VMM-KUKUKU2EJ000 |  | Variant of FDF-FL2-SPLTR-MODULES | FCM/FL2 VAM Fiber Optic Monitoring Module, four 1x2 splitters, singlemode, LC/UPC, 80/20 split ratio |  |  | FDF ¦ FL2000 | Splitter module
VLM-27A7A4900A0000 |  | Variant of LSX-SPLTR-MODULES | LGX VAM Fiber Optic Splitter Module, one 1x4 splitter, singlemode, SC/APC, symmetrical split ratio |  |  | LGX | Splitter module
VMM-7U7U7U1AD000 |  | Variant of FDF-FL2-SPLTR-MODULES | FCM/FL2 VAM Fiber Optic Monitoring Module, two 1x2 splitters, singlemode, SC/UPC, 90/10 split ratio |  |  | FDF ¦ FL2000 | Splitter module
VLM-M7U7U7U1AB000 |  | Variant of LSX-SPLTR-MODULES | LGX VAM Fiber Optic Monitoring Module, two 1x2 splitters, singlemode, SC/UPC, 90/10 split ratio |  |  | LGX | Splitter module
VLM-27A7A8000A0000 |  | Variant of LSX-SPLTR-MODULES | LGX VAM Fiber Optic Splitter Module, one 1x8 splitter, singlemode, SC/APC, symmetrical split ratio |  |  | LGX | Splitter module
VLM-M7U7U7U1ED000 |  | Variant of LSX-SPLTR-MODULES | LGX VAM Fiber Optic Monitoring Module, two 1x2 splitters, singlemode, SC/UPC, 80/20 split ratio |  |  | LGX | Splitter module
VMMW-7U7U7U3MS000 |  | Variant of FDF-FL2-SPLTR-MODULES | FCM/FL2 WideVAM Fiber Optic Monitoring Module, six 1x3 splitters, singlemode, SC/UPC, 60/20/20 split ratio |  |  | FDF ¦ FL2000 | Splitter module
VMMW-7U7U7U4AD000 |  | Variant of FDF-FL2-SPLTR-MODULES | FCM/FL2 WideVAM Fiber Optic Monitoring Module, eight 1x2 splitters, singlemode, SC/UPC, 90/10 split ratio |  |  | FDF ¦ FL2000 | Splitter module
VPM-AVJJJ02 |  | Variant of FDF-FL2-WDM-MODULES | FCM/FL2 VAM Fiber Optic Module, WWDM, singlemode, SC/APC, 2 circuits |  |  | FDF | WDM module
VMMW-7U7U7U4HP000 |  | Variant of FDF-FL2-SPLTR-MODULES | FCM/FL2 WideVAM Fiber Optic Monitoring Module, eight 1x2 splitters, singlemode, SC/UPC, 70/30 split ratio |  |  | FDF ¦ FL2000 | Splitter module
VSM-27A7AG116A0000 |  | Variant of FDF-FL2-SPLTR-MODULES | FCM/FL2 VAM Fiber Optic Splitter Module, one 1x16 splitter, singlemode, SC/APC, symmetrical split ratio |  |  | FDF ¦ FL2000 | Splitter module
VSM-27A7A2000B0000 |  | Variant of FDF-FL2-SPLTR-MODULES | FCM/FL2 VAM Fiber Optic Splitter Module, two 1x2 splitters, singlemode, SC/APC, 50/50 split ratio |  |  | FDF ¦ FL2000 | Splitter module
VSM-27A7A2100B0000 |  | Variant of FDF-FL2-SPLTR-MODULES | FCM/FL2 VAM Fiber Optic Splitter Module, two 1x2 splitters, singlemode, SC/APC, 55/45 split ratio |  |  | FDF ¦ FL2000 | Splitter module
VSM-27U7U2900B0000 |  | Variant of FDF-FL2-SPLTR-MODULES | FCM/FL2 VAM Fiber Optic Splitter Module, two 1x2 splitters, singlemode, SC/UPC, 95/5 split ratio |  |  | FDF ¦ FL2000 | Splitter module
VSM-27A7A2300A0000 |  | Variant of FDF-FL2-SPLTR-MODULES | FCM/FL2 VAM Fiber Optic Splitter Module, one 1x2 splitter, singlemode, SC/APC, 65/35 split ratio |  |  | FDF ¦ FL2000 | Splitter module
NG4-MODULES |  | Base Product | NG4access® MPO Module, singlemode | CommScope® | NG4access® | NG4 | Fiber module
FIXED-PNLS-1U |  | Base Product | Fiber Optic Panels, 1U, fixed | CommScope® |  | 1U | Fiber patch panel
FST-SPLICE-WHEELS |  | Base Product | FST Fiber Optic Splice Wheel | CommScope® |  | FL2000 ¦ NGF ¦ OMX | Fiber splice tray
FACT-CABLED-MODULES |  | Base Product | FACT® CMOD Cabled Modules for FACT NG4 Panels |  | FACT® | FACT | Fiber cabled module
FLEX-CAB-ACCESSORIES |  | Base Product | Flex Frame Cabinet accessories such as cable clamps and mounting brackets | CommScope® |  | Flex Frame | Bracket kit ¦ Fiber cable clamp ¦ Mounting kit
FVM-PANELS |  | Base Product | FVM Fiber Optic Panel for holding plug-in modules, bulkhead plates and/or blank plates | CommScope® |  | FVM | Fiber patch panel
VSM-2KAKA4900B0000 |  | Variant of FDF-FL2-SPLTR-MODULES | FCM/FL2 VAM Fiber Optic Splitter Module, two 1x4 splitters, singlemode, LC/APC, symmetrical split ratio |  |  | FDF ¦ FL2000 | Splitter module
VSM-27A7A2900A0000 |  | Variant of FDF-FL2-SPLTR-MODULES | FCM/FL2 VAM Fiber Optic Splitter Module, one 1x2 splitter, singlemode, SC/APC, 95/5 split ratio |  |  | FDF ¦ FL2000 | Splitter module
VSM-27A7A2900B0000 |  | Variant of FDF-FL2-SPLTR-MODULES | FCM/FL2 VAM Fiber Optic Splitter Module, two 1x2 splitters, singlemode, SC/APC, 95/5 split ratio |  |  | FDF ¦ FL2000 | Splitter module
VSM-27A7A4900A0000 |  | Variant of FDF-FL2-SPLTR-MODULES | FCM/FL2 VAM Fiber Optic Splitter Module, one 1x4 splitter, singlemode, SC/APC, symmetrical split ratio |  |  | FDF ¦ FL2000 | Splitter module
VSM-2KUKU6000A0000 |  | Variant of FDF-FL2-SPLTR-MODULES | FCM/FL2 VAM Fiber Optic Splitter Module, one 1x6 splitter, singlemode, LC/UPC, symmetrical split ratio |  |  | FDF ¦ FL2000 | Splitter module
VSM-4KUKU2600B0000 |  | Variant of FDF-FL2-SPLTR-MODULES | FCM/FL2 VAM Fiber Optic Splitter Module, two 1x2 splitters, singlemode, LC/UPC, 80/20 split ratio |  |  | FDF ¦ FL2000 | Splitter module
WDM-57U7UBM3A0000 |  | Variant of FDF-FL2-WDM-MODULES | FCM/FL2 VAM Fiber Optic Module, dual circuit WDM, singlemode, SC/UPC, bidirectional mux/demux |  |  | FDF ¦ FL2000 | WDM module
WDM-27A7AAE1A0000 |  | Variant of FDF-FL2-WDM-MODULES | FCM/FL2 VAM Fiber Optic Module, single circuit, WDM, singlemode, SC/APC, bidirectional mux/demux |  |  | FDF ¦ FL2000 | WDM module
WDM-27A7ABC3A0000 |  | Variant of FDF-FL2-WDM-MODULES | FCM/FL2 VAM Fiber Optic Module, dual circuit WDM, singlemode, SC/APC, unidirectional demux |  |  | FDF ¦ FL2000 | WDM module
WDM-27U7UBL3A0000 |  | Variant of FDF-FL2-WDM-MODULES | FCM/FL2 VAM Fiber Optic Module, dual circuit WDM, singlemode, SC/UPC, unidirectional mux/demux |  |  | FDF ¦ FL2000 | WDM module
WDM-27U7UBM2A0000 |  | Variant of FDF-FL2-WDM-MODULES | FCM/FL2 VAM Fiber Optic Module, dual circuit WDM, singlemode, SC/UPC, bidirectional mux/demux |  |  | FDF ¦ FL2000 | WDM module
WDM-27U7UBM3A0000 |  | Variant of FDF-FL2-WDM-MODULES | FCM/FL2 VAM Fiber Optic Module, dual circuit WDM, singlemode, SC/UPC, bidirectional mux/demux |  |  | FDF ¦ FL2000 | WDM module
017242-000 | FIST-SOSA2-4SC-S | Variant of FIST-SPLICE-TRAYS | FIST® Splice Sub-assembly kit with 4 trays, each for holding up to 4 primary or 2 secondary coated fibers, with Heat Shrink type splice holder |  | FIST® | FIST-SOSA2 | Fiber splice tray
031224-000 | FIST-GPST-12-AAC-2 | Variant of FIST-GPST-TRAYS | FIST GPST Fiber Patch Tray, 12 ports, FC/UPC, singlemode, 19 in, gray, left/right patch cord routing |  | FIST® | FIST-GPST | Fiber patch tray |  | Discontinued
031576-000 | FACC-TUBE-CUTTER-01 | Variant | Tube cutter used when installing FIST type fiber shelves in racks |  | FIST® |  | Tube cutter
055518-000 | FIST-GPST-12-AFA-2 | Variant of FIST-GPST-TRAYS | FIST GPST Fiber Termination/Splice Tray, 12 ports, SC/UPC, singlemode, ANT splice chip, 19 in, gray, right patch cord routing |  | FIST® | FIST-GPST | Fiber patch/splice tray
1-1671228-3 |  | Variant of MPOPTIMATE-MODULES | MPOptimate® Universal Connectivity Platform (UCP) Q-Fit Module, MPO to SC-duplex, OM3, 12F pair flipped | CommScope® | MPOptimate® | UCP | Fiber module |  | Discontinued
1-1671205-4 |  | Variant of MPOPTIMATE-MODULES | Universal Connectivity Platform (UCP) Q-Fit Module, MPO to 6xLC-duplex, Singlemode, pair flipped | CommScope® |  | UCP | Fiber module |  | Discontinued
R57412-000 | OCMF-DMB1361L1 | Variant | OCMF LGX Fiber Optic Module, DWDM, Mux, LC/UPC, 8 channels, starting wavelength 1567.13 nm |  |  | LGX ¦ OCMF | DWDM module
RCP-172PU706167 |  | Variant of RAPID-FIBER-PANELS | RapidFiber® Termination Panel, 24-Position 1RU, singlemode, dual 12-fiber 3 mm plenum-rated, 61 m, 67 in breakout | CommScope® | RapidFiber® | RCP | Fiber patch panel ¦ with rapid cable
RCP-171PUE06100 |  | Variant of RAPID-FIBER-PANELS | RapidFiber® Termination Panel, 12-Position 1RU, singlemode, SC/UPC to MPO, 61 m | CommScope® | RapidFiber® | RCP | Fiber patch panel ¦ with rapid cable
RCP-1J2PUJ03167 |  | Variant of RAPID-FIBER-PANELS | RapidFiber® Termination Panel, 24-Position 1RU, singlemode, SC/APC to SC/APC, 31 m, 67 in single-fiber breakout | CommScope® | RapidFiber® | RCP | Fiber patch panel ¦ with rapid cable
RCP-172PUE03100 |  | Variant of RAPID-FIBER-PANELS | RapidFiber® Termination Panel, 24-Position 1RU, singlemode, SC/UPC to MPO, 31 m | CommScope® | RapidFiber® | RCP | Fiber patch panel ¦ with rapid cable
RCP-1J2PUJ06167 |  | Variant of RAPID-FIBER-PANELS | RapidFiber® Termination Panel, 24-Position 1RU, singlemode, 61 m, 67 in single-fiber breakout | CommScope® | RapidFiber® | RCP | Fiber patch panel ¦ with rapid cable
RCP-1K2PUE06100 |  | Variant of RAPID-FIBER-PANELS | RapidFiber® Termination Panel, 24-Position 1RU, singlemode, plenum-rated cable, LC/UPC to MPO, 61 m | CommScope® | RapidFiber® | RCP | Fiber patch panel ¦ with rapid cable
RCP-1K1DU006100 |  | Variant of RAPID-FIBER-PANELS | RapidFiber® Termination Panel, 12-Position 1RU, singlemode, stub and pulling eye far end, LC/UPC to stub, 61 m | CommScope® | RapidFiber® | RCP | Fiber patch panel ¦ with rapid cable
RCP-172PUK06167 |  | Variant of RAPID-FIBER-PANELS | RapidFiber® Termination Panel, 24-Position 1RU, singlemode, SC/UPC to LC/UPC, 61 m | CommScope® | RapidFiber® | RCP | Fiber patch panel ¦ with rapid cable
RCP-1J1DU006100 |  | Variant of RAPID-FIBER-PANELS | RapidFiber® Termination Panel, 12-Position 1RU, singlemode, stub and pulling eye far end, SC/APC to stub, 61 m | CommScope® | RapidFiber® | RCP | Fiber patch panel ¦ with rapid cable
RCP-377PU703167 |  | Variant of RAPID-FIBER-PANELS | RapidFiber® Termination Panel, 72-Position 3RU, singlemode, SC/UPC to SC/UPC, 31 m 67 in breakout | CommScope® | RapidFiber® | RCP | Fiber patch panel ¦ with rapid cable
RCP-172PU703125 |  | Variant of RAPID-FIBER-PANELS | RapidFiber® Termination Panel, 24-Position 1RU, singlemode, dual 12-fiber 3 mm plenum-rated, 31 m, 25 in breakout | CommScope® | RapidFiber® | RCP | Fiber patch panel ¦ with rapid cable
RCP-377PU706125 |  | Variant of RAPID-FIBER-PANELS | RapidFiber® Termination Panel, 72-Position 3RU, singlemode, SC/UPC to SC/UPC, 61 m 25 in breakout | CommScope® | RapidFiber® | RCP | Fiber patch panel ¦ with rapid cable
RCP-1J2PUE03100 |  | Variant of RAPID-FIBER-PANELS | RapidFiber® Termination Panel, 24-Position 1RU, singlemode, SC/APC to MPO, 31 m | CommScope® | RapidFiber® | RCP | Fiber patch panel ¦ with rapid cable
RCP-1K2DUK03139 |  | Variant of RAPID-FIBER-PANELS | RapidFiber® Termination Panel, 24-Position 1RU, singlemode, LC/UPC to LC/UPC, 31 m | CommScope® | RapidFiber® | RCP | Fiber patch panel ¦ with rapid cable
RCP-1Z2PUE03100 |  | Variant of RAPID-FIBER-PANELS | RapidFiber® Termination Panel, 24-Position 1RU, singlemode, LC/APC to MPO indoor ribbon, 31 m, putty | CommScope® | RapidFiber® | RCP | Fiber patch panel ¦ with rapid cable
RCP-3KAPUE09200 |  | Variant of RAPID-FIBER-PANELS | RapidFiber® Termination Panel, 144-Position 3RU, singlemode, LC/UPC to MPO, 92 m | CommScope® | RapidFiber® | RCP | Fiber patch panel ¦ with rapid cable
RCP-377PU709225 |  | Variant of RAPID-FIBER-PANELS | RapidFiber® Termination Panel, 72-Position 3RU, singlemode, SC/UPC to SC/UPC, 92 m 25 in breakout | CommScope® | RapidFiber® | RCP | Fiber patch panel ¦ with rapid cable
RCP-47APU703125 |  | Variant of RAPID-FIBER-PANELS | RapidFiber® Termination Panel, 144-Position 4RU, singlemode, SC/UPC to stub, 31 m 25 in breakout | CommScope® | RapidFiber® | RCP | Fiber patch panel ¦ with rapid cable
RCP-172PU703167 |  | Variant of RAPID-FIBER-PANELS | RapidFiber® Termination Panel, 24-Position 1RU, singlemode, dual 12-fiber 3 mm plenum-rated, 31 m, 67 in breakout | CommScope® | RapidFiber® | RCP | Fiber patch panel ¦ with rapid cable
RCP-3KAPUK03167 |  | Variant of RAPID-FIBER-PANELS | RapidFiber® Termination Panel, 144-Position 3RU, singlemode, LC/UPC to LC/UPC, 31 m 67 in breakout | CommScope® | RapidFiber® | RCP | Fiber patch panel ¦ with rapid cable
RCP-172PU706125 |  | Variant of RAPID-FIBER-PANELS | RapidFiber® Termination Panel, 24-Position 1RU, singlemode, dual 12-fiber 3 mm plenum-rated, 61 m, 25 in breakout | CommScope® | RapidFiber® | RCP | Fiber patch panel ¦ with rapid cable
RCP-377DU009200 |  | Variant of RAPID-FIBER-PANELS | RapidFiber® Termination Panel, 72-Position 3RU, singlemode, SC/UPC to Stub tail, 92 m | CommScope® | RapidFiber® | RCP | Fiber patch panel ¦ with rapid cable
RCP-3K7PU706145A |  | Variant of RAPID-FIBER-PANELS | RapidFiber® Termination Panel, 72-Position 3RU, singlemode, LC/UPC to SC/UPC, 61 m | CommScope® | RapidFiber® | RCP | Fiber patch panel ¦ with rapid cable
RCP-47APU712225 |  | Variant of RAPID-FIBER-PANELS | RapidFiber® Termination Panel, 144-Position 4RU, singlemode, SC/UPC to SC/UP 122 m 25 in breakout | CommScope® | RapidFiber® | RCP | Fiber patch panel ¦ with rapid cable
RCP-377PUE06100 |  | Variant of RAPID-FIBER-PANELS | RapidFiber® Termination Panel, 72-Position 3RU, singlemode, SC/UPC to MPO, 61 m | CommScope® | RapidFiber® | RCP | Fiber patch panel ¦ with rapid cable
RCP-3Z7PUE03100 |  | Variant of RAPID-FIBER-PANELS | RapidFiber® Termination Panel, 72-Position 3RU, singlemode, LC/APC to MPO, 31 m | CommScope® | RapidFiber® | RCP | Fiber patch panel ¦ with rapid cable
RCP-377DUE03100 |  | Variant of RAPID-FIBER-PANELS | RapidFiber® Termination Panel, 48-Position 3RU, singlemode, SC/UPC to MPO, 31 m | CommScope® | RapidFiber® | RCP | Fiber patch panel ¦ with rapid cable
RCP-377PUK03109 |  | Variant of RAPID-FIBER-PANELS | RapidFiber® Termination Panel, 72-Position 3RU, singlemode, SC/UPC to LC/UPC , 31 m 109 in breakout | CommScope® | RapidFiber® | RCP | Fiber patch panel ¦ with rapid cable
RCP-CLPKIT2MM |  | Variant | Universal Fanout Hold Down Bracket for Glide Manager |  |  |  | Mounting bracket
RCP-47APU703167 |  | Variant of RAPID-FIBER-PANELS | RapidFiber® Termination Panel, 144-Position 4RU, singlemode, SC/UPC to SC/UPC, 31 m 67 in breakout | CommScope® | RapidFiber® | RCP | Fiber patch panel ¦ with rapid cable
RCP-3ZAPUE03100 |  | Variant of RAPID-FIBER-PANELS | RapidFiber® Termination Panel, 144-Position 3RU, singlemode, LC/APC to MPO, 31 m | CommScope® | RapidFiber® | RCP | Fiber patch panel ¦ with rapid cable
RCP-47APU718325 |  | Variant of RAPID-FIBER-PANELS | RapidFiber® Termination Panel, 144-Position 4RU, singlemode, SC/UPC to SC/UPC, 183 m | CommScope® | RapidFiber® | RCP | Fiber patch panel ¦ with rapid cable
RCP-377PU703125 |  | Variant of RAPID-FIBER-PANELS | RapidFiber® Termination Panel, 72-Position 3RU, singlemode, SC/UPC to SC/UPC, 31 m 25 in breakout | CommScope® | RapidFiber® | RCP | Fiber patch panel ¦ with rapid cable
RCP-377PUK06109 |  | Variant of RAPID-FIBER-PANELS | RapidFiber® Termination Panel, 72-Position 3RU, singlemode, SC/UPC to LC/UPC , 61 m 109 in breakout | CommScope® | RapidFiber® | RCP | Fiber patch panel ¦ with rapid cable
RCP-47ADU003100 |  | Variant of RAPID-FIBER-PANELS | RapidFiber® Termination Panel, 144-Position 4RU, singlemode, SC/UPC to Stub tail, 31 m | CommScope® | RapidFiber® | RCP | Fiber patch panel ¦ with rapid cable
RCP-47APUE06100 |  | Variant of RAPID-FIBER-PANELS | RapidFiber® Termination Panel, 144-Position 4RU, singlemode, SC/UPC to MPO, 61 m | CommScope® | RapidFiber® | RCP | Fiber patch panel ¦ with rapid cable
RCP-4KAPUE06100 |  | Variant of RAPID-FIBER-PANELS | RapidFiber® Termination Panel, 144-Position 4RU, singlemode, LC/UPC to MPO, 61 m | CommScope® | RapidFiber® | RCP | Fiber patch panel ¦ with rapid cable
RCP-47APU706145A |  | Variant of RAPID-FIBER-PANELS | RapidFiber® Termination Panel, 144-Position 4RU, singlemode, SC/UPC to SC/UPC, 61 m | CommScope® | RapidFiber® | RCP | Fiber patch panel ¦ with rapid cable
RCP-377PUK09209 |  | Variant of RAPID-FIBER-PANELS | RapidFiber® Termination Panel, 72-Position 3RU, singlemode, SC/UPC to LC/UPC , 92 m 109 in breakout | CommScope® | RapidFiber® | RCP | Fiber patch panel ¦ with rapid cable
RCPB-1C2PUM06100 |  | Variant of RAPID-FIBER-PANELS | RapidFiber® Termination Panel, 24-Position LC/UPC to MPO, 1RU, multimode (OM4), 61 m, black | CommScope® | RapidFiber® | RCP | Fiber patch panel ¦ with rapid cable
RCP-47APUE09200 |  | Variant of RAPID-FIBER-PANELS | RapidFiber® Termination Panel, 144-Position 4RU, singlemode, SC/UPC to MPO, 92 m | CommScope® | RapidFiber® | RCP | Fiber patch panel ¦ with rapid cable
RCP-47APU706167 |  | Variant of RAPID-FIBER-PANELS | RapidFiber® Termination Panel, 144-Position 4RU, singlemode, SC/UPC to SC/UPC, 61 m 67 in breakout | CommScope® | RapidFiber® | RCP | Fiber patch panel ¦ with rapid cable
RCP-3KAPUE06100 |  | Variant of RAPID-FIBER-PANELS | RapidFiber® Termination Panel, 144-Position Panel, 3RU, singlemode, LC/UPC - MPO, 61 m | CommScope® | RapidFiber® | RCP | Fiber patch panel ¦ with rapid cable
RCP-47APUE12200 |  | Variant of RAPID-FIBER-PANELS | RapidFiber® Termination Panel, 144-Position 4RU, singlemode, SC/UPC to MPO, 122 m | CommScope® | RapidFiber® | RCP | Fiber patch panel ¦ with rapid cable
RCP-3KAPUE06100-L3 |  | Variant of RAPID-FIBER-PANELS | RapidFiber® Termination Panel, 144-Position 3RU, singlemode, LC/UPC to MPO, 61 m | CommScope® | RapidFiber® | RCP | Fiber patch panel ¦ with rapid cable
RCP-C3KAPUJ03100 |  | Variant of RAPID-FIBER-PANELS | RapidFiber® Termination Panel, 144-Position 3RU, singlemode, LC/UPC to SC/APC, spool, 31 m | CommScope® | RapidFiber® | RCP | Fiber patch panel ¦ with rapid cable
RCP-47APUK03109 |  | Variant of RAPID-FIBER-PANELS | RapidFiber® Termination Panel, 144-Position 4RU, singlemode, SC/UPC to LC/UPC, 31 m | CommScope® | RapidFiber® | RCP | Fiber patch panel ¦ with rapid cable
RCP-C3KAPUK03100 |  | Variant of RAPID-FIBER-PANELS | RapidFiber® Termination Panel, 144-Position 3RU, singlemode, LC/UPC to 24-fiber and LC cabled module, 31 m | CommScope® | RapidFiber® | RCP | Fiber patch panel ¦ with rapid cable
RCP-47APU709267 |  | Variant of RAPID-FIBER-PANELS | RapidFiber® Termination Panel, 144-Position 4RU, singlemode, SC/UPC to SC/UP 92 m 67 in breakout | CommScope® | RapidFiber® | RCP | Fiber patch panel ¦ with rapid cable
RCPB-4TAPUT03167 |  | Variant of RAPID-FIBER-PANELS | RapidFiber® Termination Panel, 144-Position SC/UPC to MPO, 4RU, multimode (OM4), 31 m, black | CommScope® | RapidFiber® | RCP | Fiber patch panel ¦ with rapid cable
RCP-47APUK06109 |  | Variant of RAPID-FIBER-PANELS | RapidFiber® Termination Panel, 144-Position 4RU, singlemode, SC/UPC to LC/UPC, 61 m | CommScope® | RapidFiber® | RCP | Fiber patch panel ¦ with rapid cable
RCP-47APU009200 |  | Variant of RAPID-FIBER-PANELS | RapidFiber® Termination Panel, 144-Position 4RU, singlemode, SC/UPC to stub, 92 m | CommScope® | RapidFiber® | RCP | Fiber patch panel ¦ with rapid cable
RCP-C3ZAPUZ03100 |  | Variant of RAPID-FIBER-PANELS | RapidFiber® Termination Panel, 144-Position 3RU, singlemode, LC/APC to LC/APC, 31 m | CommScope® | RapidFiber® | RCP | Fiber patch panel ¦ with rapid cable
RCP-4JAPUE03100 |  | Variant of RAPID-FIBER-PANELS | RapidFiber® Termination Panel, 144-Position 4RU, singlemode, SC/APC to MPO, 61 m | CommScope® | RapidFiber® | RCP | Fiber patch panel ¦ with rapid cable
RCP-C3ZAPUZ06100 |  | Variant of RAPID-FIBER-PANELS | RapidFiber® Termination Panel, 144-Position 3RU, singlemode, LC/APC to LC/APC, 61 m | CommScope® | RapidFiber® | RCP | Fiber patch panel ¦ with rapid cable
RCP-4JAPUE06100 |  | Variant of RAPID-FIBER-PANELS | RapidFiber® Termination Panel, 144-Position 4RU, singlemode, SC/APC to MPO, 31 m | CommScope® | RapidFiber® | RCP | Fiber patch panel ¦ with rapid cable
RCPB-3CAPUM03100 |  | Variant of RAPID-FIBER-PANELS | RapidFiber® Termination Panel, 144-Position LC/UPC to MPO, 3RU, multimode (OM4), 31 m, black | CommScope® | RapidFiber® | RCP | Fiber patch panel ¦ with rapid cable
PH3579-000 | FIST-GPST-12-QAN-N-PH | Variant of FIST-GPST-TRAYS | FIST GPST Fiber Termination/Splice Tray, 12/24 ports, no adapters, ANT splice chip, 19 in, gray, left patch cord routing |  | FIST® | FIST-GPST | Fiber patch/splice tray
PH3836-000 | FIST-GPST-12-QAN-N | Variant of FIST-GPST-TRAYS | FIST GPST Fiber Termination/Splice Tray, 12/24 ports, no adapters, ANT splice chip, 19 in, gray, left patch cord routing |  | FIST® | FIST-GPST | Fiber patch/splice tray
PH4019-000 | FIST-GPSTF-12-PAN-N | Variant of FIST-GPSTF-TRAYS | FIST GPST Fiber Termination/Splice Tray, 12/24 ports, no adapters, SMOUV splice chip, 15 in, gray, left patch cord routing |  | FIST® | FIST-GPST | Fiber patch/splice tray
PH3831-000 | FIST-GPST-12-EAN-N | Variant of FIST-GPST-TRAYS | FIST GPST Fiber Termination/Splice Tray, 12/24 ports, no adapters, SMOUV splice chip, 19 in, gray, left patch cord routing |  | FIST® | FIST-GPST | Fiber patch/splice tray
PH3841-000 | FIST-GPST-12-APN-N | Variant of FIST-GPST-TRAYS | FIST GPST Fiber Termination/Splice Tray, 12/24 ports, no adapters, SMOUV splice chip, 19 in, gray, right patch cord routing |  | FIST® | FIST-GPST | Fiber patch/splice tray
PH4084-000 | FIST-GPSTF-12-QAN-N | Variant of FIST-GPSTF-TRAYS | FIST GPST Fiber Termination/Splice Tray, 12/24 ports, no adapters, ANT splice chip, 15 in, gray, left patch cord routing |  | FIST® | FIST-GPST | Fiber patch/splice tray
PH4086-000 | FIST-GPSTF-12-AQN-N | Variant of FIST-GPSTF-TRAYS | FIST GPST Fiber Termination/Splice Tray, 12/24 ports, no adapters, ANT splice chip, 15 in, gray, right patch cord routing |  | FIST® | FIST-GPST | Fiber patch/splice tray
PH3833-000 | FIST-GPST-12-AFN-N | Variant of FIST-GPST-TRAYS | FIST GPST Fiber Termination/Splice Tray, 12/24 ports, no adapters, ANT splice chip, 19 in, gray, right patch cord routing |  | FIST® | FIST-GPST | Fiber patch/splice tray
PH3834-000 | FIST-GPST-12-AAN-N | Variant of FIST-GPST-TRAYS | FIST GPST Fiber Patch Tray, 12/24 ports, no adapters, 19 in, gray, left/right patch cord routing |  | FIST® | FIST-GPST | Fiber patch tray
PH3952-000 | FIST-GPSTF-12-APN-N | Variant of FIST-GPSTF-TRAYS | FIST GPST Fiber Termination/Splice Tray, 12/24 ports, no adapters, SMOUV splice chip, 15 in, gray, right patch cord routing |  | FIST® | FIST-GPST | Fiber patch/splice tray
PH3988-000 | FIST-GPSTF-12-EAN-N | Variant of FIST-GPSTF-TRAYS | FIST GPST Fiber Termination/Splice Tray, 12/24 ports, no adapters, SMOUV splice chip, 15 in, gray, left patch cord routing |  | FIST® | FIST-GPST | Fiber patch/splice tray
QUFB-48FDLCLSMHR |  | Variant of QUAREO-MODULES | Q3000 Fiber Termination Blade (Module), 48 ports, LC/UPC to LC/UPC, Singlemode | CommScope® |  | Q3000 | Fiber module |  | Discontinued
QUCH-BRKT192G |  | Variant | Q3000 Panel Cable Clamp Kit with grommets |  |  | Q3000 | Cable clamp |  | Discontinued
QUFB-48FDLCM4ASHR |  | Variant of QUAREO-MODULES | Q3000 Fiber Termination Blade (Module), 48 ports, LC/UPC to MPO, Singlemode | CommScope® |  | Q3000 | Fiber module |  | Discontinued
QUFB-192FMPOSMHR |  | Variant of QUAREO-MODULES | Q3000 Fiber Termination Blade (Module), 192 ports, MPO to MPO, Singlemode | CommScope® |  | Q3000 | Fiber module |  | Discontinued
MX6-ACC001 |  | Variant of OMX-BLOCK-ACCESSORIES | OMX® Stackable Cable Clamp Kit, OMX 600 outside plant cable clamp (Maximum cable Outer Diameter: .5-.7”) |  | OMX600® | OMX | Fiber cable clamp
RMG-12MPOSQ8 |  | Variant of RMG-MODULES | RMG Fiber Optic Module, 12-fiber, MPO-LC, Singlemode, blue adapters | CommScope® |  | RMG | Fiber module
RMG-24MPODQ4 |  | Variant of RMG-MODULES | RMG Fiber Optic Module, 24-fiber, MPO-LC, Multimode, OM3, aqua adapters | CommScope® |  | RMG | Fiber module
TFP-12APLQ5 |  | Variant of TFP-ADAPTER-PACKS | TFP Fiber Optic Adapter Pack, 12-fiber, Singlemode, LC, duplex, left, blue | NETCONNECT® |  | TFP | Fiber adapter pack
TFP-00AP00 |  | Variant of TFP-ADAPTER-PACKS | TFP Fiber Optic Adapter Pack Blank Adapter Pack, 12-position | NETCONNECT® |  | TFP | Fiber adapter pack ¦ blank
TFP-12APLC4 |  | Variant of TFP-ADAPTER-PACKS | TFP Fiber Optic Adapter Pack, 12-fiber, Multimode, SC, duplex, left, aqua | NETCONNECT® |  | TFP | Fiber adapter pack
TFP-12APRQ5 |  | Variant of TFP-ADAPTER-PACKS | TFP Fiber Optic Adapter Pack, 24-fiber, Singlemode, LC, duplex, right, blue | NETCONNECT® |  | TFP | Fiber adapter pack
TFP-12APLC4DE3 |  | Variant of TFP-ADAPTER-PACKS | TFP Fiber Optic Adapter Pack, 12-fiber, 1 pigtail assembly, Multimode, SC, duplex, left, aqua | NETCONNECT® |  | TFP | Fiber adapter pack with pigtails
TFP-12MPRSQ5 |  | Variant of TFP-MODULES | TFP Fiber Optic Module, MPO, 12-fiber, MPO-LC, singlemode, right, blue | CommScope® |  | TFP | Fiber module
TFP-12APLC8SB3 |  | Variant of TFP-ADAPTER-PACKS | TFP Fiber Optic Adapter Pack, 12-fiber, 3 m pigtail, Singlemode, SC, duplex, left, blue | NETCONNECT® |  | TFP | Fiber adapter pack with pigtails
TFP-24APLQ2DE3 |  | Variant of TFP-ADAPTER-PACKS | TFP Fiber Optic Adapter Pack, 24-fiber, 2 pigtail assemblies, Multimode, LC, quad, left, aqua | NETCONNECT® |  | TFP | Fiber adapter pack with pigtails
TFP-24MPLDQ2 |  | Variant of TFP-MODULES | TFP Fiber Optic Module, MPO, 24-fiber, MPO-LC, Multimode, OM3, left, aqua | CommScope® |  | TFP | Fiber module
TFP-24APLQ5SB3 |  | Variant of TFP-ADAPTER-PACKS | TFP Fiber Optic Adapter Pack, with Singlemode Pigtails, 6 quad LC UPC adapters, blue | NETCONNECT® |  | TFP | Fiber adapter pack with pigtails
TFP-24APRA3 |  | Variant of TFP-ADAPTER-PACKS | TFP Fiber Optic Adapter Pack, 24-fiber, Singlemode, LC/APC, quad, right, green | NETCONNECT® |  | TFP | Fiber adapter pack
TFP-12MPLFQ2 |  | Variant of TFP-MODULES | TFP Fiber Optic Module, MPO, 12-fiber, MPO-LC, Multimode, OM4, left, aqua | CommScope® |  | TFP | Fiber module |  | Discontinued
TFP-1TPC8-021B |  | Variant of TFP-PANELS | TFP Fiber Termination/Splice Panel, 24 SC/UPC, preterminated with pigtails, singlemode, 1RU, 19 in, black | CommScope® |  | TFP | Fiber patch/splice panel |  | Discontinued
TFP-2TT00-000B |  | Variant of TFP-PANELS | TFP Fiber Termination/Splice Panel, unloaded, termination only rack/cabinet mount panel, 2 RU, 19 in, black, T-handle latch close | CommScope® |  | TFP | Fiber patch/splice panel |  | Discontinued
TFP-24APRQ1 |  | Variant of TFP-ADAPTER-PACKS | TFP Fiber Optic Adapter Pack, 24-fiber, Multimode, LC, quad, right, beige | NETCONNECT® |  | TFP | Fiber adapter pack
TFP-5TT00-000B |  | Variant of TFP-PANELS | TFP Fiber Termination/Splice Panel, unloaded, termination only rack/cabinet mount panel, 5 RU, 19 in, black, T-handle latch close | CommScope® |  | TFP | Fiber patch/splice panel |  | Discontinued
TFP-12MPRDQ2 |  | Variant of TFP-MODULES | TFP Fiber Optic Module, MPO, 12-fiber, MPO-LC, Multimode, OM3, right, aqua | CommScope® |  | TFP | Fiber module
TFP-4TPQ5-041B |  | Variant of TFP-PANELS | TFP Fiber Termination/Splice Panel, 192 LC/UPC, preterminated with pigtails, singlemode, 4RU, 19 in, black | CommScope® |  | TFP | Fiber patch/splice panel |  | Discontinued
TFP-24MPRFQ2 |  | Variant of TFP-MODULES | TFP Fiber Optic Module, MPO, 24-fiber, MPO-LC, Multimode, OM4, right, aqua | CommScope® |  | TFP | Fiber module
TFP-12APRC8SB3 |  | Variant of TFP-ADAPTER-PACKS | TFP Fiber Optic Adapter Pack, 12-fiber, 3 m pigtail, Singlemode, SC, duplex, right, blue | NETCONNECT® |  | TFP | Fiber adapter pack with pigtails
TFP-24MPRSQ5 |  | Variant of TFP-MODULES | TFP Fiber Optic Module, MPO, 24-Fiber, MPO-LC, singlemode, right, blue | CommScope® |  | TFP | Fiber module |  | Discontinued
TFP-24APLQ1 |  | Variant of TFP-ADAPTER-PACKS | TFP Fiber Optic Adapter Pack, 24-fiber, Multimode, LC, quad, left, beige | NETCONNECT® |  | TFP | Fiber adapter pack
TFP-2LAQ5-040B |  | Variant of TFP-PANELS | TFP Fiber Termination Panel, 96 LC/UPC, singlemode, 2RU, 19 in, black | CommScope® |  | TFP | Fiber patch panel |  | Discontinued
TFP-2TPQ5-021B |  | Variant of TFP-PANELS | TFP Fiber Termination/Splice Panel, 96 LC/UPC, preterminated with pigtails, singlemode, 2RU, 19 in, black | CommScope® |  | TFP | Fiber patch/splice panel |  | Discontinued
TFP-5TPQ5-121B |  | Variant of TFP-PANELS | TFP Fiber Termination/Splice Panel, 288 LC/UPC, preterminated with pigtails, singlemode, 5RU, 19 in, black | CommScope® |  | TFP | Fiber patch/splice panel |  | Discontinued
FVM-19X400 |  | Variant of FVM-PANELS | FVM Fiber Panel, unloaded, 4 in high, 19 in, putty white | CommScope® |  | FVM | Fiber patch panel
760254716 | PPL-AP-4-MPO-ALL-A | Variant of PROPEL-ADAPTER-PACKS | Propel pass-through adapter pack, 4 MPO8-12-24 ports, Type A | CommScope® | Propel | PPL | Fiber adapter pack
760254718 | PPL-AP-8-MPO-ALL-A | Variant of PROPEL-ADAPTER-PACKS | Propel pass-through adapter pack, 8 MPO8-12-24 ports, Type A | CommScope® | Propel | PPL | Fiber adapter pack
NG4-VXLFG08AAN |  | Variant of CEX-WDM-MOD | NG4 Module, CEx 5, 8 circuits, LC/APC connectors |  |  | NG4 | Coexistence Element (CEx) | Build America Buy America (BABA) compliant*
760240294 | EHD-1U-NG4VAM | Variant of EHD-PANELS | SYSTIMAX® EHD 1U sliding tray fiber panel with front access only. Accepts (6) single high NG4 VAM style modules (front connectors only). | CommScope® |  | EHD | Fiber VAM panel
NG4-APMP0400EB |  | Variant of NG4-ADAPTER-PACKS | NG4access® Adapter Pack Universal Kit, 2 blocks with 4 MPO Adapter positions each, enhanced Method B (key up/up) |  | NG4access® | FACT ¦ NG4 | Fiber adapter pack
760253638 | FACT-1ESXHPP11600L2 | Variant of FACT-SPLITTER-CHASSIS | FACT® splitter chassis, gray, 1E high with high quality factory installed 1x16 splitters, LC/APC, 4 circuits, symmetrical, planar |  | FACT® | FACT | Fiber splitter chassis
760253639 | FACT-1ESXHPP10800L2 | Variant of FACT-SPLITTER-CHASSIS | FACT® splitter chassis, gray, 1E high with high quality factory installed 1x8 splitters, LC/APC, 8 circuits, symmetrical, planar |  | FACT® | FACT | Fiber splitter chassis
NG4-VMKLF4C |  | Variant of NG4-MON-MODULES | NG4access® Module VAM, Monitoring, 50/50, singlemode, LC/UPC, front, left, 4 circuits |  | NG4access® | FACT ¦ NG4 | Monitoring module | Build America Buy America (BABA) compliant*
760258121 | CO-SPL-24LAW-PT SM-SPLX | Variant of CO/LGX-SPLICE-CASSETTES | Splicing cassette, 24LC APC , 900um, SM Simplex, TIA-576 color codes | CommScope® |  |  | Fiber cassette with pigtails
760258118 | CO-SPL-24LCW-PT SM-SPLX | Variant of CO/LGX-SPLICE-CASSETTES | Splicing cassette, 24LC , 900um, SM Simplex, TIA-576 color codes | CommScope® |  |  | Fiber cassette with pigtails
760258122 | CO-SPL-12LAW-PT SM-SPLX | Variant of CO/LGX-SPLICE-CASSETTES | Splicing cassette, 12LC APC , 900um, SM Simplex, TIA-576 color codes | CommScope® |  |  | Fiber cassette with pigtails
760257760 | RP-MOD-012-WB-MPO-LCO2-BEU-AQ | Variant of LGX/1000-MODULES | ReadyPATCH® ULL Multimode OM5 MPO-12 Distribution Module, 6 duplex LC non-keyed aqua adapters to 1X12f MPO/UPC non-pinned, Method B Enhanced | CommScope® | ReadyPATCH® |  | Fiber module
760253289 | EPX-1U-MOD-ENC-FX-W | Variant of EPX-PANELS | EPX 1U fixed panel, accepts (4) G2 style splice cassettes, modules or adapter packs, providing up to 48 duplex LC ports, white | CommScope® |  | EPX | Fiber patch panel ¦ Fiber patch/splice panel
760253290 | EPX-2U-MOD-ENC-W | Variant of EPX-PANELS | EPX 2U sliding panel, accepts (8) G2 style splice cassettes, modules or adapter packs, providing up to 96 duplex LC ports, white | CommScope® |  | EPX | Fiber patch panel ¦ Fiber patch/splice panel
760253293 | EPX-4U-MOD-ENC-FX-W | Variant of EPX-PANELS | EPX 4U fixed panel, accepts (16) G2 style splice cassettes, modules or adapter packs, providing up to 192 duplex LC ports, white | CommScope® |  | EPX | Fiber patch panel ¦ Fiber patch/splice panel
760259590 | PPL-DM-12AP-12LC-SM-BEU | Variant of PROPEL-MODULES | Propel ULL Singlemode MPO-12 Distribution Module, 6 duplex LC/UPC to 1X12f MPO/APC pinned, Method B Enhanced | CommScope® | Propel | PPL | Fiber module
760260791 | CPP-UDDM-KJ-KIT-4PK | Variant | Unshielded Discrete Distribution Module, Keystone, (4 ea/pkg), Black | CommScope® |  | KJ Series ¦ UKJ Series | Module
760258040 | EPX-SPLICE-48-IN | Variant of EPX-SPLICE-TRAYS | Fiber Optic Splice Tray Kit, stackable, 48-fiber capacity | CommScope® |  | EPX | Fiber splice tray
760255890 | G2-SP-24LCG-PT-BE | Variant of G2-SPLICE-CASSETTES | G2 Splice Cassette, 24LC/UPC with internal shutters, OS2, with pigtails, Method B Enhanced | CommScope® |  | G2 | Fiber cassette with pigtails |  | Discontinued
760257049 | PPL-CM-12U-8P-2X3-OM4-BEU | Variant of PROPEL-MODULES | Propel ULL Multimode OM4 Conversion Module, (2) MPO-12/UPC non-pinned ports rear, (3) MPO-8//UPC pinned ports front | SYSTIMAX® | Propel | PPL | Fiber module
760257050 | PPL-CM-12U-8P-2X3-OM5-BEU | Variant of PROPEL-MODULES | Propel ULL Multimode OM5 Conversion Module, (2) MPO-12/UPC non-pinned ports rear, (3) MPO-8//UPC pinned ports front | SYSTIMAX® | Propel | PPL | Fiber module
760257061 | PPL-CM-16AU-8P-2X4-OM4-BEU | Variant of PROPEL-MODULES | Propel ULL Multimode OM4 Conversion Module, (2) MPO-16/APC non-pinned ports rear, (4) MPO-8/UPC pinned ports front | SYSTIMAX® | Propel | PPL | Fiber module
760257051 | PPL-CM-24AU-16AP-2X3-SM-BEU | Variant of PROPEL-MODULES | Propel ULL Singlemode Conversion Module, (2) MPO-24/APC non-pinned ports rear, (3) MPO-16/APC pinned ports front | SYSTIMAX® | Propel | PPL | Fiber module
760257054 | PPL-CM-24AU-24AP-2X3-SM-BOU | Variant of PROPEL-MODULES | Propel ULL Singlemode Conversion Module, (2) MPO-24/APC non-pinned ports rear, (3) MPO-24/APC (16 fiber) pinned ports front, OSFP | SYSTIMAX® | Propel | PPL | Fiber module
760257057 | PPL-CM-24AU-24AP-2X3-SM-BQU | Variant of PROPEL-MODULES | Propel ULL Singlemode Conversion Module, (2) MPO-24/APC non-pinned ports rear, (3) MPO-24/APC (16 fiber) pinned ports front, QSFP-DD | SYSTIMAX® | Propel | PPL | Fiber module
760257052 | PPL-CM-24U-16AP-2X3-OM4-BEU | Variant of PROPEL-MODULES | Propel ULL Multimode OM4 Conversion Module, (2) MPO-24/UPC non-pinned ports rear, (3) MPO-16/APC pinned ports front | SYSTIMAX® | Propel | PPL | Fiber module
760257055 | PPL-CM-24U-24P-2X3-OM4-BOU | Variant of PROPEL-MODULES | Propel ULL Multimode OM4 Conversion Module, (2) MPO-24/UPC non-pinned ports rear, (3) MPO-24/UPC (16 fiber) pinned ports front, OSFP | SYSTIMAX® | Propel | PPL | Fiber module
760257058 | PPL-CM-24U-24P-2X3-OM4-BQU | Variant of PROPEL-MODULES | Propel ULL Multimode OM4 Conversion Module, (2) MPO-24/UPC non-pinned ports rear, (3) MPO-24/UPC (16 fiber) pinned ports front, QSFP-DD | SYSTIMAX® | Propel | PPL | Fiber module
760257056 | PPL-CM-24U-24P-2X3-OM5-BOU | Variant of PROPEL-MODULES | Propel ULL Multimode OM5 Conversion Module, (2) MPO-24/UPC non-pinned ports rear, (3) MPO-24/UPC (16 fiber) pinned ports front, OSFP | SYSTIMAX® | Propel | PPL | Fiber module
760257059 | PPL-CM-24U-24P-2X3-OM5-BQU | Variant of PROPEL-MODULES | Propel ULL Multimode OM5 Conversion Module, (2) MPO-24/UPC non-pinned ports rear, (3) MPO-24/UPC (16 fiber) pinned ports front, QSFP-DD | SYSTIMAX® | Propel | PPL | Fiber module
760257045 | PPL-CM-8AU-16AP-2X1-SM-BEU | Variant of PROPEL-MODULES | Propel ULL Singlemode Conversion Module, (2) MPO-08/APC non-pinned ports rear, (1) MPO-16/APC pinned port front | SYSTIMAX® | Propel | PPL | Fiber module
760257046 | PPL-CM-8U-16AP-2X1-OM4-BEU | Variant of PROPEL-MODULES | Propel ULL Multimode OM4 Conversion Module, (2) MPO-08/UPC non-pinned ports rear, (1) MPO-16/APC pinned port front | SYSTIMAX® | Propel | PPL | Fiber module
760257047 | PPL-CM-8U-16AP-2X1-OM5-BEU | Variant of PROPEL-MODULES | Propel ULL Multimode OM5 Conversion Module, (2) MPO-08/UPC non-pinned ports rear, (1) MPO-16/APC pinned port front | SYSTIMAX® | Propel | PPL | Fiber module
760257072 | PPL-CM-12AU-24AP-4X3-SM-BQU | Variant of PROPEL-MODULES | Propel ULL Singlemode Conversion Module, (4) MPO-12/APC non-pinned ports rear, (3) MPO-24/APC (16 fiber) pinned ports front, QSFP-DD | SYSTIMAX® | Propel | PPL | Fiber module
760257073 | PPL-CM-12U-24P-4X3-OM4-BQU | Variant of PROPEL-MODULES | Propel ULL Multimode OM4 Conversion Module, (4) MPO-12/UPC non-pinned ports rear, (3) MPO-24/UPC (16 fiber) pinned ports front, QSFP-DD | SYSTIMAX® | Propel | PPL | Fiber module
760257071 | PPL-CM-12U-24P-4X3-OM5-BOU | Variant of PROPEL-MODULES | Propel ULL Multimode OM5 Conversion Module, (4) MPO-12/UPC non-pinned ports rear, (3) MPO-24/UPC (16 fiber) pinned ports front, OSFP | SYSTIMAX® | Propel | PPL | Fiber module
760257064 | PPL-CM-24U-8P-2X6-OM4-BEU | Variant of PROPEL-MODULES | Propel ULL Multimode OM4 Conversion Module, (2) MPO-24/UPC non-pinned ports rear, (6) MPO-8/UPC pinned ports front | SYSTIMAX® | Propel | PPL | Fiber module
760259084 | PPL-AP-6-MPO16-ALL-A | Variant of PROPEL-ADAPTER-PACKS | Propel pass-through adapter pack, 6 MPO16 ports, Type A | SYSTIMAX® | Propel | PPL | Fiber adapter pack
760259115 | PPL-1U-ANG-FX | Variant of PROPEL-PANELS | Propel 1RU fixed tray angled fiber panel, accepts Propel ULL components, providing up to 72 duplex LC ports, 72 MPO ports or 144 SN ports (288f). For use with 8 fiber, 12 fiber or 24 fiber components | CommScope® | Propel | PPL | Fiber patch panel
760258659 | FMS-K1BI-S1A1-24-SP-EU | Variant of FMS-PANELS | FMS Fiber Optic Panel, 1U, 19 in, black, Includes 12 x SC SM Duplex Adaptors (24F), 24 x SM SC Pigtails. 24 x Splice protectors. Splice tray and cable glands | CommScope® |  | FMS | Fiber patch/splice panel
760258660 | FMS-K1BI-S5M4-12-SP-EU | Variant of FMS-PANELS | FMS Fiber Optic Panel, 1U, 19 in, black, Includes 6 x SC OM4 Duplex Adaptors (12F), 12 x MM SC Pigtails. 12 x Splice protectors. Splice tray and cable glands | CommScope® |  | FMS | Fiber patch/splice panel
760258662 | FMS-K1BI-L1A1-12-SP-EU | Variant of FMS-PANELS | FMS Fiber Optic Panel, 1U, 19 in, black, Includes 6 x LC SM Duplex Adaptors (12F), 12 x SM LC Pigtails. 12 x Splice protectors. Splice tray and cable glands | CommScope® |  | FMS | Fiber patch/splice panel
760258663 | FMS-K1BI-L1A1-24-SP-EU | Variant of FMS-PANELS | FMS Fiber Optic Panel, 1U, 19 in, black, Includes 12 x LC SM Duplex Adaptors (24F), 24 x SM LC Pigtails. 24 x Splice protectors. Splice tray and cable glands | CommScope® |  | FMS | Fiber patch/splice panel
760258668 | FMS-K1BA-S1A1-12-SP-DIN | Variant of FMS-PANELS | FMS Fiber Optic Panel, 1U, 19 in, black, Includes 6 x SC SM Duplex Adaptors (12F), 12 x SM SC Pigtails. 12 x Splice protectors. Splice tray and cable glands | CommScope® |  | FMS | Fiber patch/splice panel
760258669 | FMS-K1BA-S1A1-24-SP-DIN | Variant of FMS-PANELS | FMS Fiber Optic Panel, 1U, 19 in, black, Includes 12 x SC SM Duplex Adaptors (24F), 24 x SM SC Pigtails. 24 x Splice protectors. Splice tray and cable glands | CommScope® |  | FMS | Fiber patch/splice panel
760258670 | FMS-K1BA-S5M4-12-SP-DIN | Variant of FMS-PANELS | FMS Fiber Optic Panel, 1U, 19 in, black, Includes 6 x SC OM4 Duplex Adaptors (12F), 12 x MM SC Pigtails. 12 x Splice protectors. Splice tray and cable glands | CommScope® |  | FMS | Fiber patch/splice panel
760258671 | FMS-K1BA-S5M4-24-SP-DIN | Variant of FMS-PANELS | FMS Fiber Optic Panel, 1U, 19 in, black, Includes 12 x SC OM4 Duplex Adaptors (24F), 24 x MM SC Pigtails. 24 x Splice protectors. Splice tray and cable glands | CommScope® |  | FMS | Fiber patch/splice panel
760258674 | FMS-K2BA-L1A1-48-SP-DIN | Variant of FMS-PANELS | FMS Fiber Optic Panel, 1U, 19 in, black, Includes 24 x LC SM Duplex Adaptors (48F), 48 x SM LC Pigtails. 48 x Splice protectors. Splice tray (2) and cable glands | CommScope® |  | FMS | Fiber patch/splice panel
760258676 | FMS-K1BA-L5M4-24-SP-DIN | Variant of FMS-PANELS | FMS Fiber Optic Panel, 1U, 19 in, black, Includes 12 x LC OM4 Duplex Adaptors (24F), 24 x MM LC Pigtails. 24 x Splice protectors. Splice tray and cable glands | CommScope® |  | FMS | Fiber patch/splice panel
760258677 | FMS-K2BA-L5M4-48-SP-DIN | Variant of FMS-PANELS | FMS Fiber Optic Panel, 1U, 19 in, black, Includes 24 x LC OM4 Duplex Adaptors (48F), 48 x MM LC Pigtails. 48 x Splice protectors. Splice tray (2) and cable glands | CommScope® |  | FMS | Fiber patch/splice panel
760259369 | FMS-L6BJ-LOM4-144-SP | Variant of FMS-PANELS | FMS Panel, 4U, 19 in, black, Includes 72 x LC OM4 Duplex Adaptors (144F), 144 x OM4 LC Pigtails, Splice trays (6) and cable glands | CommScope® |  | FMS | Fiber patch/splice panel
PPLUJX8LCUCR |  | Variant of PROPEL-CABLED-MODULES | Propel ULL Multimode OM4 Cabled Module, 2x8 duplex LC Propel module on End A to Stub on End B, 16 fiber LSZH Trunk, Method B Enhanced |  | Propel | PPL | Fiber cabled module
PPLUJX8LCUCU |  | Variant of PROPEL-CABLED-MODULES | Propel ULL Multimode OM4 Cabled Module, 8x8 duplex LC Propel module on End A to Stub on End B, 64 fiber LSZH Trunk, Method B Enhanced |  | Propel | PPL | Fiber cabled module
PPLUJXDLCLCF |  | Variant of PROPEL-CABLED-MODULES | Propel ULL Multimode OM4 Cabled Module, 2x12 duplex LC Propel module on End A to 2x12 on End B, 24 fiber LSZH Trunk, Method B Enhanced |  | Propel | PPL | Fiber cabled module
760254908 | PPL-2U-HD-FX-OPEN | Variant of PROPEL-PANELS | Propel 2RU fixed tray open fiber panel, accepts Propel components, providing up to 96 duplex LC ports, 96 MPO ports or 192 SN ports (384f) | CommScope® | Propel | PPL | Fiber patch panel
760255953 | PPL-1U-W | Variant of PROPEL-PANELS | Propel 1RU sliding tray white fiber panel, accepts Propel ULL modules or adapter packs, providing up to 72 duplex LC ports, 72 MPO ports or 144 SN ports (288f) | CommScope® | Propel | PPL | Fiber patch panel
760256502 | RP-MOD-024-WB-MPO-LC02-BEU-OR | Variant of LGX/1000-MODULES | ReadyPATCH® ULL Multimode OM5 MPO-12 Distribution Module, 12 duplex LC non-keyed orange adapters to 2X12f MPO/UPC non-pinned, Method B Enhanced | CommScope® | ReadyPATCH® |  | Fiber module
760256512 | RP-MOD-012-TS-MPO-LCO2-BEU-YL | Variant of LGX/1000-MODULES | ReadyPATCH® ULL Singlemode MPO-12 Distribution Module, 6 duplex LC non-keyed yellow adapters to 1X12f MPO/UPC non-pinned, Method B Enhanced | CommScope® | ReadyPATCH® |  | Fiber module
760256513 | RP-MOD-012-TS-MPO-LCO2-BEU-RD | Variant of LGX/1000-MODULES | ReadyPATCH® ULL Singlemode MPO-12 Distribution Module, 6 duplex LC non-keyed red adapters to 1X12f MPO/UPC non-pinned, Method B Enhanced | CommScope® | ReadyPATCH® |  | Fiber module
760256514 | RP-MOD-012-TS-MPO-LCO2-BEU-OR | Variant of LGX/1000-MODULES | ReadyPATCH® ULL Singlemode MPO-12 Distribution Module, 6 duplex LC non-keyed orange adapters to 1X12f MPO/UPC non-pinned, Method B Enhanced | CommScope® | ReadyPATCH® |  | Fiber module
760256515 | RP-MOD-012-TS-MPO-LCO2-BEU-BL | Variant of LGX/1000-MODULES | ReadyPATCH® ULL Singlemode MPO-12 Distribution Module, 6 duplex LC non-keyed blue adapters to 1X12f MPO/UPC non-pinned, Method B Enhanced | CommScope® | ReadyPATCH® |  | Fiber module
FPS-SPL1JJJ |  | Variant of LSX-SPLTR-MODULES | LGX Fiber Optic Splitter Module, 2 x 32, 9 in, SC/APC, singlemode |  |  | LGX | Splitter module
FMT-6SAP0Z |  | Variant of FMT-ADAPTER-PACKS | FMT Fiber Optic Sliding Pack, singlemode, 6 LC/APC duplex adapters |  |  | FMT | Fiber adapter pack
FMT-6SAP0J |  | Variant of FMT-ADAPTER-PACKS | FMT Fiber Optic Sliding Pack, singlemode, 6 SC/APC simplex adapters |  |  | FMT | Fiber adapter pack
FMT-6SAP07 |  | Variant of FMT-ADAPTER-PACKS | FMT Fiber Optic Sliding Pack, singlemode, 6 SC/UPC simplex adapters |  |  | FMT | Fiber adapter pack
NGF-SAPL0A00 |  | Variant of NGF-ADAPTER-PACKS | Next Generation Frame (NGF) 2/4 Sliding Adapter Pack, singlemode, 6 simplex SC/APC adapters |  |  | NGF | Fiber adapter pack
CU0656-000 | FIST-OC-GT41202L2-RS | Variant of FIST-OC-TRAYS | FIST GPST fiber patch/WDM tray, 1310 + 1490/1550 nm PON video coupler, LC/APC, gray, right oriented |  | FIST® | FIST-OC-GT | WDM patch tray
863018-000 | FIST-TUBE-5MM-30 | Variant of FIST-CHASSIS-ACCESSORIES | FIST® Transportation Tubing 30m OD 5mm ID 4mm cream color |  | FIST® | FIST-GPS2 ¦ FIST-GPS3 ¦ FIST-GR3 | Protection tubing
FACTCM-LL200RH040 | FACT-CMDLL200RH040 | Variant of FACT-CABLED-MODULES | FACT® CMOD Cabled Module for FACT NG4 Panel, 144 Fiber 6 Modules singlemode LC/APC, 40m rolable ribbon cable with Stub end |  | FACT® | FACT | Fiber cabled module
NG4-VMMLF4H |  | Variant of NG4-MON-MODULES | NG4access® Module VAM, Monitoring, 70/30, singlemode, LC/APC, front, left, 4 circuits |  | NG4access® | FACT ¦ NG4 | Monitoring module | Build America Buy America (BABA) compliant*
760257079 | MFPS-KED-P-PML2-072 | Variant of MFPS-PANELS | MFPS Fiber Optic panel, 1RU, 72 fibers/RU, patch/patch, front patch cords orientation to the left, 72 LC/APC | CommScope® |  | MFPS | Fiber patch panel
760257912 | MFPS-IED-P-SKLF-216 | Variant of MFPS-PANELS | MFPS Fiber Optic panel, 3RU, 72 fibers/RU, splice/patch, SMOUV/front patch cords orientation to the left, 216 LC/UPC, grade B | CommScope® |  | MFPS | Fiber patch/splice panel
760258028 | G2-SP-24LC-SM-PT | Variant of G2-SPLICE-CASSETTES | G2 Splice Cassette, 24LC/UPC with internal shutters, OS2, with 250 µm pigtails | CommScope® |  | G2 | Fiber cassette with pigtails
760255812 | PPL-AP-8-LA-SM | Variant of PROPEL-ADAPTER-PACKS | Propel pass-through adapter pack, singlemode, 4 duplex LC/APC ports | CommScope® | Propel | PPL | Fiber adapter pack
760255813 | PPL-AP-12-LA-SM | Variant of PROPEL-ADAPTER-PACKS | Propel pass-through adapter pack, singlemode, 6 duplex LC/APC ports | CommScope® | Propel | PPL | Fiber adapter pack
760255814 | PPL-AP-16-LA-SM | Variant of PROPEL-ADAPTER-PACKS | Propel pass-through adapter pack, singlemode, 8 duplex LC/APC ports | CommScope® | Propel | PPL | Fiber adapter pack
XP-RM1.5U-6C |  | Variant of XPND-PANELS | CommScope XPND™ 1.5Ru empty panel, accepts 6 XPND modular cassettes, providing up to 72 SC ports or 144 LC ports |  | CommScope XPND™ |  | Fiber patch panel
XP-RM3U-12C |  | Variant of XPND-PANELS | CommScope XPND™ 3Ru empty panel, accepts 12 XPND modular cassettes, providing up to 144 SC ports or 288 LC ports |  | CommScope XPND™ |  | Fiber patch panel
XP-PPM |  | Variant of XPND-ADAPTER-PACKS | CommScope XPND™ fiber pass through adapter pack, singlemode, 24 LC/APC ports |  | CommScope XPND™ |  | Fiber patch cassette
XP-PP8 |  | Variant of XPND-ADAPTER-PACKS | CommScope XPND™ fiber pass through adapter pack, singlemode, 24 LC/UPC ports |  | CommScope XPND™ |  | Fiber patch cassette
XP-PSL-S |  | Variant of XPND-SPLICE-CASSETTES | CommScope XPND™ Singlemode Splice Cassette, stranded, 12 SC APC |  | CommScope XPND™ |  | Fiber cassette with pigtails
XP-PS7-S |  | Variant of XPND-SPLICE-CASSETTES | CommScope XPND™ Singlemode Splice Cassette, stranded, 12 SC UPC |  | CommScope XPND™ |  | Fiber cassette with pigtails
XP-PSL-R |  | Variant of XPND-SPLICE-CASSETTES | CommScope XPND™ Singlemode Splice Cassette, ribbon, 12 SC APC |  | CommScope XPND™ |  | Fiber cassette with ribbon pigtail
XP-PS7-R |  | Variant of XPND-SPLICE-CASSETTES | CommScope XPND™ Singlemode Splice Cassette, ribbon, 12 SC UPC |  | CommScope XPND™ |  | Fiber cassette with ribbon pigtail
760259046 | MFPS-KED-P-YRLG-01164P | Variant of MFPS-PANELS | MFPS Fiber Optic panel, 1RU, 1 splitter 1x64, right side orientation, LC/APC grade B | CommScope® |  | MFPS | Splitter patch panel
760259679 | MFPS-KED-P-YRLG-18102P | Variant of MFPS-PANELS | MFPS Fiber Optic panel, 1RU, 18 splitters 1x2, right side orientation, LC/APC grade B | CommScope® |  | MFPS | Splitter patch panel
760259681 | MFPS-KED-P-YRLG-12104P | Variant of MFPS-PANELS | MFPS Fiber Optic panel, 1RU, 12 splitters 1x4, right side orientation, LC/APC grade B | CommScope® |  | MFPS | Splitter patch panel
760259683 | MFPS-KED-P-YRLG-06108P | Variant of MFPS-PANELS | MFPS Fiber Optic panel, 1RU, 6 splitters 1x8, right side orientation, LC/APC grade B | CommScope® |  | MFPS | Splitter patch panel
760259680 | MFPS-KED-P-YLLG-18102P | Variant of MFPS-PANELS | MFPS Fiber Optic panel, 1RU, 18 splitters 1x2, left side orientation, LC/APC grade B | CommScope® |  | MFPS | Splitter patch panel
760259682 | MFPS-KED-P-YLLG-12104P | Variant of MFPS-PANELS | MFPS Fiber Optic panel, 1RU, 12 splitters 1x4, left side orientation, LC/APC grade B | CommScope® |  | MFPS | Splitter patch panel
760259684 | MFPS-KED-P-YLLG-06108P | Variant of MFPS-PANELS | MFPS Fiber Optic panel, 1RU, 6 splitters 1x8, left side orientation, LC/APC grade B | CommScope® |  | MFPS | Splitter patch panel
760259688 | MFPS-KED-P-YLLG-02132P | Variant of MFPS-PANELS | MFPS Fiber Optic panel, 1RU, 2 splitters 1x32, left side orientation, LC/APC grade B | CommScope® |  | MFPS | Splitter patch panel
760251672 | FIST-OC-GT41202S2-LP | Variant of FIST-OC-TRAYS | FIST GPST fiber patch/WDM tray, 1310 + 1490/1550 nm PON video coupler, SC/APC, gray, left oriented |  | FIST® | FIST-OC-GT | WDM patch tray
1000-12SC-DPLX-SM |  | Variant of LGX/1000-ADAPTER-PACKS | 1000-type Adapter Pack, with 6 TeraSPEED® SM duplex SC adapters, blue | CommScope® | TeraSPEED® | 1000-style | Fiber adapter pack |  | Discontinued
559558-2 |  | Variant of LGX/1000-ADAPTER-PACKS | Fiber Optic Adapter Pack, SC, 3 ports, 6 fibers, loaded | NETCONNECT® |  |  | Fiber adapter pack |  | Discontinued
559596-6 |  | Variant of LGX/1000-ADAPTER-PACKS | Fiber Optic Adapter Pack, multimode, SC, duplex, 12-port, aqua | NETCONNECT® |  |  | Fiber adapter pack |  | Discontinued
559517-8 |  | Variant of LGX/1000-ADAPTER-PACKS | Fiber Optic Adapter Pack, multimode, 6 simplex ports, SC/UPC, aqua | NETCONNECT® |  |  | Fiber adapter pack |  | Discontinued
559596-7 |  | Variant of LGX/1000-ADAPTER-PACKS | Fiber Optic Adapter Pack, multimode, SC, duplex, 12-port, aqua | NETCONNECT® |  |  | Fiber adapter pack |  | Discontinued
559516-1 |  | Variant of LGX/1000-ADAPTER-PACKS | Fiber Optic Adapter Pack, SC, 6 ports, snap-in, black | NETCONNECT® |  |  | Fiber adapter pack
559596-1 |  | Variant of LGX/1000-ADAPTER-PACKS | Fiber Optic Adapter Pack, multimode, SC, duplex, 12-port, beige | NETCONNECT® |  |  | Fiber adapter pack |  | Discontinued
559516-2 |  | Variant of LGX/1000-ADAPTER-PACKS | Fiber Optic Adapter Pack, 3F, SC duplex, snap-in | NETCONNECT® |  |  | Fiber adapter pack |  | Discontinued
559596-2 |  | Variant of LGX/1000-ADAPTER-PACKS | Fiber Optic Adapter Pack, singlemode, SC, duplex, 12-port, blue | NETCONNECT® |  |  | Fiber adapter pack |  | Discontinued
559299-3 |  | Variant | Fiber Optic Universal Device Holder for ribbon fiber cables | NETCONNECT® |  |  | Fiber device holder
559517-1 |  | Variant of LGX/1000-ADAPTER-PACKS | Fiber Optic Adapter Pack, singlemode, 6 simplex ports, SC/UPC, blue | NETCONNECT® |  |  | Fiber adapter pack
559596-3 |  | Variant of LGX/1000-ADAPTER-PACKS | Fiber Optic Adapter Pack, singlemode, SC, duplex, 12-port, green | NETCONNECT® |  |  | Fiber adapter pack |  | Discontinued
559517-2 |  | Variant of LGX/1000-ADAPTER-PACKS | Fiber Optic Adapter Pack, singlemode, 6 simplex ports, SC/APC, green | NETCONNECT® |  |  | Fiber adapter pack
559596-4 |  | Variant of LGX/1000-ADAPTER-PACKS | Fiber Optic Adapter Pack, multimode, SC, duplex, 12-port, beige | NETCONNECT® |  |  | Fiber adapter pack |  | Discontinued
559596-5 |  | Variant of LGX/1000-ADAPTER-PACKS | Fiber Optic Adapter Pack, multimode, SC duplex, 12-port, black | NETCONNECT® |  |  | Fiber adapter pack |  | Discontinued
597504-000 | FIST-PTK2 | Variant of FIST-CHASSIS-ACCESSORIES | FIST® Aramid yarn termination unit kit (4) with mounting bracket Capacity: 2 single fiber pigtails (Ø 1.6 -w 3.1 mm) |  | FIST® |  | Cable termination kit
59684T-000 | FOSC-OC-6DSD1254NN2T-U23 | Variant | FOSC® A-TRAY-24 type, DWDM, 16 channels, demux, 1557.36 nm starting wavelength, 100 GHz channel spacing + upgrade |  | FOSC® | FOSC-OC | DWDM splice tray | Build America Buy America (BABA) compliant*
377602-000 | FIST-SOSA2-8SC-S | Variant of FIST-SPLICE-TRAYS | FIST® Splice Sub-assembly kit with 8 trays, each for holding up to 4 primary or 2 secondary coated fibers, with Heat Shrink type splice holder |  | FIST® | FIST-SOSA2 | Fiber splice tray
381745-000 | FOSC-OC-6DSD1284NN | Variant | FOSC® A-TRAY-24 type, DWDM, 16 channels, demux, 1554.94 nm starting wavelength, 100 GHz channel spacing + upgrade |  | FOSC® | FOSC-OC | DWDM splice tray
386415-000 | FOSC-OC-3DGX1504NN2T-U23 | Variant | FOSC® D-TRAY-72 type, DWDM, 12 channels, double demux, 1537.40 nm starting wavelength, 100 GHz channel spacing + upgrade |  | FOSC® | FOSC-OC | DWDM splice tray
4-1671000-8 |  | Variant of FIXED-PNLS-1U | Fiber Optic Panel, 1U, 19 in, fully loaded with 24 beige LC/UPC Multimode duplex adapters, black | CommScope® |  | 1U | Fiber patch panel
4-1671000-2 |  | Variant of FIXED-PNLS-1U | Fiber Optic Panel, 1U, 19 in, fully loaded with 24 aqua LC/UPC Multimode duplex adapters, black | CommScope® |  | 1U | Fiber patch panel
4-2122145-3 | FMS-K-2-B-I-SOM4-24-IN99-24-SP | Variant of FMS-PANELS | FMS Fiber Optic Termination/Splice Panel, 1U, 19 in, 24 SC/UPC, multimode, OM4, black | CommScope® |  | FMS | Fiber patch/splice panel
4-2122146-1 | FMS-K-1-B-I-LOM4-3-IN99-6-SP | Variant of FMS-PANELS | FMS Fiber Optic Termination/Splice Panel, 1U, 19 in, 6 LC/UPC, multimode, OM4, black | CommScope® |  | FMS | Fiber patch/splice panel
4-2122146-2 | FMS-K-1-B-I-LOM4-6-IN99-12-SP | Variant of FMS-PANELS | FMS Fiber Optic Termination/Splice Panel, 1U, 19 in, 12 LC/UPC, multimode, OM4, black | CommScope® |  | FMS | Fiber patch/splice panel
4-2122146-3 | FMS-K-2-B-I-LOM4-12-IN99-24-SP | Variant of FMS-PANELS | FMS Fiber Optic Termination/Splice Panel, 1U, 19 in, 24 LC/UPC, multimode, OM4, black | CommScope® |  | FMS | Fiber patch/splice panel
4-2122146-4 | FMS-K-2-B-I-LOM4-24-IN99-48-SP | Variant of FMS-PANELS | FMS Fiber Optic Termination/Splice Panel, 1U, 19 in, 48 LC/UPC, multimode, OM4, black | CommScope® |  | FMS | Fiber patch/splice panel
4-2122145-2 | FMS-K-1-B-I-SOM4-12-IN99-12-SP | Variant of FMS-PANELS | FMS Fiber Optic Termination/Splice Panel, 1U, 19 in, 12 SC/UPC, multimode, OM4, black | CommScope® |  | FMS | Fiber patch/splice panel
404950-000 | FIST-GPST-12-EAN-2 | Variant of FIST-GPST-TRAYS | FIST GPST Fiber Patch/Splice Tray, 12/24 ports, no adapters, SMOUV splice chip, 19 in, gray, left patch cord routing |  | FIST® | FIST-GPST | Fiber patch/splice tray
453481-000 | FOSC-OC-6DAD1361NN2T-U23 | Variant | FOSC® A-TRAY-24 type, DWDM, 4 channels + upgrade port, demux, 1548.52 nm starting wavelength, 100 GHz channel spacing |  | FOSC® | FOSC-OC | DWDM splice tray
287626-000 | FOSC-OC-6DAD1561NN2T-U23 | Variant | FOSC® A-TRAY-24 type, DWDM, 4 channels + upgrade port, demux, 1532.68 nm starting wavelength, 100 GHz channel spacing |  | FOSC® | FOSC-OC | DWDM splice tray
289162-000 | FOSC-OC-6DAD1481NN2T-U23 | Variant | FOSC® A-TRAY-24 type, DWDM, 4 channels + upgrade port, demux, 1538.98 nm starting wavelength, 100 GHz channel spacing |  | FOSC® | FOSC-OC | DWDM splice tray
3-2122146-1 | FMS-K-1-B-I-L1-3-IN99-6-SP | Variant of FMS-PANELS | FMS Fiber Optic Termination Panel, 1U, 19 in, 6 LC/UPC, singlemode, OS2, black | CommScope® |  | FMS | Fiber patch panel
3-2122146-2 | FMS-K-1-B-I-L1-6-IN99-12-SP | Variant of FMS-PANELS | FMS Fiber Optic Termination Panel, 1U, 19 in, 12 LC/UPC, singlemode, OS2, black | CommScope® |  | FMS | Fiber patch panel
3-2122149-1 | FMS-K-1-B-E-L1-3-IN99-0-SP | Variant of FMS-PANELS | FMS Fiber Optic Termination Panel, 1U, 19 in, 6 LC/UPC, singlemode, black | CommScope® |  | FMS | Fiber patch panel
3-2122146-3 | FMS-K-2-B-I-L1-12-IN99-24-SP | Variant of FMS-PANELS | FMS Fiber Optic Termination/Splice Panel, 1U, 19 in, 24 LC/UPC, singlemode, OS2, black | CommScope® |  | FMS | Fiber patch/splice panel
3-2122146-4 | FMS-K-2-B-I-L1-24-IN99-48-SP | Variant of FMS-PANELS | FMS Fiber Optic Termination/Splice Panel, 1U, 19 in, 48 LC/UPC, singlemode, OS2, black | CommScope® |  | FMS | Fiber patch/splice panel
3-2122149-3 | FMS-K-2-B-E-L1-12-IN99-0-SP | Variant of FMS-PANELS | FMS Fiber Optic Termination Panel, 1U, 19 in, 24 LC/UPC, singlemode, black | CommScope® |  | FMS | Fiber patch panel
3-2122149-4 | FMS-K-2-B-E-L1-24-IN99-0-SP | Variant of FMS-PANELS | FMS Fiber Optic Termination Panel, 1U, 19 in, 48 LC/UPC, singlemode, OS2, black | CommScope® |  | FMS | Fiber patch panel
3-2122149-5 | FMS-J-4-B-E-L1-48-IN99-0-SP | Variant of FMS-PANELS | FMS Fiber Optic Termination Panel, 2U, 19 in, 96 LC/UPC, singlemode, OS2, black | CommScope® |  | FMS | Fiber patch panel
3-2122145-2 | FMS-K-1-B-I-S1-12-IN99-12-SP | Variant of FMS-PANELS | FMS Fiber Optic Termination/Splice Panel, 1U, 19 in, 12 SC/UPC, singlemode, OS2, black | CommScope® |  | FMS | Fiber patch/splice panel
3-2122145-3 | FMS-K-2-B-I-S1-24-IN99-24-SP | Variant of FMS-PANELS | FMS Fiber Optic Termination/Splice Panel, 1U, 19 in, 24 SC/UPC, singlemode, OS2, black | CommScope® |  | FMS | Fiber patch/splice panel
467482-000 | FIST-MB-M-AS | Variant of FIST-CHASSIS-ACCESSORIES | FIST® Mounting adaptation bracket kit for 3HU and 4HU 19in shelves, mounts 19in shelf in FIST-GR3 rack, 19in to ETSI adaptation, assymetrical mounting |  | FIST® |  | Mounting bracket
486100-000 | FIST-MB2-B | Variant of FIST-CHASSIS-ACCESSORIES | FIST® Mounting bracket kit for 3HU and 4HU 19” shelves, mounts 19in shelf in 23in rack |  | FIST® |  | Mounting bracket
488880-000 | FIST-SOSA2-2SE-S | Variant of FIST-SPLICE-TRAYS | FIST® Splice Sub-assembly kit with 2 trays, each for holding up to 12 primary or 4 secondary coated fibers, with Heat Shrink type splice holder |  | FIST® | FIST-SOSA2 | Fiber splice tray
513808-000 | FIST-KTU2 | Variant of FIST-CHASSIS-ACCESSORIES | FIST® Aramid yarn termination units (4), for 2 single fiber pigtails with diameter range 1.6-3.1 mm) |  | FIST® |  | Cable termination kit
518289-000 | OCM1-CMB431L2 | Variant | OCM1 LGX Fiber Optic Module, CWDM, Mux, LC/APC, 8 channels, upgrade port, starting wavelength 1430 nm |  |  | LGX ¦ OCM1 | CWDM module
522277-000 | FOSC-OC-6DAD1321NN2T-U23 | Variant | FOSC® A-TRAY-24 type, DWDM, 4 channels + upgrade port, demux, 1551.72 nm starting wavelength, 100 GHz channel spacing |  | FOSC® | FOSC-OC | DWDM splice tray
531555-000 | FOSC-OC-3DBD121ANN | Variant | FOSC® D-TRAY-72 type, DWDM, 8 channels + upgrade port, demux, 1560.61 nm starting wavelength, skipped channel spacing |  | FOSC® | FOSC-OC | DWDM splice tray
536788-000 | FIST-SOSA2-4SE-S | Variant of FIST-SPLICE-TRAYS | FIST® Splice Sub-assembly kit with 4 trays, each for holding up to 12 primary or 4 secondary coated fibers, with Heat Shrink type splice holder |  | FIST® | FIST-SOSA2 | Fiber splice tray
537225-000 | FOSC-OC-6DAX1364NN2T-U23 | Variant | FOSC® A-TRAY-24 type, DWDM, 4 channels + upgrade port, double demux, 1548.52 nm starting wavelength, 100 GHz channel spacing + upgrade |  | FOSC® | FOSC-OC | DWDM splice tray
536725-000 | FOSC-OC-6DAD1401NN2T-U23 | Variant | FOSC® A-TRAY-24 type, DWDM, 4 channels + upgrade port, demux, 1545.32 nm starting wavelength, 100 GHz channel spacing |  | FOSC® | FOSC-OC | DWDM splice tray
543438-000 | FOSC-OC-6CKX511NN | Variant | FOSC® A-TRAY-24 type, CWDM, 5 channels + upgrade port, double demux, 20 nm channel spacing, 1536.61 nm starting wavelength |  | FOSC® | FOSC-OC | CWDM splice tray
FPXB-1FS7/02HU305 |  | Variant of FPX-PRE-TERMINATED-PANELS | FPX Fiber Optic Termination Panel with Indoor/Outdoor Cable, 1RU, 19in, Singlemode, 24 fiber, SC/UPC connectors, Stub tail at far end, black, 305m | CommScope® |  | FPX | Fiber patch panel ¦ with indoor/outdoor cable
FPX-4FRAA9-960 |  | Variant of FPX-TERMINATION-SPLICE-PANELS | FPX Fiber Optic Termination Module, 4RU, 19in, Singlemode, 96 fiber, SC Connector, putty white | CommScope® |  | FPX | Fiber patch panel
FPX-4FSJ/09JU061 |  | Variant of FPX-PRE-TERMINATED-PANELS | FPX Fiber Optic Termination Panel with OSP Stranded Cable, 4RU, 19in, Singlemode, 96 fiber, SC/APC connectors, Stub tail at far end, putty white, 61m | CommScope® |  | FPX | Fiber patch panel ¦ with IFC cable
FPX-5FR000-000 |  | Variant of FPX-EMPTY-PANELS | FPX Fiber Optic Termination/Splice Module, unloaded, 5RU, 19in, putty white | CommScope® |  | FPX | Fiber patch/splice panel
FPX-2FRA07-480 |  | Variant of FPX-TERMINATION-SPLICE-PANELS | FPX Fiber Optic Termination Module, 2RU, 19in, Singlemode, 48 fiber, SC/UPC Connector, putty white | CommScope® |  | FPX | Fiber patch panel
FPXB-2FSE/04RD122 |  | Variant of FPX-PRE-TERMINATED-PANELS | FPX Fiber Optic Termination Panel with Indoor/Outdoor Cable, 2RU, 19in, Singlemode, 48 fiber, SC/UPC connectors, Stub tail at far end, black, 122m | CommScope® |  | FPX | Fiber patch panel ¦ with indoor/outdoor cable
FPXB-1FS7/01HU031 |  | Variant of FPX-PRE-TERMINATED-PANELS | FPX Fiber Optic Termination Panel with Indoor/Outdoor Cable, 1RU, 19in, Singlemode, 12 fiber, SC/UPC connectors, Stub tail at far end, black, 31m | CommScope® |  | FPX | Fiber patch panel ¦ with indoor/outdoor cable
FPXB-1FS7/02HU092 |  | Variant of FPX-PRE-TERMINATED-PANELS | FPX Fiber Optic Termination Panel with Indoor/Outdoor Cable, 1RU, 19in, Singlemode, 24 fiber, SC/UPC connectors, Stub tail at far end, black, 92m | CommScope® |  | FPX | Fiber patch panel ¦ with indoor/outdoor cable
FPXB-1FS7/02HU122 |  | Variant of FPX-PRE-TERMINATED-PANELS | FPX Fiber Optic Termination Panel with Indoor/Outdoor Cable, 1RU, 19in, Singlemode, 24 fiber, SC/UPC connectors, Stub tail at far end, black, 122m | CommScope® |  | FPX | Fiber patch panel ¦ with indoor/outdoor cable
FPXB-1FS7/01HU092 |  | Variant of FPX-PRE-TERMINATED-PANELS | FPX Fiber Optic Termination Panel with Indoor/Outdoor Cable, 1RU, 19in, Singlemode, 12 fiber, SC/UPC connectors, Stub tail at far end, black, 92m | CommScope® |  | FPX | Fiber patch panel ¦ with indoor/outdoor cable
FPXB-3FS7/07HU061 |  | Variant of FPX-PRE-TERMINATED-PANELS | FPX Fiber Optic Termination Panel with Indoor/Outdoor Cable, 3RU, 19in, Singlemode, 72 fiber, SC/UPC connectors, Stub tail at far end, black, 61m | CommScope® |  | FPX | Fiber patch panel ¦ with indoor/outdoor cable
FPXB-1FS7/01HU122 |  | Variant of FPX-PRE-TERMINATED-PANELS | FPX Fiber Optic Termination Panel with Indoor/Outdoor Cable, 1RU, 19in, Singlemode, 12 fiber, SC/UPC connectors, Stub tail at far end, black, 122m | CommScope® |  | FPX | Fiber patch panel ¦ with indoor/outdoor cable
FPXB-1FS7/02HU275 |  | Variant of FPX-PRE-TERMINATED-PANELS | FPX Fiber Optic Termination Panel with Indoor/Outdoor Cable, 1RU, 19in, Singlemode, 24 fiber, SC/UPC connectors, Stub tail at far end, black, 275m | CommScope® |  | FPX | Fiber patch panel ¦ with indoor/outdoor cable
FPX-5FS7/0ARU016 |  | Variant of FPX-PRE-TERMINATED-PANELS | FPX Fiber Optic Termination Panel with Indoor/Outdoor Cable, 5RU, 19in, Singlemode, 144 fiber, SC/UPC connectors, Stub tail at far end, putty white, 16m | CommScope® |  | FPX | Fiber patch panel ¦ with indoor/outdoor cable
FPXB-4FS7/09HU122 |  | Variant of FPX-PRE-TERMINATED-PANELS | FPX Fiber Optic Termination Panel with Indoor/Outdoor Cable, 4RU, 19in, Singlemode, 96 fiber, SC/UPC connectors, Stub tail at far end, black, 122m | CommScope® |  | FPX | Fiber patch panel ¦ with indoor/outdoor cable
FPXB-2FS7/04HU031 |  | Variant of FPX-PRE-TERMINATED-PANELS | FPX Fiber Optic Termination Panel with Indoor/Outdoor Cable, 2RU, 19in, Singlemode, 48 fiber, SC/UPC connectors, Stub tail at far end, black, 31m | CommScope® |  | FPX | Fiber patch panel ¦ with indoor/outdoor cable
FPXB-4FS7/09HU153 |  | Variant of FPX-PRE-TERMINATED-PANELS | FPX Fiber Optic Termination Panel with Indoor/Outdoor Cable, 4RU, 19in, Singlemode, 96 fiber, SC/UPC connectors, Stub tail at far end, black, 153m | CommScope® |  | FPX | Fiber patch panel ¦ with indoor/outdoor cable
FPXB-2FS7/04HU092 |  | Variant of FPX-PRE-TERMINATED-PANELS | FPX Fiber Optic Termination Panel with Indoor/Outdoor Cable, 2RU, 19in, Singlemode, 48 fiber, SC/UPC connectors, Stub tail at far end, black, 92m | CommScope® |  | FPX | Fiber patch panel ¦ with indoor/outdoor cable
FPX-5FS7/0ARU031 |  | Variant of FPX-PRE-TERMINATED-PANELS | FPX Fiber Optic Termination Panel with Indoor/Outdoor Cable, 5RU, 19in, Singlemode, 144 fiber, SC/UPC connectors, Stub tail at far end, putty white, 31m | CommScope® |  | FPX | Fiber patch panel ¦ with indoor/outdoor cable
FPXB-2FS7/04HU122 |  | Variant of FPX-PRE-TERMINATED-PANELS | FPX Fiber Optic Termination Panel with Indoor/Outdoor Cable, 2RU, 19in, Singlemode, 48 fiber, SC/UPC connectors, Stub tail at far end, black, 122m | CommScope® |  | FPX | Fiber patch panel ¦ with indoor/outdoor cable
FPXB-2FS7/04HU153 |  | Variant of FPX-PRE-TERMINATED-PANELS | FPX Fiber Optic Termination Panel with Indoor/Outdoor Cable, 2RU, 19in, Singlemode, 48 fiber, SC/UPC connectors, Stub tail at far end, black, 153m | CommScope® |  | FPX | Fiber patch panel ¦ with indoor/outdoor cable
FPX-5FS7/0ARU061 |  | Variant of FPX-PRE-TERMINATED-PANELS | FPX Fiber Optic Termination Panel with Indoor/Outdoor Cable, 5RU, 19in, Singlemode, 144 fiber, SC/UPC connectors, Stub tail at far end, putty white, 61m | CommScope® |  | FPX | Fiber patch panel ¦ with indoor/outdoor cable
FPXB-5FRR0E-1443 |  | Variant of FPX-TERMINATION-SPLICE-PANELS | FPX Fiber Optic Termination/Splice Module, 3RU, 19in, Singlemode, 144 fiber, SC/UPC Duplex Connector, black | CommScope® |  | FPX | Fiber patch/splice panel
FPXB-5FS7/0AHU031 |  | Variant of FPX-PRE-TERMINATED-PANELS | FPX Fiber Optic Termination Panel with Indoor/Outdoor Cable, 5RU, 19in, Singlemode, 144 fiber, SC/UPC connectors, Stub tail at far end, black, 31m | CommScope® |  | FPX | Fiber patch panel ¦ with indoor/outdoor cable
FST-123002 |  | Variant of FST-SPLICE-TRAYS | FST Fiber Optic Splice Tray F3DF, heat shrink |  |  |  | Fiber splice tray
FST-DRSHD-MF |  | Variant of FST-SPLICE-WHEELS | FST Fiber Optic Round Splice Tray, for 12 mass fusion splices |  |  | FL2000 ¦ NGF ¦ OMX | Fiber splice tray
FPXB-5FS7/0AHU092 |  | Variant of FPX-PRE-TERMINATED-PANELS | FPX Fiber Optic Termination Panel with Indoor/Outdoor Cable, 5RU, 19in, Singlemode, 144 fiber, SC/UPC connectors, Stub tail at far end, black, 92m | CommScope® |  | FPX | Fiber patch panel ¦ with indoor/outdoor cable
FST-HS |  | Variant of FST-SPLICE-TRAYS | FST Fiber Optic Splice Tray 12 splice capacity |  |  |  | Fiber splice tray
FST-M-HS |  | Variant of FST-SPLICE-TRAYS | FST Fiber Optic Splice Tray, 12 splice capacity, heat shrink |  |  |  | Fiber splice tray
FST-D-MT |  | Variant of FST-SPLICE-TRAYS | FST Fiber Optic Splice Tray, 144 splice capacity (qty 12 x 12 fiber ribbons) |  |  |  | Fiber splice tray
FST-DRS12-HS |  | Variant of FST-SPLICE-WHEELS | FST Fiber Optic Round Splice Tray, holds 12 heat shrink splice protectors |  |  | FL2000 ¦ NGF ¦ OMX | Fiber splice tray
FST-DRS16-HS |  | Variant of FST-SPLICE-WHEELS | FST Fiber Optic Round Splice Tray, holds 16 heat shrink splice protectors |  |  | FL2000 ¦ NGF ¦ OMX | Fiber splice tray
FVM-LGX19X350-W |  | Variant of FVM-PANELS | FVM, LGX compatible Fiber Panel, unloaded, 2RU, 19 in, putty white | CommScope® |  | FVM ¦ LGX | Fiber patch panel
FVM-VLM19X700-FCM |  | Variant of FVM-PANELS | FVM, LGX compatible Fiber Panel, unloaded, 4RU, 19 in, putty white | CommScope® |  | FVM ¦ LGX | Fiber patch panel
FVM-19X175 |  | Variant of FVM-PANELS | FVM Fiber Panel, unloaded, 1RU, 19 in, putty white | CommScope® |  | FVM | Fiber patch panel
J96345-000 | OCM1-CYC47AL1 | Variant | OCM1 LGX Fiber Optic Module, CWDM, Double Mux, LC/UPC, 8 channels, upgrade port, 1310 nm port, starting wavelength 1470 nm |  |  | LGX ¦ OCM1 | CWDM module
LSX-ACC036 |  | Variant | LSX Fiber Fanout Mounting Kit | CommScope® |  | LGX | Fiber breakout kit
XPND-PANELS |  | Base Product | CommScope XPND™ empty panel, accepts modular cassettes |  | CommScope XPND™ |  | Fiber patch panel
XPND-ADAPTER-PACKS |  | Base Product | CommScope XPND™ fiber pass through adapter pack, singlemode |  | CommScope XPND™ |  | Fiber adapter pack
XPND-CABLED-MODULES |  | Base Product | XPND Cabled Modules |  | CommScope XPND™ | XPND | Fiber cabled module
XPND-MPO-MODULES |  | Base Product | XPND MPO Module, multimode | CommScope® | CommScope XPND™ | XPND | Fiber module
FMS2U-PANELS |  | Base Product | Fiber Management System (FMS) Fiber Optic Termination Panel, 2U, 19/21 inches, 48 ports (SC - Simplex, LC - Duplex), Single mode, Gray |  |  | FMS | Fiber patch/splice panel
NGF-SAPK0J00 |  | Variant of NGF-ADAPTER-PACKS | Next Generation Frame (NGF) 4/4 Sliding Adapter Pack, singlemode, 8 duplex LC/UPC adapters |  |  | NGF | Fiber adapter pack
NGFB-ACCRCMSLU |  | Variant of NGF-BLOCK-ACCESSORIES | Next Generation Frame (NGF) Cable Clamping and Block Conversion Kit, 96, 144, or 192-block left upward |  |  | NGF | Hardware
FMS1U-PANELS |  | Base Product | Fiber Management System (FMS) Fiber Optic Termination Panel, 1U, 19/21 Inches, 24 Ports (SC - Simplex , LC - Duplex) , Single Mode, Gray |  |  | FMS | Fiber patch/splice panel
FPS-MPP3AJJ |  | Variant of NGF-SPLTR-MODULES | Next Generation Frame (NGF) Modular Splitter Module, 1x32 splitter, SC/APC (front pgtl) to SC/APC |  |  | NGF | Splitter module | Build America Buy America (BABA) compliant*
FPS-MPP3ANN |  | Variant of NGF-SPLTR-MODULES | Next Generation Frame (NGF) Modular Splitter Module, 1x32 splitter, SC/UPC (front pgtl) to SC/UPC |  |  | NGF | Splitter module | Build America Buy America (BABA) compliant*
FPS-MPP3CJJ |  | Variant of NGF-SPLTR-MODULES | Next Generation Frame (NGF) Modular Splitter Module, 1x16 splitter, SC/APC (front pgtl) to SC/APC |  |  | NGF | Splitter module | Build America Buy America (BABA) compliant*
FPS-SPD1CJJ |  | Variant of LSX-SPLTR-MODULES | LGX Fiber Optic Splitter Module, 1 x 16, 7 in, SC/APC, singlemode |  |  | LGX | Splitter module
FPS-SPD1JJJ |  | Variant of LSX-SPLTR-MODULES | LGX Fiber Optic Splitter Module, 1 x 8, SC/APC, singlemode |  |  | LGX | Splitter module
FPS-FMTSP-AJJ01 |  | Variant | FMT Fiber Optic Splitter Patch Panel, 1U, 19 in, 1x32 splitter, SC/APC splitter and output connect., 1 splitter |  |  | FMT | Splitter patch panel
FPS-SPL1GJJ |  | Variant of LSX-SPLTR-MODULES | LGX Fiber Optic Splitter Module, 2 x 32, 9 in, SC/APC, singlemode |  |  | LGX | Splitter module
FPS-MPP3HJJ |  | Variant of NGF-SPLTR-MODULES | Next Generation Frame (NGF) Modular Splitter Module, 2x16 WDM, SC/APC |  |  | NGF | Splitter module | Build America Buy America (BABA) compliant*
FPS-SPB1AJJ-HD |  | Variant of FDF-FL2-SPLTR-MODULES | FCM/FL2 wideVAM Fiber Optic Splitter Module, 1 x 32, SC/APC, singlemode |  |  | FDF | Splitter module | Build America Buy America (BABA) compliant*
FPX-1FRA07-120 |  | Variant of FPX-TERMINATION-SPLICE-PANELS | FPX Fiber Optic Termination Module, 1RU, 19in, Singlemode, 12 fiber, SC/UPC Connector, putty white | CommScope® |  | FPX | Fiber patch panel
FPX-12MPLDA9 |  | Variant of FPX-MODULES | FPX Fiber Optic MPO Module, Multimode Ultra 50/125 (OM3), 12 fiber SC adapter, left, putty white | CommScope® |  | FPX | Fiber module
FPX-1FRJA6-482 |  | Variant of FPX-TERMINATION-SPLICE-PANELS | FPX Fiber Optic Termination Module, 1RU, 19in, Multimode, 48 fiber, LC Connector, putty white | CommScope® |  | FPX | Fiber patch panel
FPX-1FRP07-122 |  | Variant of FPX-TERMINATION-SPLICE-PANELS | FPX Fiber Optic Termination/Splice Module, 1RU, 19in, Singlemode, 12 fiber, SC/UPC Connector, putty white | CommScope® |  | FPX | Fiber patch/splice panel
FPX-12MPLS07 |  | Variant of FPX-MODULES | FPX Fiber Optic MPO Module, Singlemode OS2, 12 fiber SC/UPC adapter, left, putty white | CommScope® |  | FPX | Fiber module
FPX-12MPLS0J |  | Variant of FPX-MODULES | FPX Fiber Optic MPO Module, Singlemode OS2, 12 fiber SC/APC adapter, left, putty white | CommScope® |  | FPX | Fiber module
FPX-1FRP07-241 |  | Variant of FPX-TERMINATION-SPLICE-PANELS | FPX Fiber Optic Termination/Splice Module, 1RU, 19in, Singlemode, 24 fiber, SC/UPC Connector, putty white | CommScope® |  | FPX | Fiber patch/splice panel
FPX-1FRA08-240 |  | Variant of FPX-TERMINATION-SPLICE-PANELS | FPX Fiber Optic Termination Module, 1RU, 19in, Singlemode, 24 fiber, LC/UPC Connector, putty white | CommScope® |  | FPX | Fiber patch panel
FPX-1FRP0J-242 |  | Variant of FPX-TERMINATION-SPLICE-PANELS | FPX Fiber Optic Termination/Splice Module, 1RU, 19in, Singlemode, 24 fiber, SC/APC Connector, putty white | CommScope® |  | FPX | Fiber patch/splice panel
FPX-1FRP0Z-482 |  | Variant of FPX-TERMINATION-SPLICE-PANELS | FPX Fiber Optic Termination/Splice Module, 1RU, 19in, Singlemode, 48 fiber, LC/APC Connector, putty white | CommScope® |  | FPX | Fiber patch/splice panel
FPX-1FRP08-122 |  | Variant of FPX-TERMINATION-SPLICE-PANELS | FPX Fiber Optic Termination/Splice Module, 1RU, 19in, Singlemode, 12 fiber, LC/UPC Connector, putty white | CommScope® |  | FPX | Fiber patch/splice panel |  | Discontinued
FPX-1FRR07-123 |  | Variant of FPX-TERMINATION-SPLICE-PANELS | FPX Fiber Optic Termination/Splice Module, 1RU, 19in, Singlemode, 12 fiber, SC/UPC Connector, putty white | CommScope® |  | FPX | Fiber patch/splice panel
FPX-1FRP08-242 |  | Variant of FPX-TERMINATION-SPLICE-PANELS | FPX Fiber Optic Termination/Splice Module, 1RU, 19in, Singlemode, 24 fiber, LC/UPC Connector, putty white | CommScope® |  | FPX | Fiber patch/splice panel
FPX-1FS7/02AU016 |  | Variant of FPX-PRE-TERMINATED-PANELS | FPX Fiber Optic Termination Panel with IFC Stranded Cable, 1RU, 19in, Singlemode, 24 fiber, SC/UPC connectors, Stub tail at far end, putty white, 16m | CommScope® |  | FPX | Fiber patch panel ¦ with IFC cable
FPX-1FR000-000 |  | Variant of FPX-EMPTY-PANELS | FPX Fiber Optic Termination/Splice Module, unloaded, 1RU, 19in, putty white | CommScope® |  | FPX | Fiber patch/splice panel
FPX-1FS7/02AU031 |  | Variant of FPX-PRE-TERMINATED-PANELS | FPX Fiber Optic Termination Panel with IFC Stranded Cable, 1RU, 19in, Singlemode, 24 fiber, SC/UPC connectors, Stub tail at far end, putty white, 31m | CommScope® |  | FPX | Fiber patch panel ¦ with IFC cable
FPX-1FS8/04HU031 |  | Variant of FPX-PRE-TERMINATED-PANELS | FPX Fiber Optic Termination Panel with Indoor/Outdoor Cable, 1RU, 19in, Singlemode, 48 fiber, LC/UPC connectors, Stub tail at far end, putty white, 31m | CommScope® |  | FPX | Fiber patch panel ¦ with IFC cable
FPX-1FS7/02AU077 |  | Variant of FPX-PRE-TERMINATED-PANELS | FPX Fiber Optic Termination Panel with IFC Stranded Cable, 1RU, 19in, Singlemode, 24 fiber, SC/UPC connectors, Stub tail at far end, putty white, 77m | CommScope® |  | FPX | Fiber patch panel ¦ with IFC cable
FPX-1FS7/02HU244 |  | Variant of FPX-PRE-TERMINATED-PANELS | FPX Fiber Optic Termination Panel with Indoor/Outdoor Cable, 1RU, 19in, Singlemode, 24 fiber, SC/UPC connectors, Stub tail at far end, putty white, 244m | CommScope® |  | FPX | Fiber patch panel ¦ with IFC cable
FPX-1FS7/02HU305 |  | Variant of FPX-PRE-TERMINATED-PANELS | FPX Fiber Optic Termination Panel with Indoor/Outdoor Cable, 1RU, 19in, Singlemode, 24 fiber, SC/UPC connectors, Stub tail at far end, putty white, 305m | CommScope® |  | FPX | Fiber patch panel ¦ with indoor/outdoor cable
FPX-24MPLDA6 |  | Variant of FPX-MODULES | FPX Fiber Optic MPO Module, Multimode Ultra 50/125 (OM3), 12 fiber LC adapter, left, putty white | CommScope® |  | FPX | Fiber module
FPX-24MPLQA6 |  | Variant of FPX-MODULES | FPX Fiber Optic MPO Module, Multimode OM4, 24 fiber LC adapter, left, putty white | CommScope® |  | FPX | Fiber module
FPX-1FSJ/02GU031 |  | Variant of FPX-PRE-TERMINATED-PANELS | FPX Fiber Optic Termination Panel with Armored Cable, 1RU, 19in, Singlemode, 24 fiber, SC/APC connectors, Stub tail at far end, putty white, 31m | CommScope® |  | FPX | Fiber patch panel ¦ with IFC cable
FPX-1FS7/02MU031 |  | Variant of FPX-PRE-TERMINATED-PANELS | FPX Fiber Optic Termination Panel with IFC Ribbon Cable, 1RU, 19in, Singlemode, 24 fiber, SC/UPC connectors, Stub tail at far end, putty white, 31m | CommScope® |  | FPX | Fiber patch panel ¦ with IFC cable
FPX-1FRA0J-120 |  | Variant of FPX-TERMINATION-SPLICE-PANELS | FPX Fiber Optic Termination Module, 1RU, 19in, Singlemode, 12 fiber, SC/APC Connector, putty white | CommScope® |  | FPX | Fiber patch panel
FPX-1FS7/02HU061 |  | Variant of FPX-PRE-TERMINATED-PANELS | FPX Fiber Optic Termination Panel with Indoor/Outdoor Cable, 1RU, 19in, Singlemode, 24 fiber, SC/UPC connectors, Stub tail at far end, putty white, 61m | CommScope® |  | FPX | Fiber patch panel ¦ with indoor/outdoor cable
FPX-1FSZ/04GR031 |  | Variant of FPX-PRE-TERMINATED-PANELS | FPX Fiber Optic Termination Panel with Armored Cable, 1RU, 19in, Singlemode, 48 fiber, LC/APC connectors, Stub tail at far end, putty white, 31m | CommScope® |  | FPX | Fiber patch panel ¦ with IFC cable
FPX-1FSZ/04GS031 |  | Variant of FPX-PRE-TERMINATED-PANELS | FPX Fiber Optic Termination Panel with Armored Cable, 1RU, 19in, Singlemode, 48 fiber, LC/APC connectors, Stub tail at far end, putty white, 31m | CommScope® |  | FPX | Fiber patch panel ¦ with IFC cable
FPX-1FSZ/04GU031 |  | Variant of FPX-PRE-TERMINATED-PANELS | FPX Fiber Optic Termination Panel with Armored Cable, 1RU, 19in, Singlemode, 48 fiber, LC/APC connectors, Stub tail at far end, putty white, 31m | CommScope® |  | FPX | Fiber patch panel ¦ with IFC cable
FPX-2FRA08-480 |  | Variant of FPX-TERMINATION-SPLICE-PANELS | FPX Fiber Optic Termination Module, 2RU, 19in, Singlemode, 48 fiber, LC/UPC Connector, putty white | CommScope® |  | FPX | Fiber patch panel
FPX-2FSJ/74AU023 |  | Variant of FPX-PRE-TERMINATED-PANELS | FPX Fiber Optic Termination Panel with IFC Stranded Cable, 2RU, 19in, Singlemode, 48 fiber, SC/APC connectors, Stub tail at far end, putty white, 23m | CommScope® |  | FPX | Fiber patch panel ¦ with OSP cable
FPX-2FRA08-720 |  | Variant of FPX-TERMINATION-SPLICE-PANELS | FPX Fiber Optic Termination Module, 2RU, 19in, Singlemode, 72 fiber, LC/UPC Connector, putty white | CommScope® |  | FPX | Fiber patch panel
FPX-2FS7/04FD077 |  | Variant of FPX-PRE-TERMINATED-PANELS | FPX Fiber Optic Termination Panel with IFC Stranded Plenem Cable, 2RU, 19in, Singlemode, 48 fiber, SC/UPC connectors, Stub tail at far end, putty white, 77m | CommScope® |  | FPX | Fiber patch panel ¦ with OSP cable
FPX-2FRP0Z-962 |  | Variant of FPX-TERMINATION-SPLICE-PANELS | FPX Fiber Optic Termination/Splice Module, 2RU, 19in, Singlemode, 96 fiber, LC/APC Connector, putty white | CommScope® |  | FPX | Fiber patch/splice panel
FPX-3FR000-000 |  | Variant of FPX-EMPTY-PANELS | FPX Fiber Optic Termination/Splice Module, unloaded, 3RU, 19in, putty white | CommScope® |  | FPX | Fiber patch/splice panel
FPX-2FRA08-960 |  | Variant of FPX-TERMINATION-SPLICE-PANELS | FPX Fiber Optic Termination Module, 2RU, 19in, Singlemode, 96 fiber, LC/UPC Connector, putty white | CommScope® |  | FPX | Fiber patch panel
FPX-3FRA07-720 |  | Variant of FPX-TERMINATION-SPLICE-PANELS | FPX Fiber Optic Termination Module, 3RU, 19in, Singlemode, 72 fiber, SC/UPC Connector, putty white | CommScope® |  | FPX | Fiber patch panel
FPX-2FRA09-480 |  | Variant of FPX-TERMINATION-SPLICE-PANELS | FPX Fiber Optic Termination Module, 2RU, 19in, Multimode, 48 fiber, SC Connector, putty white | CommScope® |  | FPX | Fiber patch panel
FPX-2FS7/04AR077 |  | Variant of FPX-PRE-TERMINATED-PANELS | FPX Fiber Optic Termination Panel with IFC Stranded Cable, 2RU, 19in, Singlemode, 48 fiber, SC/UPC connectors, Stub tail at far end, putty white, 77m | CommScope® |  | FPX | Fiber patch panel ¦ with OSP cable
FPX-2FS7/04HU153 |  | Variant of FPX-PRE-TERMINATED-PANELS | FPX Fiber Optic Termination Panel with Indoor/Outdoor Cable, 3RU, 19in, Singlemode, 48 fiber, SC/UPC connectors, Stub tail at far end, putty white, 153m | CommScope® |  | FPX | Fiber patch panel ¦ with indoor/outdoor cable
FPX-2FS7/04AU016 |  | Variant of FPX-PRE-TERMINATED-PANELS | FPX Fiber Optic Termination Panel with IFC Stranded Cable, 2RU, 19in, Singlemode, 48 fiber, SC/UPC connectors, Stub tail at far end, putty white, 16m | CommScope® |  | FPX | Fiber patch panel ¦ with IFC cable
FPX-3FRA08-1440 |  | Variant of FPX-TERMINATION-SPLICE-PANELS | FPX Fiber Optic Termination Module, 3RU, 19in, Singlemode, 144 fiber, LC/UPC Connector, putty white | CommScope® |  | FPX | Fiber patch panel
FPX-2FS7/04JU023 |  | Variant of FPX-PRE-TERMINATED-PANELS | FPX Fiber Optic Termination Panel with OSP Stranded Cable, 2RU, 19in, Singlemode, 48 fiber, SC/UPC connectors, Stub tail at far end, putty white, 23m | CommScope® |  | FPX | Fiber patch panel ¦ with IFC cable
FPX-2FRA0Z-720 |  | Variant of FPX-TERMINATION-SPLICE-PANELS | FPX Fiber Optic Termination Module, 2RU, 19in, Singlemode, 72 fiber, LC/APC Connector, putty white | CommScope® |  | FPX | Fiber patch panel
FPX-2FS7/04AU061 |  | Variant of FPX-PRE-TERMINATED-PANELS | FPX Fiber Optic Termination Panel with IFC Stranded Cable, 2RU, 19in, Singlemode, 48 fiber, SC/UPC connectors, Stub tail at far end, putty white, 61m | CommScope® |  | FPX | Fiber patch panel ¦ with IFC cable
FPX-2FS7/04RD061 |  | Variant of FPX-PRE-TERMINATED-PANELS | FPX Fiber Optic Termination Panel with Indoor/Outdoor Cable, 2RU, 19in, Singlemode, 48 fiber, SC/UPC connectors, Stub tail at far end, putty white, 61m | CommScope® |  | FPX | Fiber patch panel ¦ with indoor/outdoor cable
FPX-2FRAA6-960 |  | Variant of FPX-TERMINATION-SPLICE-PANELS | FPX Fiber Optic Termination Module, 2RU, 19in, Multimode, 96 fiber, LC Connector, putty white | CommScope® |  | FPX | Fiber patch panel
FPX-2FS7/04AU092 |  | Variant of FPX-PRE-TERMINATED-PANELS | FPX Fiber Optic Termination Panel with IFC Stranded Cable, 2RU, 19in, Singlemode, 48 fiber, SC/UPC connectors, Stub tail at far end, putty white, 92m | CommScope® |  | FPX | Fiber patch panel ¦ with OSP cable
FPX-2FS8/09AD023 |  | Variant of FPX-PRE-TERMINATED-PANELS | FPX Fiber Optic Termination Panel with IFC Stranded Cable, 2RU, 19in, Singlemode, 96 fiber, LC/UPC connectors, Stub tail at far end, putty white, 23m | CommScope® |  | FPX | Fiber patch panel ¦ with OSP cable
FPX-2FRJA6-962 |  | Variant of FPX-TERMINATION-SPLICE-PANELS | FPX Fiber Optic Termination Module, 2RU, 19in, Multimode, 96 fiber, LC Connector, putty white | CommScope® |  | FPX | Fiber patch panel
FPX-2FS8/09HU031 |  | Variant of FPX-PRE-TERMINATED-PANELS | FPX Fiber Optic Termination Panel with Indoor/Outdoor Cable, 2RU, 19in, Singlemode, 96 fiber, LC/UPC connectors, Stub tail at far end, putty white, 31m | CommScope® |  | FPX | Fiber patch panel ¦ with indoor/outdoor cable
FPX-3FS7/07MD023 |  | Variant of FPX-PRE-TERMINATED-PANELS | FPX Fiber Optic Termination Panel with IFC Ribbon Cable, 4RU, 19in, Singlemode, 72 fiber, SC/UPC connectors, Stub tail at far end, putty white, 23m | CommScope® |  | FPX | Fiber patch panel ¦ with IFC cable
FPX-3FRP08-1442 |  | Variant of FPX-TERMINATION-SPLICE-PANELS | FPX Fiber Optic Termination/Splice Module, 3RU, 19in, Singlemode, 144 fiber, LC/UPC Connector, putty white | CommScope® |  | FPX | Fiber patch/splice panel
FPX-3FSJ/07AU010 |  | Variant of FPX-PRE-TERMINATED-PANELS | FPX Fiber Optic Termination Panel with IFC Stranded Cable, 3RU, 19in, Singlemode, 72 fiber, SC/APC connectors, Stub tail at far end, putty white, 10m | CommScope® |  | FPX | Fiber patch panel ¦ with IFC cable
FPX-3FS7/07RU077 |  | Variant of FPX-PRE-TERMINATED-PANELS | FPX Fiber Optic Termination Panel with Indoor/Outdoor Cable, 3RU, 19in, Singlemode, 72 fiber, SC/UPC connectors, Stub tail at far end, putty white, 77m | CommScope® |  | FPX | Fiber patch panel ¦ with IFC cable
FPX-3FSJ/07AU023 |  | Variant of FPX-PRE-TERMINATED-PANELS | FPX Fiber Optic Termination Panel with IFC Stranded Cable, 5RU, 19in, Singlemode, 72 fiber, SC/APC connectors, Stub tail at far end, putty white, 23m | CommScope® |  | FPX | Fiber patch panel ¦ with IFC cable
FPX-3FS7/07HU061 |  | Variant of FPX-PRE-TERMINATED-PANELS | FPX Fiber Optic Termination Panel with Indoor/Outdoor Cable, 3RU, 19in, Singlemode, 72 fiber, SC/UPC connectors, Stub tail at far end, putty white, 61m | CommScope® |  | FPX | Fiber patch panel ¦ with IFC cable
FPX-3FRR08-1443 |  | Variant of FPX-TERMINATION-SPLICE-PANELS | FPX Fiber Optic Termination/Splice Module, 3RU, 19in, Singlemode, 144 fiber, LC/UPC Connector, putty white | CommScope® |  | FPX | Fiber patch/splice panel
FPX-3FRR0Z-1443 |  | Variant of FPX-TERMINATION-SPLICE-PANELS | FPX Fiber Optic Termination/Splice Module, 3RU, 19in, Singlemode, 144 fiber, LC/APC Connector, putty white | CommScope® |  | FPX | Fiber patch/splice panel
FPX-3FSJ/07AU092 |  | Variant of FPX-PRE-TERMINATED-PANELS | FPX Fiber Optic Termination Panel with IFC Stranded Cable, 3RU, 19in, Singlemode, 72 fiber, SC/APC connectors, Stub tail at far end, putty white, 92m | CommScope® |  | FPX | Fiber patch panel ¦ with IFC cable
FPX-3FS8/0AHU031 |  | Variant of FPX-PRE-TERMINATED-PANELS | FPX Fiber Optic Termination Panel with Indoor/Outdoor Cable, 3RU, 19in, Singlemode, 144 fiber, LC/UPC connectors, Stub tail at far end, putty white, 31m | CommScope® |  | FPX | Fiber patch panel ¦ with IFC cable
FPX-3FSZ/0AJS031 |  | Variant of FPX-PRE-TERMINATED-PANELS | FPX Fiber Optic Termination Panel with OSP Stranded Cable, 3RU, 19in, Singlemode, 144 fiber, LC/APC connectors, Stub tail at far end, putty white, 31m | CommScope® |  | FPX | Fiber patch panel ¦ with OSP cable
FPX-24MPLS0Z |  | Variant of FPX-MODULES | FPX Fiber Optic MPO Module, Singlemode OS2, 24 fiber LC/APC adapter, left, putty white | CommScope® |  | FPX | Fiber module
FPX-1FS701AU092 |  | Variant of FPX-PRE-TERMINATED-PANELS | FPX Fiber Optic Termination Panel with IFC Stranded Cable, 1RU, 19in, Singlemode, 12 fiber, SC/UPC connectors, Stub tail at far end, putty white, 92m | CommScope® |  | FPX | Fiber patch panel ¦ with IFC cable
FPX-5FRA08-2880 |  | Variant of FPX-TERMINATION-SPLICE-PANELS | FPX Fiber Optic Termination Module, 5RU, 19in, Singlemode, 288 fiber, LC/UPC Connector, putty white | CommScope® |  | FPX | Fiber patch panel
FPX-4FSJ/09AU092 |  | Variant of FPX-PRE-TERMINATED-PANELS | FPX Fiber Optic Termination Panel with IFC Stranded Cable, 4RU, 19in, Singlemode, 96 fiber, SC/APC connectors, Stub tail at far end, putty white, 92m | CommScope® |  | FPX | Fiber patch panel ¦ with IFC cable
FPX-1FS8/02FU061 |  | Variant of FPX-PRE-TERMINATED-PANELS | FPX Fiber Optic Termination Panel with IFC Stranded Plenem Cable, 1RU, 19in, Singlemode, 24 fiber, LC/UPC connectors, Stub tail at far end, putty white, 61m | CommScope® |  | FPX | Fiber patch panel ¦ with IFC cable
FPX-4FR000-000 |  | Variant of FPX-TERMINATION-SPLICE-PANELS | FPX Fiber Optic Termination/Splice Module, unloaded, 4RU, 19in, putty white | CommScope® |  | FPX | Fiber patch/splice panel
FPX-4FS7/09FU092 |  | Variant of FPX-PRE-TERMINATED-PANELS | FPX Fiber Optic Termination Panel with IFC Stranded Plenem Cable, 4RU, 19in, Singlemode, 96 fiber, SC/UPC connectors, Stub tail at far end, putty white, 92m | CommScope® |  | FPX | Fiber patch panel ¦ with IFC cable
FPX-5FRA09-1440 |  | Variant of FPX-TERMINATION-SPLICE-PANELS | FPX Fiber Optic Termination Module, 5RU, 19in, Multimode, 144 fiber, SC Connector, putty white | CommScope® |  | FPX | Fiber patch panel
FPX-5FRR08-2883 |  | Variant of FPX-TERMINATION-SPLICE-PANELS | FPX Fiber Optic Termination/Splice Module, 5RU, 19in, Singlemode, 288 fiber, LC/UPC Connector, putty white | CommScope® |  | FPX | Fiber patch panel
FPX-4FSJ/09GS023 |  | Variant of FPX-PRE-TERMINATED-PANELS | FPX Fiber Optic Termination Panel with Armored Cable, 4RU, 19in, Singlemode, 96 fiber, SC/APC connectors, Stub tail at far end, putty white, 23m | CommScope® |  | FPX | Fiber patch panel ¦ with IFC cable
FPX-5FRA0J-1440 |  | Variant of FPX-TERMINATION-SPLICE-PANELS | FPX Fiber Optic Termination Module, 5RU, 19in, Singlemode, 144 fiber, SC/APC Connector, putty white | CommScope® |  | FPX | Fiber patch panel
FPX-4FS7/09GU061 |  | Variant of FPX-PRE-TERMINATED-PANELS | FPX Fiber Optic Termination Panel with Armored Cable, 4RU, 19in, Singlemode, 96 fiber, SC/UPC connectors, Stub tail at far end, putty white, 61m | CommScope® |  | FPX | Fiber patch panel ¦ with IFC cable
FPX-5FRP07-1441 |  | Variant of FPX-TERMINATION-SPLICE-PANELS | FPX Fiber Optic Termination/Splice Module, 5RU, 19in, Singlemode, 144 fiber, SC/UPC Connector, putty white | CommScope® |  | FPX | Fiber patch/splice panel
FPX-4FS7/09AU016 |  | Variant of FPX-PRE-TERMINATED-PANELS | FPX Fiber Optic Termination Panel with IFC Stranded Cable, 4RU, 19in, Singlemode, 96 fiber, SC/UPC connectors, Stub tail at far end, putty white, 16m | CommScope® |  | FPX | Fiber patch panel ¦ with IFC cable
FPX-5FRR0Z-2883 |  | Variant of FPX-TERMINATION-SPLICE-PANELS | FPX Fiber Optic Termination/Splice Module, 5RU, 19in, Singlemode, 288 fiber, LC/APC Connector, putty white | CommScope® |  | FPX | Fiber patch panel
FPX-4FS7/09HU031 |  | Variant of FPX-PRE-TERMINATED-PANELS | FPX Fiber Optic Termination Panel with Indoor/Outdoor Cable, 4RU, 19in, Singlemode, 96 fiber, SC/UPC connectors, Stub tail at far end, putty white, 31m | CommScope® |  | FPX | Fiber patch panel ¦ with indoor/outdoor cable
FPX-4FS7/09AU023 |  | Variant of FPX-PRE-TERMINATED-PANELS | FPX Fiber Optic Termination Panel with IFC Stranded Cable, 4RU, 19in, Singlemode, 96 fiber, SC/UPC connectors, Stub tail at far end, putty white, 23m | CommScope® |  | FPX | Fiber patch panel ¦ with IFC cable
FPX-4FS7/09HU061 |  | Variant of FPX-PRE-TERMINATED-PANELS | FPX Fiber Optic Termination Panel with Indoor/Outdoor Cable, 4RU, 19in, Singlemode, 96 fiber, SC/UPC connectors, Stub tail at far end, putty white, 61m | CommScope® |  | FPX | Fiber patch panel ¦ with indoor/outdoor cable
FPX-5FRP08-2882 |  | Variant of FPX-TERMINATION-SPLICE-PANELS | FPX Fiber Optic Termination/Splice Module, 5RU, 19in, Singlemode, 288 fiber, LC/UPC Connector, putty white | CommScope® |  | FPX | Fiber patch/splice panel
FPX-4FS7/09HU153 |  | Variant of FPX-PRE-TERMINATED-PANELS | FPX Fiber Optic Termination Panel with Indoor/Outdoor Cable, 4RU, 19in, Singlemode, 96 fiber, SC/UPC connectors, Stub tail at far end, putty white, 153m | CommScope® |  | FPX | Fiber patch panel ¦ with indoor/outdoor cable
FPX-4FSJ/09AU023 |  | Variant of FPX-PRE-TERMINATED-PANELS | FPX Fiber Optic Termination Panel with IFC Stranded Cable, 4RU, 19in, Singlemode, 96 fiber, SC/APC connectors, Stub tail at far end, putty white, 23m | CommScope® |  | FPX | Fiber patch panel ¦ with IFC cable
FPX-4FS7/09AU046 |  | Variant of FPX-PRE-TERMINATED-PANELS | FPX Fiber Optic Termination Panel with IFC Stranded Cable, 4RU, 19in, Singlemode, 96 fiber, SC/UPC connectors, Stub tail at far end, putty white, 46m | CommScope® |  | FPX | Fiber patch panel ¦ with IFC cable
FPX-24MPRS08 |  | Variant of FPX-MODULES | FPX Fiber Optic MPO Module, Singlemode OS2, 24 fiber LC/UPC adapter, right, putty white | CommScope® |  | FPX | Fiber module
FPX-5FS7/0AAU077 |  | Variant of FPX-PRE-TERMINATED-PANELS | FPX Fiber Optic Termination Panel with IFC Stranded Cable, 5RU, 19in, Singlemode, 144 fiber, SC/UPC connectors, Stub tail at far end, putty white, 77m | CommScope® |  | FPX | Fiber patch panel ¦ with IFC cable
FPX-5FSJ/0AAU031 |  | Variant of FPX-PRE-TERMINATED-PANELS | FPX Fiber Optic Termination Panel with IFC Stranded Cable, 5RU, 19in, Singlemode, 144 fiber, SC/APC connectors, Stub tail at far end, putty white, 31m | CommScope® |  | FPX | Fiber patch panel ¦ with IFC cable
FPX-4FRA07-480 |  | Variant of FPX-TERMINATION-SPLICE-PANELS | FPX Fiber Optic Termination Module, 4RU, 19in, Singlemode, 48 fiber, SC/UPC Connector, putty white | CommScope® |  | FPX | Fiber patch panel
FPX-AF-12APR0JSP3 |  | Variant of FPX-ADAPTER-PACKS | FPX Fiber Optic Adapter Pack with 3m Stranded Pigtail, Singlemode, 12 fiber, SC/APC adapter, right, green, putty white |  |  | FPX | Fiber adapter pack with pigtails
FPX-5FS7/0ARU092 |  | Variant of FPX-PRE-TERMINATED-PANELS | FPX Fiber Optic Termination Panel with Indoor/Outdoor Cable, 5RU, 19in, Singlemode, 144 fiber, SC/UPC connectors, Stub tail at far end, putty white, 92m | CommScope® |  | FPX | Fiber patch panel ¦ with indoor/outdoor cable
FPX-4FSJ/09GU031 |  | Variant of FPX-PRE-TERMINATED-PANELS | FPX Fiber Optic Termination Panel with Armored Cable, 4RU, 19in, Singlemode, 96 fiber, SC/APC connectors, Stub tail at far end, putty white, 31m | CommScope® |  | FPX | Fiber patch panel ¦ with IFC cable
FPX-5FS7/0AAU092 |  | Variant of FPX-PRE-TERMINATED-PANELS | FPX Fiber Optic Termination Panel with IFC Stranded Cable, 5RU, 19in, Singlemode, 144 fiber, SC/UPC connectors, Stub tail at far end, putty white, 92m | CommScope® |  | FPX | Fiber patch panel ¦ with IFC cable
FPX-5FSJ/0AGU031 |  | Variant of FPX-PRE-TERMINATED-PANELS | FPX Fiber Optic Termination Panel with Armored Cable, 5RU, 19in, Singlemode, 144 fiber, SC/APC connectors, Stub tail at far end, putty white, 31m | CommScope® |  | FPX | Fiber patch panel ¦ with IFC cable
FPX-AF-24APL06 |  | Variant of FPX-ADAPTER-PACKS | FPX Fiber Optic Adapter Pack Only, Multimode, 24 fiber, LC/UPC adapter, left, beige, putty white |  |  | FPX | Fiber adapter pack
FPX-5FS7/0ARU305 |  | Variant of FPX-PRE-TERMINATED-PANELS | FPX Fiber Optic Termination Panel with Indoor/Outdoor Cable, 5RU, 19in, Singlemode, 144 fiber, SC/UPC connectors, Stub tail at far end, putty white, 305m | CommScope® |  | FPX | Fiber patch panel ¦ with indoor/outdoor cable
FPX-AF-12APL07SP3 |  | Variant of FPX-ADAPTER-PACKS | FPX Fiber Optic Adapter Pack with 3m Stranded Pigtail, Singlemode, 12 fiber, SC/UPC adapter, left, blue, putty white |  |  | FPX | Fiber adapter pack with pigtails
FPX-2FR000-000 |  | Variant of FPX-EMPTY-PANELS | FPX Fiber Optic Termination/Splice Module, unloaded, 2RU, 19in, putty white | CommScope® |  | FPX | Fiber patch/splice panel
FPX-AF-24APL08 |  | Variant of FPX-ADAPTER-PACKS | FPX Fiber Optic Adapter Pack Only, Singlemode, 24 fiber, LC/UPC adapter, left, blue, putty white |  |  | FPX | Fiber adapter pack
FPX-5FS8/0HAD031 |  | Variant of FPX-PRE-TERMINATED-PANELS | FPX Fiber Optic Termination Panel with IFC Stranded Cable, 5RU, 19in, Singlemode, 288 fiber, LC/UPC connectors, Stub tail at far end, putty white, 31m | CommScope® |  | FPX | Fiber patch panel ¦ with IFC cable
FPX-9FS7/0CRU016 |  | Variant of FPX-PRE-TERMINATED-PANELS | FPX Fiber Optic Termination Panel with Indoor/Outdoor Cable, 9RU, 19in, Singlemode, 216 fiber, SC/UPC connectors, Stub tail at far end, putty white, 16m | CommScope® |  | FPX | Fiber patch panel ¦ with indoor/outdoor cable
FPX-5FS8/0HAU077 |  | Variant of FPX-PRE-TERMINATED-PANELS | FPX Fiber Optic Termination Panel with IFC Stranded Cable, 5RU, 19in, Singlemode, 288 fiber, LC/UPC connectors, Stub tail at far end, putty white, 77m | CommScope® |  | FPX | Fiber patch panel ¦ with IFC cable
FPX-AF-24APL0Z |  | Variant of FPX-ADAPTER-PACKS | FPX Fiber Optic Adapter Pack Only, Singlemode, 24 fiber, LC/APC (2F/LC) adapter, left, green, putty white |  |  | FPX | Fiber adapter pack
FPX-9FS7/0CRU031 |  | Variant of FPX-PRE-TERMINATED-PANELS | FPX Fiber Optic Termination Panel with Indoor/Outdoor Cable, 9RU, 19in, Singlemode, 216 fiber, SC/UPC connectors, Stub tail at far end, putty white, 31m | CommScope® |  | FPX | Fiber patch panel ¦ with indoor/outdoor cable
FPX-5FS8/0HHU031 |  | Variant of FPX-PRE-TERMINATED-PANELS | FPX Fiber Optic Termination Panel with Indoor/Outdoor Cable, 5RU, 19in, Singlemode, 288 fiber, LC/UPC connectors, Stub tail at far end, putty white, 31m | CommScope® |  | FPX | Fiber patch panel ¦ with indoor/outdoor cable
FPX-AF-12APR0J |  | Variant of FPX-ADAPTER-PACKS | FPX Fiber Optic Adapter Pack Only, Singlemode, 12 fiber, SC/APC adapter, right, green, putty white |  |  | FPX | Fiber adapter pack
FPX-AF-24APR08 |  | Variant of FPX-ADAPTER-PACKS | FPX Fiber Optic Adapter Pack Only, Singlemode, 24 fiber, LC/UPC adapter, right, blue, putty white |  |  | FPX | Fiber adapter pack
FPX-4FRA07-960 |  | Variant of FPX-TERMINATION-SPLICE-PANELS | FPX Fiber Optic Termination Module, 5RU, 19in, Singlemode, 96 fiber, SC/UPC Connector, putty white | CommScope® |  | FPX | Fiber patch panel
FPXB-1FS7/01HU153 |  | Variant of FPX-PRE-TERMINATED-PANELS | FPX Fiber Optic Termination Panel with Indoor/Outdoor Cable, 1RU, 19in, Singlemode, 12 fiber, SC/UPC connectors, Stub tail at far end, black, 153m | CommScope® |  | FPX | Fiber patch panel ¦ with indoor/outdoor cable
FPX-AF-24APR08SP3 |  | Variant of FPX-ADAPTER-PACKS | FPX Fiber Optic Adapter Pack with 3m Stranded Pigtail, Singlemode, 24 fiber, LC/UPC adapter, right, green, putty white |  |  | FPX | Fiber adapter pack with pigtails
FPX-AF-24APR0Z |  | Variant of FPX-ADAPTER-PACKS | FPX Fiber Optic Adapter Pack Only, Singlemode, 24 fiber, LC/UPC adapter, right, green, putty white |  |  | FPX | Fiber adapter pack
FPXB-1FS7/01HU183 |  | Variant of FPX-PRE-TERMINATED-PANELS | FPX Fiber Optic Termination Panel with Indoor/Outdoor Cable, 1RU, 19in, Singlemode, 12 fiber, SC/UPC connectors, Stub tail at far end, black, 183m | CommScope® |  | FPX | Fiber patch panel ¦ with indoor/outdoor cable
FPX-4FSJ/09HU023 |  | Variant of FPX-PRE-TERMINATED-PANELS | FPX Fiber Optic Termination Panel with Indoor/Outdoor Cable, 4RU, 19in, Singlemode, 96 fiber, SC/APC connectors, Stub tail at far end, putty white, 23m | CommScope® |  | FPX | Fiber patch panel ¦ with IFC cable
CHD-SPLICE-CASSETTES |  | Base Product | CHD Splice Cassettes are 12f splice cassettes available in stranded or ribbon fiber for use with CHD panels | CommScope® |  | CHD | Fiber cassette
EHD-PANELS |  | Base Product | EHD Fiber Termination Panel available in 1U, 2U and 4U sliding configurations | CommScope® |  | EHD | Fiber patch panel |  | Discontinued
EHD-SPLICE-CASSETTES |  | Base Product | EHD splice cassettes are 24 fiber cassettes that can be used with EHD and CHD panels. Available in either stranded or ribbon fiber | CommScope® | SYSTIMAX ULL |  | Fiber cassette with ribbon pigtail
G2-ADAPTER-PACKS |  | Base Product | G2 Adapter Packs fit into any AGL, G2 EPX, HD or UD panels offering density from 96f LC to 144f LC (UD) per RU adding flexibility to any configuration | CommScope® |  | G2 | Fiber adapter pack
G2-CARTRIDGES |  | Base Product | 360G2 Cartridge for use with HD Patch/Splice panels | CommScope® |  | G2 | Fiber cassette
G2-SPLICE-CASSETTES |  | Base Product | G2 Splice Cassettes fit into any AGL, G2 EPX, HD or UD panels offering density from 96f LC to 144f LC (UD) per RU adding flexibility to any configuration | CommScope® |  |  | Fiber cassette
LGX/1000-MODULES |  | Base Product | ReadyPATCH® modules for use with SD panels, EPX-PNL panels and WB2-PNL wall boxes | CommScope® |  | LGX | Fiber module
LGX/1000-SPLICE-CASSETTES |  | Base Product | Splice Cassettes for use with EPX-PNL panels and WB2-PNL wall boxes. Available with or without pigtails | CommScope® |  |  | Fiber cassette
PROPEL-ADAPTER-PACKS |  | Base Product | Four sizes of interchangeable Propel fiber pass-through adapter packs provide the breadth of capabilities for virtually any configuration. | CommScope® | Propel | PPL | Fiber adapter pack
PROPEL-PANELS |  | Base Product | Propel Series Sliding Fiber Optic Panels for holding Propel modules, adapter packs and splice cassettes | CommScope® | Propel | PPL | Fiber patch panel
SD-PANELS |  | Base Product | Standard Density (SD) Fiber Panel accepts LGX/1000 style modules, adapter packs and splice cassettes. Available in 1U, 2U or 4U fixed or sliding configurations | CommScope® |  | SD | Fiber patch panel |  | Discontinued
UD-PANELS |  | Base Product | Ultra High Density Panel modular cassette panel available in 2U or 4U fixed or sliding configurations | CommScope® |  | UD | Fiber patch panel
RAPID-FIBER-PANELS |  | Base Product | Rapid Fiber Panels are available with SC or LC connectors on the front, singlemode or multimode, and Indoor/Outdoor or Plenum cable with single fiber breakouts (SC or LC), MPO’s or stub on the far-end. | CommScope® | RapidFiber® | RCP | Fiber patch panel ¦ with rapid cable
RAPID-FIBER-CONNECT-GPU-PANELS |  | Base Product | Rapid Fiber Connect GPU Cabinet Panels for AI Datacenter | CommScope® | Rapid Fiber Connect™ |  | Panel assembly
RAPID-FIBER-CONNECT-SWITCH-PANELS |  | Base Product | Rapid Fiber Connect Switch Cabinet Panels for AI Datacenter | CommScope® | Rapid Fiber Connect™ |  | Panel assembly
FPS-FMTSP-CJJ02 |  | Variant | FMT Fiber Optic Splitter Patch Panel, 1U, 19 in, 1x16 splitter, SC/APC splitter and output connect., 2 splitters |  |  | FMT | Splitter patch panel
760262479 | PPL-SH-8AU-8AP-4X4-SM-BEU | Variant of PROPEL-MODULES | Propel ULL Singlemode MPO-8 4x4 Shuffle Module, 4x8f MPO/APC non-pinned rear to 4X8f MPO/APC pinned front | CommScope® | Propel | PPL | Fiber module
760262941 | MFPS-KHD-P-CQS2-48-30-OF | Variant of MFPS-PANELS | MFPS Fiber Optic panel, 1RU, 48 fibers/RU, pre-cabled I/O LSZH, 30m, front patch cords orientation to the right, 48 SC/APC, grade C | CommScope® |  | MFPS | Fiber patch panel ¦ with indoor/outdoor cable
760263034 | PPL-SH-8AP-8AP-222-SM-BEU | Variant of PROPEL-MODULES | Propel ULL Singlemode MPO-8 2x2 Shuffle Module, 4x8f MPO/APC pinned rear to 4X8f MPO/APC pinned front, Key Up/Key Up adapters | CommScope® | Propel | PPL | Fiber module
XP-CMJ/00AS0460000 |  | Variant of XPND-CABLED-MODULES | CommScope XPND Cabled Module 12 Stranded, indoor/outdoor, SC APC - STUB, 46M |  | CommScope XPND™ | XPND | Fiber cabled module
XP-CMJ/00AS0770000 |  | Variant of XPND-CABLED-MODULES | CommScope XPND Cabled Module 12 Stranded, indoor/outdoor, SC APC - STUB, 77M |  | CommScope XPND™ | XPND | Fiber cabled module
XP-CMJ/00BS0310000 |  | Variant of XPND-CABLED-MODULES | CommScope XPND Cabled Module 24 Stranded, indoor/outdoor, SC APC - STUB, 31M |  | CommScope XPND™ | XPND | Fiber cabled module
XP-CMJ/00BS0460000 |  | Variant of XPND-CABLED-MODULES | CommScope XPND Cabled Module 24 Stranded, indoor/outdoor, SC APC - STUB, 46M |  | CommScope XPND™ | XPND | Fiber cabled module
XP-CMJ/00BS0610000 |  | Variant of XPND-CABLED-MODULES | CommScope XPND Cabled Module 24 Stranded, indoor/outdoor, SC APC - STUB, 61M |  | CommScope XPND™ | XPND | Fiber cabled module
XP-CMJ/00CS0160000 |  | Variant of XPND-CABLED-MODULES | CommScope XPND Cabled Module 48 Stranded, indoor/outdoor, SC APC - STUB, 16M |  | CommScope XPND™ | XPND | Fiber cabled module
XP-CMJ/00CS0310000 |  | Variant of XPND-CABLED-MODULES | CommScope XPND Cabled Module 48 Stranded, indoor/outdoor, SC APC - STUB, 31M |  | CommScope XPND™ | XPND | Fiber cabled module
XP-CMJ/00CS0610000 |  | Variant of XPND-CABLED-MODULES | CommScope XPND Cabled Module 48 Stranded, indoor/outdoor, SC APC - STUB, 61M |  | CommScope XPND™ | XPND | Fiber cabled module
XP-CMJ/00CS0920000 |  | Variant of XPND-CABLED-MODULES | CommScope XPND Cabled Module 48 Stranded, indoor/outdoor, SC APC - STUB, 92M |  | CommScope XPND™ | XPND | Fiber cabled module
XP-CMJ/00DS0310000 |  | Variant of XPND-CABLED-MODULES | CommScope XPND Cabled Module 72 Stranded, indoor/outdoor, SC APC - STUB, 31M |  | CommScope XPND™ | XPND | Fiber cabled module
XP-CMJ/00DS0460000 |  | Variant of XPND-CABLED-MODULES | CommScope XPND Cabled Module 72 Stranded, indoor/outdoor, SC APC - STUB, 46M |  | CommScope XPND™ | XPND | Fiber cabled module
XP-CMJ/00FR0160000 |  | Variant of XPND-CABLED-MODULES | CommScope XPND Cabled Module 144 Rollable Ribbon, indoor/outdoor, SC APC - STUB, 16M |  | CommScope XPND™ | XPND | Fiber cabled module
XP-CMJ/00FR0610000 |  | Variant of XPND-CABLED-MODULES | CommScope XPND Cabled Module 144 Rollable Ribbon, indoor/outdoor, SC APC - STUB, 61M |  | CommScope XPND™ | XPND | Fiber cabled module
XP-CMJ/00FR0770000 |  | Variant of XPND-CABLED-MODULES | CommScope XPND Cabled Module 144 Rollable Ribbon, indoor/outdoor, SC APC - STUB, 77M |  | CommScope XPND™ | XPND | Fiber cabled module
XP-CMJ/00FS0310000 |  | Variant of XPND-CABLED-MODULES | CommScope XPND Cabled Module 144 Stranded, indoor/outdoor, SC APC - STUB, 31M |  | CommScope XPND™ | XPND | Fiber cabled module
XP-CMJ/00FS0460000 |  | Variant of XPND-CABLED-MODULES | CommScope XPND Cabled Module 144 Stranded, indoor/outdoor, SC APC - STUB, 46M |  | CommScope XPND™ | XPND | Fiber cabled module
XP-CMJ/00FS0920000 |  | Variant of XPND-CABLED-MODULES | CommScope XPND Cabled Module 144 Stranded, indoor/outdoor, SC APC - STUB, 92M |  | CommScope XPND™ | XPND | Fiber cabled module
XP-CMM/00BS0160000 |  | Variant of XPND-CABLED-MODULES | CommScope XPND Cabled Module 24 Stranded, indoor/outdoor, LC APC - STUB, 16M |  | CommScope XPND™ | XPND | Fiber cabled module
XP-CMM/00BS0770000 |  | Variant of XPND-CABLED-MODULES | CommScope XPND Cabled Module 24 Stranded, indoor/outdoor, LC APC - STUB, 77M |  | CommScope XPND™ | XPND | Fiber cabled module
XP-CMM/00CS0160000 |  | Variant of XPND-CABLED-MODULES | CommScope XPND Cabled Module 48 Stranded, indoor/outdoor, LC APC - STUB, 16M |  | CommScope XPND™ | XPND | Fiber cabled module
XP-CMM/00CS0460000 |  | Variant of XPND-CABLED-MODULES | CommScope XPND Cabled Module 48 Stranded, indoor/outdoor, LC APC - STUB, 46M |  | CommScope XPND™ | XPND | Fiber cabled module
XP-CMM/00CS0610000 |  | Variant of XPND-CABLED-MODULES | CommScope XPND Cabled Module 48 Stranded, indoor/outdoor, LC APC - STUB, 61M |  | CommScope XPND™ | XPND | Fiber cabled module
XP-CMM/00CS0770000 |  | Variant of XPND-CABLED-MODULES | CommScope XPND Cabled Module 48 Stranded, indoor/outdoor, LC APC - STUB, 77M |  | CommScope XPND™ | XPND | Fiber cabled module
XP-CMM/00ES0310000 |  | Variant of XPND-CABLED-MODULES | CommScope XPND Cabled Module 96 Stranded, indoor/outdoor, LC APC - STUB, 31M |  | CommScope XPND™ | XPND | Fiber cabled module
XP-CMM/00ES0770000 |  | Variant of XPND-CABLED-MODULES | CommScope XPND Cabled Module 96 Stranded, indoor/outdoor, LC APC - STUB, 77M |  | CommScope XPND™ | XPND | Fiber cabled module
XP-CMM/00FR0460000 |  | Variant of XPND-CABLED-MODULES | CommScope XPND Cabled Module 144 Rollable Ribbon, indoor/outdoor, LC APC - STUB, 46M |  | CommScope XPND™ | XPND | Fiber cabled module
XP-CMM/00FR0920000 |  | Variant of XPND-CABLED-MODULES | CommScope XPND Cabled Module 144 Rollable Ribbon, indoor/outdoor, LC APC - STUB, 92M |  | CommScope XPND™ | XPND | Fiber cabled module
XP-CMM/00FS0610000 |  | Variant of XPND-CABLED-MODULES | CommScope XPND Cabled Module 144 Stranded, indoor/outdoor, LC APC - STUB, 61M |  | CommScope XPND™ | XPND | Fiber cabled module
760263036 | PPL-SH-8AP-8AP-4x4-SM-BEU | Variant of PROPEL-MODULES | Propel ULL Singlemode MPO-8 4x4 Shuffle Module, 4x8f MPO/APC pinned rear to 4X8f MPO/APC pinned front | CommScope® | Propel | PPL | Fiber module
760262514 | PPL-SH-8AU-8AP-222-OM4-BEU | Variant of PROPEL-MODULES | Propel ULL Multimode OM4 MPO-8 2x2 Shuffle Module, 4x8f MPO/APC non-pinned rear to 4X8f MPO/APC pinned front | CommScope® | Propel | PPL | Fiber module
XP-RR8/M2A1M060016 |  | Variant of XPND-RAPID-REEL-MODULES | CommScope XPND Rapid Reel Cassette 24F, LC/UPC to 2-MPO12, Polarity A, 16M |  | CommScope XPND™ | XPND | Fiber cabled module
XP-RR8/M2A1M060092 |  | Variant of XPND-RAPID-REEL-MODULES | CommScope XPND Rapid Reel Cassette 24F, LC/UPC to 2-MPO12, Polarity A, 92M |  | CommScope XPND™ | XPND | Fiber cabled module
XP-RR8/F8A1PSA1016 |  | Variant of XPND-RAPID-REEL-MODULES | CommScope XPND Rapid Reel Cassette 24F, LC/UPC to LC/UPC, Polarity A, 16M |  | CommScope XPND™ | XPND | Fiber cabled module
XP-RR8/F8A1PSA1031 |  | Variant of XPND-RAPID-REEL-MODULES | CommScope XPND Rapid Reel Cassette 24F, LC/UPC to LC/UPC, Polarity A, 31M |  | CommScope XPND™ | XPND | Fiber cabled module
XP-RR8/F8A1PSA1092 |  | Variant of XPND-RAPID-REEL-MODULES | CommScope XPND Rapid Reel Cassette 24F, LC/UPC to LC/UPC, Polarity A, 92M |  | CommScope XPND™ | XPND | Fiber cabled module
XP-RR7/FJA1PSA1016 |  | Variant of XPND-RAPID-REEL-MODULES | CommScope XPND Rapid Reel Cassette 12F, SC/UPC to SC/APC, Polarity A, 16M |  | CommScope XPND™ | XPND | Fiber cabled module
XP-RR7/FJA1PSA1031 |  | Variant of XPND-RAPID-REEL-MODULES | CommScope XPND Rapid Reel Cassette 12F, SC/UPC to SC/APC, Polarity A, 31M |  | CommScope XPND™ | XPND | Fiber cabled module
XP-RR7/F7A1PSA1016 |  | Variant of XPND-RAPID-REEL-MODULES | CommScope XPND Rapid Reel Cassette 12F, SC/UPC to SC/UPC, Polarity A, 16M |  | CommScope XPND™ | XPND | Fiber cabled module
760260203 | PPL-DM-24AP-24LC-SM-AS | Variant of PROPEL-MODULES | Propel ULL Singlemode MPO-24 Distribution Module, 12 duplex LC to 1X24f MPO/APC pinned, Method A Straight | CommScope® | Propel | PPL | Fiber module
RCPB-1C2DUM06100 |  | Variant of RAPID-FIBER-PANELS | RapidFiber® Termination Panel, 24-Position LC to MPO, 1RU, indoor/outdoor, multimode (OM4), 61 m, black | CommScope® | RapidFiber® | RCP | Fiber patch panel ¦ with rapid cable
RCPB-1C2DUM09200 |  | Variant of RAPID-FIBER-PANELS | RapidFiber® Termination Panel, 24-Position LC to MPO, 1RU, indoor/outdoor, multimode (OM4), 92 m, black | CommScope® | RapidFiber® | RCP | Fiber patch panel ¦ with rapid cable
760262615 | RFC6U069126G6XBCQPF-DC7-XXX-XXX | Variant of RAPID-FIBER-CONNECT-SWITCH-PANELS | RFC Panel for Switch Cabinet, 6RU, Mass Insert MMC16 Un-pinned input, MPO8 Un-pinned output | CommScope® | Rapid Fiber Connect™ |  | Fiber patch panel ¦ with indoor cable
XP-CMM/00FR0160000 |  | Variant of XPND-CABLED-MODULES | CommScope XPND Cabled Module 144 Rollable Ribbon, indoor/outdoor, LC APC - STUB, 16M |  | CommScope XPND™ | XPND | Fiber cabled module
760253425 | FD-8-1U-B-WB-WF | Variant of FD-PANELS | 1RU patch panel which interfaces with 12 MPO-8 ports breaking out into 12 x 4 LC duplex ports. The shuttered LC ports are front facing, with the MPO ports facing the rear. OM5, Enhanced Method B. With clear color labeling on front and rear side for easy and correct mapping and patching. | CommScope® |  | FD | Fiber patch panel
XP-RRM/M2A1M060031 |  | Variant of XPND-RAPID-REEL-MODULES | CommScope XPND Rapid Reel Cassette 24F, LC/APC to 2-MPO12, Polarity A, 31M |  | CommScope XPND™ | XPND | Fiber cabled module
XP-MPA0128 |  | Variant of XPND-MPO-MODULES | MPO Module, singlemode, LC/UPC-MPO, 2x12, 24 fiber, Method A (Straight) | CommScope® | CommScope XPND™ | XPND | Fiber module
XP-MPA012M |  | Variant of XPND-MPO-MODULES | MPO Module, singlemode, LC/APC-MPO, 2x12, 24 fiber, Method A (Straight) | CommScope® | CommScope XPND™ | XPND | Fiber module
XP-MPBE126 |  | Variant of XPND-MPO-MODULES | MPO Module, multimode OM4, LC-MPO, 2x12, 24 fiber, Method B Enhanced (Method U2) | CommScope® | CommScope XPND™ | XPND | Fiber module
XP-MPBE088 |  | Variant of XPND-MPO-MODULES | MPO Module, singlemode, LC/UPC-MPO, 3x8, 24 fiber, Method B Enhanced (Method U2) | CommScope® | CommScope XPND™ | XPND | Fiber module
212855-000 | OCFPS1U-DMQ1204L2-SUBU23 | Variant | OCFPS Fiber Optic DWDM Panel, mux, 40 channels, 1561.42 nm starting wavelength, 100 GHz channel spacing, upgrade port, LC/APC, 1U, 19 in, gray |  |  | OCFPS | DWDM patch panel
2153211-3 |  | Variant of MPOPTIMATE-MODULES | MPOptimate® Universal Connectivity Platform (UCP), Micro-Module, 12F, Multimode OM3, MPO to LC duplex, pairs straight | CommScope® | MPOptimate® |  | Fiber module |  | Discontinued
224597-000 | OCFPS1U-DDQ1204L2-2T-U23 | Variant | OCFPS Fiber Optic DWDM Panel, demux, 40 channels, 1561.42 nm starting wavelength, 100 GHz channel spacing, upgrade port, LC/APC, 1U, 19 in, gray |  |  | OCFPS | DWDM patch panel
242291-000 | FOSC-OC-3DBD1441NN2T-U23 | Variant | FOSC® D-TRAY-72 type, DWDM, 8 channels + upgrade port, demux, 1542.14 nm starting wavelength, 100 GHz channel spacing |  | FOSC® | FOSC-OC | DWDM splice tray
250454-000 | FOMS-FPS-O-SES1-24 | Variant of FOMS-PANELS | FOMS-FPS Fiber Termination/Splice Panel, 24 SC/UPC, singlemode, 1RU, 19 in, gray | CommScope® |  | FOMS-FPS | Fiber patch/splice panel
258573-000 | FOSC-OC-6CLX551NN | Variant | FOSC® A-TRAY-24 type, CWDM, 3 channels + upgrade port, double demux, 20 nm channel spacing, 1533.47 nm starting wavelength |  | FOSC® | FOSC-OC | CWDM splice tray
XP-CM7/00HR0460000 |  | Variant of XPND-CABLED-MODULES | CommScope XPND Cabled Module 288 Rollable Ribbon, indoor/outdoor, SC UPC - STUB, 46M |  | CommScope XPND™ | XPND | Fiber cabled module
XP-CM7/00HR0160000 |  | Variant of XPND-CABLED-MODULES | CommScope XPND Cabled Module 288 Rollable Ribbon, indoor/outdoor, SC UPC - STUB, 16M |  | CommScope XPND™ | XPND | Fiber cabled module
XP-CMJ/00HR0920000 |  | Variant of XPND-CABLED-MODULES | CommScope XPND Cabled Module 288 Rollable Ribbon, indoor/outdoor, SC APC - STUB, 92M |  | CommScope XPND™ | XPND | Fiber cabled module
XP-CMJ/00HR0610000 |  | Variant of XPND-CABLED-MODULES | CommScope XPND Cabled Module 288 Rollable Ribbon, indoor/outdoor, SC APC - STUB, 61M |  | CommScope XPND™ | XPND | Fiber cabled module
XP-CMJ/00HR0160000 |  | Variant of XPND-CABLED-MODULES | CommScope XPND Cabled Module 288 Rollable Ribbon, indoor/outdoor, SC APC - STUB, 16M |  | CommScope XPND™ | XPND | Fiber cabled module
XP-CMM/00HR0610000 |  | Variant of XPND-CABLED-MODULES | CommScope XPND Cabled Module 288 Rollable Ribbon, indoor/outdoor, LC APC - STUB, 61M |  | CommScope XPND™ | XPND | Fiber cabled module
XP-CMM/00HR0310000 |  | Variant of XPND-CABLED-MODULES | CommScope XPND Cabled Module 288 Rollable Ribbon, indoor/outdoor, LC APC - STUB, 31M |  | CommScope XPND™ | XPND | Fiber cabled module
XP-CMM/00HR0160000 |  | Variant of XPND-CABLED-MODULES | CommScope XPND Cabled Module 288 Rollable Ribbon, indoor/outdoor, LC APC - STUB, 16M |  | CommScope XPND™ | XPND | Fiber cabled module
XP-CM8/00HR0770000 |  | Variant of XPND-CABLED-MODULES | CommScope XPND Cabled Module 288 Rollable Ribbon, indoor/outdoor, LC UPC - STUB, 77M |  | CommScope XPND™ | XPND | Fiber cabled module
XP-CM8/00HR0610000 |  | Variant of XPND-CABLED-MODULES | CommScope XPND Cabled Module 288 Rollable Ribbon, indoor/outdoor, LC UPC - STUB, 61M |  | CommScope XPND™ | XPND | Fiber cabled module
XP-CM8/00HR0460000 |  | Variant of XPND-CABLED-MODULES | CommScope XPND Cabled Module 288 Rollable Ribbon, indoor/outdoor, LC UPC - STUB, 46M |  | CommScope XPND™ | XPND | Fiber cabled module
XP-CM8/00HR0160000 |  | Variant of XPND-CABLED-MODULES | CommScope XPND Cabled Module 288 Rollable Ribbon, indoor/outdoor, LC UPC - STUB, 16M |  | CommScope XPND™ | XPND | Fiber cabled module
XP-CM7/00HS0610000 |  | Variant of XPND-CABLED-MODULES | CommScope XPND Cabled Module 288 Rollable Ribbon, indoor/outdoor, SC UPC - STUB, 61M |  | CommScope XPND™ | XPND | Fiber cabled module
XP-CM7/00HS0310000 |  | Variant of XPND-CABLED-MODULES | CommScope XPND Cabled Module 288 Rollable Ribbon, indoor/outdoor, SC UPC - STUB, 31M |  | CommScope XPND™ | XPND | Fiber cabled module
XP-CM7/00HS0160000 |  | Variant of XPND-CABLED-MODULES | CommScope XPND Cabled Module 288 Rollable Ribbon, indoor/outdoor, SC UPC - STUB, 16M |  | CommScope XPND™ | XPND | Fiber cabled module
XP-CMJ/00HS0770000 |  | Variant of XPND-CABLED-MODULES | CommScope XPND Cabled Module 288 Rollable Ribbon, indoor/outdoor, SC APC - STUB, 77M |  | CommScope XPND™ | XPND | Fiber cabled module
XP-CMJ/00HS0610000 |  | Variant of XPND-CABLED-MODULES | CommScope XPND Cabled Module 288 Rollable Ribbon, indoor/outdoor, SC APC - STUB, 61M |  | CommScope XPND™ | XPND | Fiber cabled module
XP-CMJ/00HS0460000 |  | Variant of XPND-CABLED-MODULES | CommScope XPND Cabled Module 288 Rollable Ribbon, indoor/outdoor, SC APC - STUB, 46M |  | CommScope XPND™ | XPND | Fiber cabled module
XP-CMM/00HS0770000 |  | Variant of XPND-CABLED-MODULES | CommScope XPND Cabled Module 288 Rollable Ribbon, indoor/outdoor, LC APC - STUB, 77M |  | CommScope XPND™ | XPND | Fiber cabled module
XP-CM8/00HS0770000 |  | Variant of XPND-CABLED-MODULES | CommScope XPND Cabled Module 288 Rollable Ribbon, indoor/outdoor, LC UPC - STUB, 77M |  | CommScope XPND™ | XPND | Fiber cabled module
XP-CM8/00HS0460000 |  | Variant of XPND-CABLED-MODULES | CommScope XPND Cabled Module 288 Rollable Ribbon, indoor/outdoor, LC UPC - STUB, 46M |  | CommScope XPND™ | XPND | Fiber cabled module
1155127-3 | FIST-GPST-12-PAL2-48 | Variant of FIST-GPST-TRAYS | FIST GPST Fiber Patch/Splice Tray, 24 ports, LC/APC, singlemode, ANT splice chip, 19 in, gray, left patch cord routing |  | FIST® | FIST-GPST | Fiber patch/splice tray
1206121-2 |  | Variant | Fiber Optic Blanking Plug and Dust Cover, SC duplex | NETCONNECT® |  |  | Dust cover
760261941 |  | Variant | 1U MMC Bulkhead Panel, 48 4-Port | CommScope® |  | 1U | Fiber patch panel
XP-SPTJJ410200 |  | Variant of XPND-SPLITTER-MODULES | XPND module, 1x2 symmetrical split ratio, 4 splitters, SC/APC connectors |  | XPND™ |  | Splitter module | Build America Buy America (BABA) compliant*
XP-SPTJJ110800 |  | Variant of XPND-SPLITTER-MODULES | XPND module, 1x8 symmetrical split ratio, 1 splitters, SC/APC connectors |  | XPND™ |  | Splitter module | Build America Buy America (BABA) compliant*
XP-SPTMM810200 |  | Variant of XPND-SPLITTER-MODULES | XPND module, 1x2 symmetrical split ratio, 8 splitters, LC/APC connectors |  | XPND™ |  | Splitter module | Build America Buy America (BABA) compliant*
XP-SPTJJ213265 |  | Variant of XPND-SPLITTER-MODULES | XPND module, 1x32 symmetrical split ratio, 2 splitters, SC/APC connectors, 65" Pigtails |  | XPND™ |  | Splitter module | Build America Buy America (BABA) compliant*
XP-SPTJJ116465 |  | Variant of XPND-SPLITTER-MODULES | XPND module, 1x64 symmetrical split ratio, 1 splitters, SC/APC connectors, 65" Pigtails |  | XPND™ |  | Splitter module | Build America Buy America (BABA) compliant*
XP-SPTMM116465 |  | Variant of XPND-SPLITTER-MODULES | XPND module, 1x64 symmetrical split ratio, 1 splitters, LC/APC connectors, 65" Pigtails |  | XPND™ |  | Splitter module | Build America Buy America (BABA) compliant*
XP-SPTJJ411665 |  | Variant of XPND-SPLITTER-MODULES | XPND module, 1x16 symmetrical split ratio, 4 splitters, SC/APC connectors, 65" Pigtails |  | XPND™ |  | Splitter module | Build America Buy America (BABA) compliant*
FPX-1FRR0J-243 |  | Variant of FPX-TERMINATION-SPLICE-PANELS | FPX Fiber Optic Termination/Splice Module, 1RU, 19in, Singlemode, 24 fiber, SC/UPC Connector, putty white | CommScope® |  | FPX | Fiber patch/splice panel
FPX-1FRN07-242 |  | Variant of FPX-TERMINATION-SPLICE-PANELS | FPX Fiber Optic Termination/Splice Module, 1RU, 19in, Singlemode A1, 24 fiber, SC/UPC Connector, putty white | CommScope® |  | FPX | Fiber patch panel
FPX-2FRR08-963 |  | Variant of FPX-TERMINATION-SPLICE-PANELS | FPX Fiber Optic Termination/Splice Module, 2RU, 19in, Singlemode, 96 fiber, LC/UPC Connector, putty white | CommScope® |  | FPX | Fiber patch/splice panel
FPX-2FRR07-482 |  | Variant of FPX-TERMINATION-SPLICE-PANELS | FPX Fiber Optic Termination/Splice Module, 2RU, 19in, Singlemode, 48 fiber, SC/UPC Connector, putty white | CommScope® |  | FPX | Fiber patch/splice panel
FPX-3FRJA6-1442 |  | Variant of FPX-TERMINATION-SPLICE-PANELS | FPX Fiber Optic Termination/Splice Module, 3RU, 19in, Singlemode, 144 fiber, OM4 MMLC Connector, putty white | CommScope® |  | FPX | Fiber patch panel
FPX-3FRAA9-720 |  | Variant of FPX-TERMINATION-SPLICE-PANELS | FPX Fiber Optic Termination Module, 3RU, 19in, Singlemode, 72 fiber, MMSC Connector, putty white | CommScope® |  | FPX | Fiber patch panel
FPX-3FRAA6-1440 |  | Variant of FPX-TERMINATION-SPLICE-PANELS | FPX Fiber Optic Termination Module, 3RU, 19in, Singlemode, 144 fiber, MMLC Connector, putty white | CommScope® |  | FPX | Fiber patch panel
FPX-4FRR07-963 |  | Variant of FPX-TERMINATION-SPLICE-PANELS | FPX Fiber Optic Termination/Splice Module, 4RU, 19in, Singlemode, 96 fiber, SC/UPC Connector, putty white | CommScope® |  | FPX | Fiber patch/splice panel
FPX-4FRP0Z-1922 |  | Variant of FPX-TERMINATION-SPLICE-PANELS | FPX Fiber Optic Termination/Splice Module, 4RU, 19in, Singlemode, 288 fiber, LC/APC Connector, putty white | CommScope® |  | FPX | Fiber patch/splice panel
FPX-4FRA08-1920 |  | Variant of FPX-TERMINATION-SPLICE-PANELS | FPX Fiber Optic Termination Module, 4RU, 19in, Singlemode, 192 fiber, LC/UPC Connector, putty white | CommScope® |  | FPX | Fiber patch panel
FPX-5FRJA6-2882 |  | Variant of FPX-TERMINATION-SPLICE-PANELS | FPX Fiber Optic Termination/Splice Module, 5RU, 19in, Singlemode, 288 fiber, OM4 MMLC Connector, putty white | CommScope® |  | FPX | Fiber patch panel
FPX-5FRAA9-1440 |  | Variant of FPX-TERMINATION-SPLICE-PANELS | FPX Fiber Optic Termination Module, 5RU, 19in, Singlemode, 144 fiber, MMSC Connector, putty white | CommScope® |  | FPX | Fiber patch panel
FPXB-4FS7/09HU061 |  | Variant of FPX-PRE-TERMINATED-PANELS | FPX Fiber Optic Termination Panel with I/O Stranded Cable, 4RU, 19in, Singlemode, 96 fiber, SC/UPC connectors, Stub tail at far end, putty white, 61m | CommScope® |  | FPX | Fiber patch panel ¦ with indoor/outdoor cable
FPX-3FS8/0ARU458 |  | Variant of FPX-PRE-TERMINATED-PANELS | FPX Fiber Optic Termination Panel with I/O Ribbon Cable, 3RU, 19in, Singlemode, 144 fiber, LC/UPC connectors, Stub tail at far end, putty white, 458m | CommScope® |  | FPX | Fiber patch panel ¦ with indoor/outdoor cable
RCP-3ZADUE06100 |  | Variant of RAPID-FIBER-PANELS | RapidFiber® Termination Panel, 144-Position 3RU, singlemode, LC/APC to MPO, I/O, 61 m | CommScope® | RapidFiber® | RCP | Fiber patch panel ¦ with rapid cable
RCP-3KAPUK03125 |  | Variant of RAPID-FIBER-PANELS | RapidFiber® Termination Panel, 144-Position 3RU, singlemode, LC/UPC to LCA, 25" BO, 31 m | CommScope® | RapidFiber® | RCP | Fiber patch panel ¦ with rapid cable
RCP-3KADU003100 |  | Variant of RAPID-FIBER-PANELS | RapidFiber® Termination Panel, 144-Position 3RU, singlemode, LC/UPC to MPO, I/O, 31 m | CommScope® | RapidFiber® | RCP | Fiber patch panel ¦ with rapid cable
RCP-479PU703167 |  | Variant of RAPID-FIBER-PANELS | RapidFiber® Termination Panel, 96-Position 4RU, singlemode, SC/UPC to SC/UPC, 67" BO, 31 m | CommScope® | RapidFiber® | RCP | Fiber patch panel ¦ with rapid cable
FPX-5RP08-2882 |  | Variant of FPX-TERMINATION-SPLICE-PANELS | FPX Fiber Optic Termination/Splice Module, 5RU, 19in, Singlemode, 288 fiber, LC/UPC Connector, putty white | CommScope® |  | FPX | Fiber patch/splice panel
193746-000 | FIST-GPST-12-AAA-2 | Variant of FIST-GPST-TRAYS | FIST GPST Fiber Patch Tray, 12 ports, SC/UPC, singlemode, 19 in, gray, left/right patch cord routing |  | FIST® | FIST-GPST | Fiber patch tray
2-1671000-8 |  | Variant of FIXED-PNLS-1U | Fiber Optic Panel, 1U, 19 in, partially loaded with 12 beige LC/UPC Multimode duplex adapters, black | CommScope® |  | 1U | Fiber patch panel
2-1671000-2 |  | Variant of FIXED-PNLS-1U | Fiber Optic Panel, 1U, 19 in, partially loaded with 12 aqua LC/UPC Multimode duplex adapters, black | CommScope® |  | 1U | Fiber patch panel
2-2122145-1 | FMS-K-1-B-I-S5F-6-IN99-6-SP | Variant of FMS-PANELS | FMS Fiber Optic Termination/Splice Panel, 1U, 19 in, 6 SC/UPC, multimode, OM3, black | CommScope® |  | FMS | Fiber patch/splice panel
2-2122148-3 | FMS-K-2-B-E-S5F-24-IN99-0-SP | Variant of FMS-PANELS | FMS Fiber Optic Termination/Splice Panel, 1U, 19 in, 24 SC/UPC, multimode, OM3, black | CommScope® |  | FMS | Fiber patch/splice panel
2-2122145-4 | FMS-J-4-B-I-S5F-48-IN99-48-SP | Variant of FMS-PANELS | FMS Fiber Optic Termination/Splice Panel, 2U, 19 in, 48 SC/UPC, multimode, OM3, black | CommScope® |  | FMS | Fiber patch/splice panel
2-2122149-1 | FMS-K-1-B-E-L5F-3-IN99-0-SP | Variant of FMS-PANELS | FMS Fiber Optic Termination/Splice Panel, 1U, 19 in, 6 LC/UPC, multimode, OM3, black | CommScope® |  | FMS | Fiber patch/splice panel
2-2122146-2 | FMS-K-1-B-I-L5F-6-IN99-12-SP | Variant of FMS-PANELS | FMS Fiber Optic Termination/Splice Panel, 1U, 19 in, 12 LC/UPC, multimode, OM3, black | CommScope® |  | FMS | Fiber patch/splice panel
2-2122146-3 | FMS-K-2-B-I-L5F-12-IN99-24-SP | Variant of FMS-PANELS | FMS Fiber Optic Termination/Splice Panel, 1U, 19 in, 24 LC/UPC, multimode, OM3, black | CommScope® |  | FMS | Fiber patch/splice panel
165592-000 | FACC-CAGE-NUT-TOOL | Variant | Cage nut tool for installing and removing cage nuts |  |  |  | Mounting tool
1657229-1 |  | Variant of LGX/1000-ADAPTER-PACKS | Fiber Optic Adapter Pack, Blank Snap-In | NETCONNECT® |  |  | Fiber adapter pack ¦ blank
1657229-7 |  | Variant of LGX/1000-ADAPTER-PACKS | Fiber Optic Adapter Pack, unloaded, for 6-SC duplex | NETCONNECT® |  |  | Fiber adapter pack ¦ unloaded
1671228-3 |  | Variant of MPOPTIMATE-MODULES | MPOptimate® Universal Connectivity Platform (UCP) Q-Fit Module, OM3, MPO to SC-duplex,12F pair straight | CommScope® | MPOptimate® | UCP | Fiber module |  | Discontinued
1671207-4 |  | Variant of MPOPTIMATE-MODULES | Universal Connectivity Platform (UCP) Q-Fit Module, MPO to 6xSC-duplex, Singlemode, pair straight | CommScope® |  | UCP | Fiber module |  | Discontinued
1671000-8 |  | Variant of FIXED-PNLS-1U | Fiber Optic Panel, 1 U, 19 in, unloaded for holding up to 24 LC/UPC duplex adapters, black | CommScope® |  | 1U | Fiber patch panel
1671205-4 |  | Variant of MPOPTIMATE-MODULES | Universal Connectivity Platform (UCP) Q-Fit Module, MPO to 6xLC-duplex, Singlemode, pair straight | CommScope® |  | UCP | Fiber module |  | Discontinued
1671146-1 |  | Variant of LGX/1000-ADAPTER-PACKS | Fiber Optic Blank Snap-in Adapter Pack | NETCONNECT® |  |  | Fiber adapter pack ¦ blank
1706023 | FMT-GST0J0A00-F48V-J | Variant of FMT-PANELS | FMT Fiber Termination Panel, with sliding tray, vented, 48 SC/APC, singlemode, 2RU, 19 in, putty white | CommScope® |  | FMT | Fiber patch panel
1777234-4 |  | Variant of LGX/1000-ADAPTER-PACKS | Fiber Optic Adapter Pack Assembly, OM3/OM4, 12-port, LC duplex, aqua | NETCONNECT® |  |  | Fiber adapter pack |  | Discontinued
1777234-1 |  | Variant of LGX/1000-ADAPTER-PACKS | Fiber Optic Adapter Pack Assembly, 12-port, LC duplex, blue | NETCONNECT® |  |  | Fiber adapter pack |  | Discontinued
189454-000 | FIST-GPST-12-AIF-2 | Variant of FIST-GPST-TRAYS | FIST GPST Fiber Patch/Splice Tray, 12 ports, FC/APC, singlemode, preterminated with pigtails, SMOUV splice chip, 19 in, gray, right patch cord routing |  | FIST® | FIST-GPST | Fiber patch/splice tray |  | Discontinued
1311088 | FL2-S2702L150F-DH00 | Variant of FL2-PANELS | FL2000 Fiber Termination Panel, 24 SC/UPC, singlemode, 2RU, 23 in, putty white, pre-terminated with OSP cable, 150 feet, Stub tail at far end | CommScope® |  | FL2000 | Fiber patch panel ¦ with OSP cable
124962-000 | FIST-SOSA2-4SE-A | Variant of FIST-SPLICE-TRAYS | FIST® Splice Sub-assembly kit with 4 trays, each for holding up to 12 primary or 4 secondary coated fibers, with ANT type splice holder |  | FIST® | FIST-SOSA2 | Fiber splice tray
1374463-1 |  | Variant of LGX/1000-ADAPTER-PACKS | Fiber Optic Adapter Pack, singlemode, LC, duplex, 12-port, blue | NETCONNECT® |  |  | Fiber adapter pack |  | Discontinued
1374463-4 |  | Variant of LGX/1000-ADAPTER-PACKS | Fiber Optic Adapter Pack, multimode, LC, duplex, 12-port, black | NETCONNECT® |  |  | Fiber adapter pack |  | Discontinued
1374463-5 |  | Variant of LGX/1000-ADAPTER-PACKS | Fiber Optic Adapter Pack, multimode, LC, duplex, 12-port, aqua | NETCONNECT® |  |  | Fiber adapter pack |  | Discontinued
1374463-6 |  | Variant of LGX/1000-ADAPTER-PACKS | Fiber Optic Adapter Pack, singlemode, LC, duplex, 12-port, green | NETCONNECT® |  |  | Fiber adapter pack |  | Discontinued
760258202 | G2-SP-24LC-OM4-PT | Variant of G2-SPLICE-CASSETTES | G2 Splice Cassette, 24LC with internal shutters, OM4, with 250um pigtails | CommScope® |  | G2 | Fiber cassette with pigtails
760258201 | G2-SP-24LC-OM5-PT | Variant of G2-SPLICE-CASSETTES | G2 Splice Cassette, 24LC with internal shutters, OM5, with 250um pigtails | CommScope® |  | G2 | Fiber cassette with pigtails
760258206 | G2-SP-12LC-OM4-PT | Variant of G2-SPLICE-CASSETTES | G2 Splice Cassette, 12LC with internal shutters, OM4, with 250um pigtails | CommScope® |  | G2 | Fiber cassette with pigtails
760258204 | G2-SP-12LC-OM5-PT | Variant of G2-SPLICE-CASSETTES | G2 Splice Cassette, 12LC with internal shutters, OM5, with 250um pigtails | CommScope® |  | G2 | Fiber cassette with pigtails
760258207 | G2-SP-12LA-SM-PT | Variant of G2-SPLICE-CASSETTES | G2 Splice Cassette, 12LC/APC with internal shutters, OS2, with 250um pigtails | CommScope® |  | G2 | Fiber cassette with pigtails
PPLUGGRSNSNU |  | Variant of PROPEL-CABLED-MODULES | Propel ULL Singlemode Cabled Module, 4x16 duplex SN Propel module on End A to 4x16 on End B, 64 fiber Plenum Trunk, Method B Enhanced |  | Propel | PPL | Fiber cabled module
PPLU3VFLC2PK |  | Variant of PROPEL-CABLED-MODULES | Propel ULL Multimode OM5 Cabled Module, 3x2f duplex LC Propel module on End A to 1x24f MPO/UPC non-pinned on End B, 72 fiber B2ca Trunk, Method B Enhanced |  | Propel | PPL | Fiber cabled module
PPLAJX8LCQXU |  | Variant of PROPEL-CABLED-MODULES | Propel ULL Multimode OM4 Cabled Module, 8x8 duplex LC Propel module on End A to 1x8f MPO/UPC pinned on End B, 64 fiber LSZH Trunk, Method A |  | Propel | PPL | Fiber cabled module
PPLA3GRSNRXQ |  | Variant of PROPEL-CABLED-MODULES | Propel ULL Singlemode Cabled Module, 8x16 duplex SN Propel module on End A to 8x16 on End B, 128 fiber B2ca Trunk, Method A |  | Propel | PPL | Fiber cabled module
PPLAGGFLC2PH |  | Variant of PROPEL-CABLED-MODULES | Propel ULL Singlemode Cabled Module, 2x2f duplex LC Propel module on End A to 1x24f MPO/UPC non-pinned on End B, 48 fiber Plenum Trunk, Method A |  | Propel | PPL | Fiber cabled module
PPLUJGFLC2XH |  | Variant of PROPEL-CABLED-MODULES | Propel ULL Singlemode Cabled Module, 2x2f duplex LC Propel module on End A to 1x24f MPO/UPC pinned on End B, 48 fiber LSZH Trunk, Method B Enhanced |  | Propel | PPL | Fiber cabled module
PPLUJXRLCUCU |  | Variant of PROPEL-CABLED-MODULES | Propel ULL Multimode OM4 Cabled Module, 4x16 duplex LC Propel module on End A to Stub on End B, 64 fiber LSZH Trunk, Method B Enhanced |  | Propel | PPL | Fiber cabled module
PPLUGX8LCUCR |  | Variant of PROPEL-CABLED-MODULES | Propel ULL Multimode OM4 Cabled Module, 2x8 duplex LC Propel module on End A to Stub on End B, 16 fiber Plenum Trunk, Method B Enhanced |  | Propel | PPL | Fiber cabled module
PPLAGGFLC2PK |  | Variant of PROPEL-CABLED-MODULES | Propel ULL Singlemode Cabled Module, 3x2f duplex LC Propel module on End A to 1x24f MPO/UPC non-pinned on End B, 72 fiber Plenum Trunk, Method A |  | Propel | PPL | Fiber cabled module
PPLUJGFLC2XK |  | Variant of PROPEL-CABLED-MODULES | Propel ULL Singlemode Cabled Module, 3x2f duplex LC Propel module on End A to 1x24f MPO/UPC pinned on End B, 72 fiber LSZH Trunk, Method B Enhanced |  | Propel | PPL | Fiber cabled module
PPLU3VFLC2PL |  | Variant of PROPEL-CABLED-MODULES | Propel ULL Multimode OM5 Cabled Module, 4x2f duplex LC Propel module on End A to 1x24f MPO/UPC non-pinned on End B, 96 fiber B2ca Trunk, Method B Enhanced |  | Propel | PPL | Fiber cabled module
PPLA3GRSNRXS |  | Variant of PROPEL-CABLED-MODULES | Propel ULL Singlemode Cabled Module, 2x16 duplex SN Propel module on End A to 2x16 on End B, 32 fiber B2ca Trunk, Method A |  | Propel | PPL | Fiber cabled module
PPLUJGFLC2XL |  | Variant of PROPEL-CABLED-MODULES | Propel ULL Singlemode Cabled Module, 4x2f duplex LC Propel module on End A to 1x24f MPO/UPC pinned on End B, 96 fiber LSZH Trunk, Method B Enhanced |  | Propel | PPL | Fiber cabled module
PPLUGGRSNUCL |  | Variant of PROPEL-CABLED-MODULES | Propel ULL Singlemode Cabled Module, 6x16 duplex SN Propel module on End A to 6x16 on End B, 96 fiber Plenum Trunk, Method B Enhanced |  | Propel | PPL | Fiber cabled module
PPLU3VFLC2PM |  | Variant of PROPEL-CABLED-MODULES | Propel ULL Multimode OM5 Cabled Module, 6x2f duplex LC Propel module on End A to 1x24f MPO/UPC non-pinned on End B, 144 fiber B2ca Trunk, Method B Enhanced |  | Propel | PPL | Fiber cabled module
PPLU3GFLC2XK |  | Variant of PROPEL-CABLED-MODULES | Propel ULL Singlemode Cabled Module, 3x2f duplex LC Propel module on End A to 1x24f MPO/UPC pinned on End B, 72 fiber B2ca Trunk, Method B Enhanced |  | Propel | PPL | Fiber cabled module
PPLUQG8LCLC8 |  | Variant of PROPEL-CABLED-MODULES | Propel ULL Singlemode Cabled Module, 1x4 duplex LC Propel module on End A to 1x4 duplex LC Propel Module on End B, 8 fiber Plenum patch cord cable, Method B Enhanced |  | Propel | PPL | Fiber cabled module
PPLUJGFLC2XM |  | Variant of PROPEL-CABLED-MODULES | Propel ULL Singlemode Cabled Module, 6x2f duplex LC Propel module on End A to 1x24f MPO/UPC pinned on End B, 144 fiber LSZH Trunk, Method B Enhanced |  | Propel | PPL | Fiber cabled module
PPLUGX8LCUCU |  | Variant of PROPEL-CABLED-MODULES | Propel ULL Multimode OM4 Cabled Module, 8x8 duplex LC Propel module on End A to Stub on End B, 64 fiber Plenum Trunk, Method B Enhanced |  | Propel | PPL | Fiber cabled module
PPLA3GRSNRXU |  | Variant of PROPEL-CABLED-MODULES | Propel ULL Singlemode Cabled Module, 4x16 duplex SN Propel module on End A to 4x16 on End B, 64 fiber B2ca Trunk, Method A |  | Propel | PPL | Fiber cabled module
PPLAGGFLC2PM |  | Variant of PROPEL-CABLED-MODULES | Propel ULL Singlemode Cabled Module, 6x2f duplex LC Propel module on End A to 1x24f MPO/UPC non-pinned on End B, 144 fiber Plenum Trunk, Method A |  | Propel | PPL | Fiber cabled module
PPLU3XRLCRZQ |  | Variant of PROPEL-CABLED-MODULES | Propel ULL Multimode OM4 Cabled Module, 8x16 duplex LC Propel module on End A to 1x16f MPO/APC pinned Multimode on End B, 128 fiber B2ca Trunk, Method B Enhanced |  | Propel | PPL | Fiber cabled module
PPLUGGRSNUCM |  | Variant of PROPEL-CABLED-MODULES | Propel ULL Singlemode Cabled Module, 9x16 duplex SN Propel module on End A to 9x16 on End B, 144 fiber Plenum Trunk, Method B Enhanced |  | Propel | PPL | Fiber cabled module
PPLAGXRLCRZR |  | Variant of PROPEL-CABLED-MODULES | Propel ULL Multimode OM4 Cabled Module, 1x16 duplex LC Propel module on End A to 1x16f MPO/APC pinned Multimode on End B, 16 fiber Plenum Trunk, Method A |  | Propel | PPL | Fiber cabled module
PPLU3GFLC2XL |  | Variant of PROPEL-CABLED-MODULES | Propel ULL Singlemode Cabled Module, 4x2f duplex LC Propel module on End A to 1x24f MPO/UPC pinned on End B, 96 fiber B2ca Trunk, Method B Enhanced |  | Propel | PPL | Fiber cabled module
PPLU3XRLCRZR |  | Variant of PROPEL-CABLED-MODULES | Propel ULL Multimode OM4 Cabled Module, 1x16 duplex LC Propel module on End A to 1x16f MPO/APC pinned Multimode on End B, 16 fiber B2ca Trunk, Method B Enhanced |  | Propel | PPL | Fiber cabled module
PPLAJXDLCMPH |  | Variant of PROPEL-CABLED-MODULES | Propel ULL Multimode OM4 Cabled Module, 4x12 duplex LC Propel module on End A to 1x12f MPO/UPC non-pinned on End B, 48 fiber LSZH Trunk, Method A |  | Propel | PPL | Fiber cabled module
PPLAGXRLCRZS |  | Variant of PROPEL-CABLED-MODULES | Propel ULL Multimode OM4 Cabled Module, 2x16 duplex LC Propel module on End A to 1x16f MPO/APC pinned Multimode on End B, 32 fiber Plenum Trunk, Method A |  | Propel | PPL | Fiber cabled module
PPLUJGFLCLCH |  | Variant of PROPEL-CABLED-MODULES | Propel ULL Singlemode Cabled Module, 2x2f duplex LC Propel module on End A to 2x24 on End B, 48 fiber LSZH Trunk, Method B Enhanced |  | Propel | PPL | Fiber cabled module
PPLU3XRLCRZS |  | Variant of PROPEL-CABLED-MODULES | Propel ULL Multimode OM4 Cabled Module, 2x16 duplex LC Propel module on End A to 1x16f MPO/APC pinned Multimode on End B, 32 fiber B2ca Trunk, Method B Enhanced |  | Propel | PPL | Fiber cabled module
PPLUJVFLC2PH |  | Variant of PROPEL-CABLED-MODULES | Propel ULL Multimode OM5 Cabled Module, 2x2f duplex LC Propel module on End A to 1x24f MPO/UPC non-pinned on End B, 48 fiber LSZH Trunk, Method B Enhanced |  | Propel | PPL | Fiber cabled module
PPLA3V8LCQPF |  | Variant of PROPEL-CABLED-MODULES | Propel ULL Multimode OM5 Cabled Module, 3x8 duplex LC Propel module on End A to 1x8f MPO/UPC non-pinned on End B, 24 fiber B2ca Trunk, Method A |  | Propel | PPL | Fiber cabled module
PPLAGXRLCRZU |  | Variant of PROPEL-CABLED-MODULES | Propel ULL Multimode OM4 Cabled Module, 4x16 duplex LC Propel module on End A to 1x16f MPO/APC pinned Multimode on End B, 64 fiber Plenum Trunk, Method A |  | Propel | PPL | Fiber cabled module
PPLUJGFLCLCK |  | Variant of PROPEL-CABLED-MODULES | Propel ULL Singlemode Cabled Module, 3x2f duplex LC Propel module on End A to 3x24 on End B, 72 fiber LSZH Trunk, Method B Enhanced |  | Propel | PPL | Fiber cabled module
PPLUGXDLCLCG |  | Variant of PROPEL-CABLED-MODULES | Propel ULL Multimode OM4 Cabled Module, 3x12 duplex LC Propel module on End A to 3x12 on End B, 36 fiber Plenum Trunk, Method B Enhanced |  | Propel | PPL | Fiber cabled module
PPLAGGFLC2XK |  | Variant of PROPEL-CABLED-MODULES | Propel ULL Singlemode Cabled Module, 3x2f duplex LC Propel module on End A to 1x24f MPO/UPC pinned on End B, 72 fiber Plenum Trunk, Method A |  | Propel | PPL | Fiber cabled module
PPLAJXDLCMPL |  | Variant of PROPEL-CABLED-MODULES | Propel ULL Multimode OM4 Cabled Module, 8x12 duplex LC Propel module on End A to 1x12f MPO/UPC non-pinned on End B, 96 fiber LSZH Trunk, Method A |  | Propel | PPL | Fiber cabled module
PPLU3XRLCUCH |  | Variant of PROPEL-CABLED-MODULES | Propel ULL Multimode OM4 Cabled Module, 3x16 duplex LC Propel module on End A to Stub on End B, 48 fiber B2ca Trunk, Method B Enhanced |  | Propel | PPL | Fiber cabled module
PPLUQGDLCLCD |  | Variant of PROPEL-CABLED-MODULES | Propel ULL Singlemode Cabled Module, 1x12 duplex LC Propel module on End A to 1x12 on End B, 12 fiber Plenum Patchcord, Method B Enhanced |  | Propel | PPL | Fiber cabled module
PPLUJVFLC2PL |  | Variant of PROPEL-CABLED-MODULES | Propel ULL Multimode OM5 Cabled Module, 4x2f duplex LC Propel module on End A to 1x24f MPO/UPC non-pinned on End B, 96 fiber LSZH Trunk, Method B Enhanced |  | Propel | PPL | Fiber cabled module
PPLAJXDLCMPM |  | Variant of PROPEL-CABLED-MODULES | Propel ULL Multimode OM4 Cabled Module, 12x12 duplex LC Propel module on End A to 1x12f MPO/UPC non-pinned on End B, 144 fiber LSZH Trunk, Method A |  | Propel | PPL | Fiber cabled module
PPLA3V8LCQPK |  | Variant of PROPEL-CABLED-MODULES | Propel ULL Multimode OM5 Cabled Module, 9x8 duplex LC Propel module on End A to 1x8f MPO/UPC non-pinned on End B, 72 fiber B2ca Trunk, Method A |  | Propel | PPL | Fiber cabled module
PPLUJGFLCLCM |  | Variant of PROPEL-CABLED-MODULES | Propel ULL Singlemode Cabled Module, 6x2f duplex LC Propel module on End A to 6x24 on End B, 144 fiber LSZH Trunk, Method B Enhanced |  | Propel | PPL | Fiber cabled module
PPLUGXDLCLCH |  | Variant of PROPEL-CABLED-MODULES | Propel ULL Multimode OM4 Cabled Module, 4x12 duplex LC Propel module on End A to 4x12 on End B, 48 fiber Plenum Trunk, Method B Enhanced |  | Propel | PPL | Fiber cabled module
PPLA3V8LCQPL |  | Variant of PROPEL-CABLED-MODULES | Propel ULL Multimode OM5 Cabled Module, 12x8 duplex LC Propel module on End A to 1x8f MPO/UPC non-pinned on End B, 96 fiber B2ca Trunk, Method A |  | Propel | PPL | Fiber cabled module
PPLAJXDLCMPN |  | Variant of PROPEL-CABLED-MODULES | Propel ULL Multimode OM4 Cabled Module, 16x12 duplex LC Propel module on End A to 1x12f MPO/UPC non-pinned on End B, 192 fiber LSZH Trunk, Method A |  | Propel | PPL | Fiber cabled module
PPLUJVFLC2PM |  | Variant of PROPEL-CABLED-MODULES | Propel ULL Multimode OM5 Cabled Module, 6x2f duplex LC Propel module on End A to 1x24f MPO/UPC non-pinned on End B, 144 fiber LSZH Trunk, Method B Enhanced |  | Propel | PPL | Fiber cabled module
PPLU3GFLCLCM |  | Variant of PROPEL-CABLED-MODULES | Propel ULL Singlemode Cabled Module, 6x2f duplex LC Propel module on End A to 6x24 on End B, 144 fiber B2ca Trunk, Method B Enhanced |  | Propel | PPL | Fiber cabled module
PPLAJXDLCMPP |  | Variant of PROPEL-CABLED-MODULES | Propel ULL Multimode OM4 Cabled Module, 24x12 duplex LC Propel module on End A to 1x12f MPO/UPC non-pinned on End B, 288 fiber LSZH Trunk, Method A |  | Propel | PPL | Fiber cabled module
PPLU3VFLCLCH |  | Variant of PROPEL-CABLED-MODULES | Propel ULL Multimode OM5 Cabled Module, 2x2f duplex LC Propel module on End A to 2x24 on End B, 48 fiber B2ca Trunk, Method B Enhanced |  | Propel | PPL | Fiber cabled module
PPLAJG8LCQPK |  | Variant of PROPEL-CABLED-MODULES | Propel ULL Singlemode Cabled Module, 9x8 duplex LC Propel module on End A to 1x8f MPO/UPC non-pinned on End B, 72 fiber LSZH Trunk, Method A |  | Propel | PPL | Fiber cabled module
PPLUQGDLCUCD |  | Variant of PROPEL-CABLED-MODULES | Propel ULL Singlemode Cabled Module, 1x12 duplex LC Propel module on End A to Stub on End B, 12 fiber Plenum Patchcord, Method B Enhanced |  | Propel | PPL | Fiber cabled module
PPLUGV8LCLC8 |  | Variant of PROPEL-CABLED-MODULES | Propel ULL Multimode OM5 Cabled Module, 1x8 duplex LC Propel module on End A to 1x8 on End B, 8 fiber Plenum Trunk, Method B Enhanced |  | Propel | PPL | Fiber cabled module
PPLU3XRLCUCN |  | Variant of PROPEL-CABLED-MODULES | Propel ULL Multimode OM4 Cabled Module, 12x16 duplex LC Propel module on End A to Stub on End B, 192 fiber B2ca Trunk, Method B Enhanced |  | Propel | PPL | Fiber cabled module
PPLA3V8LCQPN |  | Variant of PROPEL-CABLED-MODULES | Propel ULL Multimode OM5 Cabled Module, 24x8 duplex LC Propel module on End A to 1x8f MPO/UPC non-pinned on End B, 192 fiber B2ca Trunk, Method A |  | Propel | PPL | Fiber cabled module
PPLUJVFLC2XH |  | Variant of PROPEL-CABLED-MODULES | Propel ULL Multimode OM5 Cabled Module, 2x2f duplex LC Propel module on End A to 1x24f MPO/UPC pinned on End B, 48 fiber LSZH Trunk, Method B Enhanced |  | Propel | PPL | Fiber cabled module
PPLUGXDLCLCM |  | Variant of PROPEL-CABLED-MODULES | Propel ULL Multimode OM4 Cabled Module, 12x12 duplex LC Propel module on End A to 12x12 on End B, 144 fiber Plenum Trunk, Method B Enhanced |  | Propel | PPL | Fiber cabled module
PPLU3XRLCUCQ |  | Variant of PROPEL-CABLED-MODULES | Propel ULL Multimode OM4 Cabled Module, 8x16 duplex LC Propel module on End A to Stub on End B, 128 fiber B2ca Trunk, Method B Enhanced |  | Propel | PPL | Fiber cabled module
PPLUGV8LCLCF |  | Variant of PROPEL-CABLED-MODULES | Propel ULL Multimode OM5 Cabled Module, 3x8 duplex LC Propel module on End A to 3x8 on End B, 24 fiber Plenum Trunk, Method B Enhanced |  | Propel | PPL | Fiber cabled module
PPLU3VFLCLCL |  | Variant of PROPEL-CABLED-MODULES | Propel ULL Multimode OM5 Cabled Module, 4x2f duplex LC Propel module on End A to 4x24 on End B, 96 fiber B2ca Trunk, Method B Enhanced |  | Propel | PPL | Fiber cabled module
PPLAJG8LCQPM |  | Variant of PROPEL-CABLED-MODULES | Propel ULL Singlemode Cabled Module, 18x8 duplex LC Propel module on End A to 1x8f MPO/UPC non-pinned on End B, 144 fiber LSZH Trunk, Method A |  | Propel | PPL | Fiber cabled module
PPLUJGFLCUCL |  | Variant of PROPEL-CABLED-MODULES | Propel ULL Singlemode Cabled Module, 4x2f duplex LC Propel module on End A to Stub on End B, 96 fiber LSZH Trunk, Method B Enhanced |  | Propel | PPL | Fiber cabled module
PPLU3VFLCLCM |  | Variant of PROPEL-CABLED-MODULES | Propel ULL Multimode OM5 Cabled Module, 6x2f duplex LC Propel module on End A to 6x24 on End B, 144 fiber B2ca Trunk, Method B Enhanced |  | Propel | PPL | Fiber cabled module
PPLAGGFSN2PL |  | Variant of PROPEL-CABLED-MODULES | Propel ULL Singlemode Cabled Module, 4x2f duplex SN Propel module on End A to 4x24 on End B, 96 fiber Plenum Trunk, Method A |  | Propel | PPL | Fiber cabled module
PPLUQGFLC2XF |  | Variant of PROPEL-CABLED-MODULES | Propel ULL Singlemode Cabled Module, 1x24 duplex LC Propel module on End A to 1x24f MPO/UPC pinned on End B, 24 fiber Plenum Patchcord, Method B Enhanced |  | Propel | PPL | Fiber cabled module
PPLUJVFLC2XL |  | Variant of PROPEL-CABLED-MODULES | Propel ULL Multimode OM5 Cabled Module, 4x2f duplex LC Propel module on End A to 1x24f MPO/UPC pinned on End B, 96 fiber LSZH Trunk, Method B Enhanced |  | Propel | PPL | Fiber cabled module
PPLU3GFLCUCK |  | Variant of PROPEL-CABLED-MODULES | Propel ULL Singlemode Cabled Module, 3x2f duplex LC Propel module on End A to Stub on End B, 72 fiber B2ca Trunk, Method B Enhanced |  | Propel | PPL | Fiber cabled module
PPLUJGFLCUCM |  | Variant of PROPEL-CABLED-MODULES | Propel ULL Singlemode Cabled Module, 6x2f duplex LC Propel module on End A to Stub on End B, 144 fiber LSZH Trunk, Method B Enhanced |  | Propel | PPL | Fiber cabled module
PPLAJXDLCMXG |  | Variant of PROPEL-CABLED-MODULES | Propel ULL Multimode OM4 Cabled Module, 3x12 duplex LC Propel module on End A to 1x12f MPO/UPC pinned on End B, 36 fiber LSZH Trunk, Method A |  | Propel | PPL | Fiber cabled module
PPLA3V8LCQPU |  | Variant of PROPEL-CABLED-MODULES | Propel ULL Multimode OM5 Cabled Module, 8x8 duplex LC Propel module on End A to 1x8f MPO/UPC non-pinned on End B, 64 fiber B2ca Trunk, Method A |  | Propel | PPL | Fiber cabled module
PPLAJGRLCRXU |  | Variant of PROPEL-CABLED-MODULES | Propel ULL Singlemode Cabled Module, 4x16 duplex LC Propel module on End A to 1x16f MPO/APC pinned Singlemode on End B, 64 fiber LSZH Trunk, Method A |  | Propel | PPL | Fiber cabled module
PPLA3X8LCQXL |  | Variant of PROPEL-CABLED-MODULES | Propel ULL Multimode OM4 Cabled Module, 12x8 duplex LC Propel module on End A to 1x8f MPO/UPC pinned on End B, 96 fiber B2ca Trunk, Method A |  | Propel | PPL | Fiber cabled module
PPLAGVDLCMXH |  | Variant of PROPEL-CABLED-MODULES | Propel ULL Multimode OM5 Cabled Module, 4x12 duplex LC Propel module on End A to 1x12f MPO/UPC pinned on End B, 48 fiber Plenum Trunk, Method A |  | Propel | PPL | Fiber cabled module
PPLU3GRSNRXR |  | Variant of PROPEL-CABLED-MODULES | Propel ULL Singlemode Cabled Module, 1x16 duplex SN Propel module on End A to 1x16 on End B, 16 fiber B2ca Trunk, Method B Enhanced |  | Propel | PPL | Fiber cabled module
PPLUGGDLCMXP |  | Variant of PROPEL-CABLED-MODULES | Propel ULL Singlemode Cabled Module, 24x12 duplex LC Propel module on End A to 1x12f MPO/UPC pinned on End B, 288 fiber Plenum Trunk, Method B Enhanced |  | Propel | PPL | Fiber cabled module
PPLURGRSNRXR |  | Variant of PROPEL-CABLED-MODULES | Propel ULL Singlemode Cabled Module, 1x16 duplex SN Propel module on End A to 1x16 on End B, 16 fiber LSZH Patchcord, Method B Enhanced |  | Propel | PPL | Fiber cabled module
PPLUGVDLCUCG |  | Variant of PROPEL-CABLED-MODULES | Propel ULL Multimode OM5 Cabled Module, 3x12 duplex LC Propel module on End A to Stub on End B, 36 fiber Plenum Trunk, Method B Enhanced |  | Propel | PPL | Fiber cabled module
PPLU3X8LCUCF |  | Variant of PROPEL-CABLED-MODULES | Propel ULL Multimode OM4 Cabled Module, 3x8 duplex LC Propel module on End A to Stub on End B, 24 fiber B2ca Trunk, Method B Enhanced |  | Propel | PPL | Fiber cabled module
PPLARGRLCRXR |  | Variant of PROPEL-CABLED-MODULES | Propel ULL Singlemode Cabled Module, 1x16 duplex LC Propel module on End A to 1x16f MPO/APC pinned Singlemode on End B, 16 fiber LSZH Patchcord, Method A |  | Propel | PPL | Fiber cabled module
PPLA3X8LCQXM |  | Variant of PROPEL-CABLED-MODULES | Propel ULL Multimode OM4 Cabled Module, 18x8 duplex LC Propel module on End A to 1x8f MPO/UPC pinned on End B, 144 fiber B2ca Trunk, Method A |  | Propel | PPL | Fiber cabled module
PPLUGGDLCUCD |  | Variant of PROPEL-CABLED-MODULES | Propel ULL Singlemode Cabled Module, 1x12 duplex LC Propel module on End A to Stub on End B, 12 fiber Plenum Trunk, Method B Enhanced |  | Propel | PPL | Fiber cabled module
PPLA3X8LCQXN |  | Variant of PROPEL-CABLED-MODULES | Propel ULL Multimode OM4 Cabled Module, 24x8 duplex LC Propel module on End A to 1x8f MPO/UPC pinned on End B, 192 fiber B2ca Trunk, Method A |  | Propel | PPL | Fiber cabled module
PPLUJGRSNRXS |  | Variant of PROPEL-CABLED-MODULES | Propel ULL Singlemode Cabled Module, 2x16 duplex SN Propel module on End A to 2x16 on End B, 32 fiber LSZH Trunk, Method B Enhanced |  | Propel | PPL | Fiber cabled module
PPLU3GRSNRXU |  | Variant of PROPEL-CABLED-MODULES | Propel ULL Singlemode Cabled Module, 4x16 duplex SN Propel module on End A to 4x16 on End B, 64 fiber B2ca Trunk, Method B Enhanced |  | Propel | PPL | Fiber cabled module
PPLUGVDLCUCK |  | Variant of PROPEL-CABLED-MODULES | Propel ULL Multimode OM5 Cabled Module, 6x12 duplex LC Propel module on End A to Stub on End B, 72 fiber Plenum Trunk, Method B Enhanced |  | Propel | PPL | Fiber cabled module
PPLARGRSNRXR |  | Variant of PROPEL-CABLED-MODULES | Propel ULL Singlemode Cabled Module, 1x16 duplex SN Propel module on End A to 1x16 on End B, 16 fiber LSZH Patchcord, Method A |  | Propel | PPL | Fiber cabled module
PPLUJX8LCQXR |  | Variant of PROPEL-CABLED-MODULES | Propel ULL Multimode OM4 Cabled Module, 2x8 duplex LC Propel module on End A to 1x8f MPO/UPC pinned on End B, 16 fiber LSZH Trunk, Method B Enhanced |  | Propel | PPL | Fiber cabled module
PPLA3X8LCQXR |  | Variant of PROPEL-CABLED-MODULES | Propel ULL Multimode OM4 Cabled Module, 2x8 duplex LC Propel module on End A to 1x8f MPO/UPC pinned on End B, 16 fiber B2ca Trunk, Method A |  | Propel | PPL | Fiber cabled module
PPLUJX8LCQXS |  | Variant of PROPEL-CABLED-MODULES | Propel ULL Multimode OM4 Cabled Module, 4x8 duplex LC Propel module on End A to 1x8f MPO/UPC pinned on End B, 32 fiber LSZH Trunk, Method B Enhanced |  | Propel | PPL | Fiber cabled module
PPLARV8LCQP8 |  | Variant of PROPEL-CABLED-MODULES | Propel ULL Multimode OM5 Cabled Module, 1x8 duplex LC Propel module on End A to 1x8f MPO/UPC non-pinned on End B, 8 fiber LSZH Patchcord, Method A |  | Propel | PPL | Fiber cabled module
PPLUGVDLCUCL |  | Variant of PROPEL-CABLED-MODULES | Propel ULL Multimode OM5 Cabled Module, 8x12 duplex LC Propel module on End A to Stub on End B, 96 fiber Plenum Trunk, Method B Enhanced |  | Propel | PPL | Fiber cabled module
PPLUGXRLCUCN |  | Variant of PROPEL-CABLED-MODULES | Propel ULL Multimode OM4 Cabled Module, 12x16 duplex LC Propel module on End A to Stub on End B, 192 fiber Plenum Trunk, Method B Enhanced |  | Propel | PPL | Fiber cabled module
PPLU3GRSNSNL |  | Variant of PROPEL-CABLED-MODULES | Propel ULL Singlemode Cabled Module, 6x16 duplex SN Propel module on End A to 6x16 on End B, 96 fiber B2ca Trunk, Method B Enhanced |  | Propel | PPL | Fiber cabled module
PPLAGVDLCMXN |  | Variant of PROPEL-CABLED-MODULES | Propel ULL Multimode OM5 Cabled Module, 16x12 duplex LC Propel module on End A to 1x12f MPO/UPC pinned on End B, 192 fiber Plenum Trunk, Method A |  | Propel | PPL | Fiber cabled module
PPLUGVDLCUCM |  | Variant of PROPEL-CABLED-MODULES | Propel ULL Multimode OM5 Cabled Module, 12x12 duplex LC Propel module on End A to Stub on End B, 144 fiber Plenum Trunk, Method B Enhanced |  | Propel | PPL | Fiber cabled module
PPLA3X8LCQXU |  | Variant of PROPEL-CABLED-MODULES | Propel ULL Multimode OM4 Cabled Module, 8x8 duplex LC Propel module on End A to 1x8f MPO/UPC pinned on End B, 64 fiber B2ca Trunk, Method A |  | Propel | PPL | Fiber cabled module
PPLUGXRLCUCQ |  | Variant of PROPEL-CABLED-MODULES | Propel ULL Multimode OM4 Cabled Module, 8x16 duplex LC Propel module on End A to Stub on End B, 128 fiber Plenum Trunk, Method B Enhanced |  | Propel | PPL | Fiber cabled module
PPLARVDLCMPD |  | Variant of PROPEL-CABLED-MODULES | Propel ULL Multimode OM5 Cabled Module, 1x12 duplex LC Propel module on End A to 1x12f MPO/UPC non-pinned on End B, 12 fiber LSZH Patchcord, Method A |  | Propel | PPL | Fiber cabled module
PPLUGVDLCUCN |  | Variant of PROPEL-CABLED-MODULES | Propel ULL Multimode OM5 Cabled Module, 16x12 duplex LC Propel module on End A to Stub on End B, 192 fiber Plenum Trunk, Method B Enhanced |  | Propel | PPL | Fiber cabled module
PPLUGGDLCUCK |  | Variant of PROPEL-CABLED-MODULES | Propel ULL Singlemode Cabled Module, 6x12 duplex LC Propel module on End A to Stub on End B, 72 fiber Plenum Trunk, Method B Enhanced |  | Propel | PPL | Fiber cabled module
PPLUJX8LCUC8 |  | Variant of PROPEL-CABLED-MODULES | Propel ULL Multimode OM4 Cabled Module, 1x8 duplex LC Propel module on End A to Stub on End B, 8 fiber LSZH Trunk, Method B Enhanced |  | Propel | PPL | Fiber cabled module
PPLU3X8LCUCN |  | Variant of PROPEL-CABLED-MODULES | Propel ULL Multimode OM4 Cabled Module, 24x8 duplex LC Propel module on End A to Stub on End B, 192 fiber B2ca Trunk, Method B Enhanced |  | Propel | PPL | Fiber cabled module
PPLUGGDLCUCL |  | Variant of PROPEL-CABLED-MODULES | Propel ULL Singlemode Cabled Module, 8x12 duplex LC Propel module on End A to Stub on End B, 96 fiber Plenum Trunk, Method B Enhanced |  | Propel | PPL | Fiber cabled module
PPLAGVFLC2PF |  | Variant of PROPEL-CABLED-MODULES | Propel ULL Multimode OM5 Cabled Module, 1x24f duplex LC Propel module on End A to 1x24f MPO/UPC non-pinned on End B, 24 fiber Plenum Trunk, Method A |  | Propel | PPL | Fiber cabled module
PPLUJX8LCUCF |  | Variant of PROPEL-CABLED-MODULES | Propel ULL Multimode OM4 Cabled Module, 3x8 duplex LC Propel module on End A to Stub on End B, 24 fiber LSZH Trunk, Method B Enhanced |  | Propel | PPL | Fiber cabled module
PPLU3X8LCUCR |  | Variant of PROPEL-CABLED-MODULES | Propel ULL Multimode OM4 Cabled Module, 2x8 duplex LC Propel module on End A to Stub on End B, 16 fiber B2ca Trunk, Method B Enhanced |  | Propel | PPL | Fiber cabled module
PPLUJGRSNRXU |  | Variant of PROPEL-CABLED-MODULES | Propel ULL Singlemode Cabled Module, 4x16 duplex SN Propel module on End A to 4x16 on End B, 64 fiber LSZH Trunk, Method B Enhanced |  | Propel | PPL | Fiber cabled module
PPLU3GRSNSNQ |  | Variant of PROPEL-CABLED-MODULES | Propel ULL Singlemode Cabled Module, 8x16 duplex SN Propel module on End A to 8x16 on End B, 128 fiber B2ca Trunk, Method B Enhanced |  | Propel | PPL | Fiber cabled module
PPLAJGRSNRPU |  | Variant of PROPEL-CABLED-MODULES | Propel ULL Singlemode Cabled Module, 4x16 duplex SN Propel module on End A to 4x16 on End B, 64 fiber LSZH Trunk, Method A |  | Propel | PPL | Fiber cabled module
PPLUGXRLCUCU |  | Variant of PROPEL-CABLED-MODULES | Propel ULL Multimode OM4 Cabled Module, 4x16 duplex LC Propel module on End A to Stub on End B, 64 fiber Plenum Trunk, Method B Enhanced |  | Propel | PPL | Fiber cabled module
PPLUGGDLCUCN |  | Variant of PROPEL-CABLED-MODULES | Propel ULL Singlemode Cabled Module, 16x12 duplex LC Propel module on End A to Stub on End B, 192 fiber Plenum Trunk, Method B Enhanced |  | Propel | PPL | Fiber cabled module
PPLAJGRSNRXH |  | Variant of PROPEL-CABLED-MODULES | Propel ULL Singlemode Cabled Module, 3x16 duplex SN Propel module on End A to 3x16 on End B, 48 fiber LSZH Trunk, Method A |  | Propel | PPL | Fiber cabled module
PPLAGVFLC2PK |  | Variant of PROPEL-CABLED-MODULES | Propel ULL Multimode OM5 Cabled Module, 3x2f duplex LC Propel module on End A to 1x24f MPO/UPC non-pinned on End B, 72 fiber Plenum Trunk, Method A |  | Propel | PPL | Fiber cabled module
PPLUGVFLC2PH |  | Variant of PROPEL-CABLED-MODULES | Propel ULL Multimode OM5 Cabled Module, 2x2f duplex LC Propel module on End A to 1x24f MPO/UPC non-pinned on End B, 48 fiber Plenum Trunk, Method B Enhanced |  | Propel | PPL | Fiber cabled module
PPLURVDLCMPD |  | Variant of PROPEL-CABLED-MODULES | Propel ULL Multimode OM5 Cabled Module, 1x12 duplex LC Propel module on End A to 1x12f MPO/UPC non-pinned on End B, 12 fiber LSZH Patchcord, Method B Enhanced |  | Propel | PPL | Fiber cabled module
PPLU3X8LCUCU |  | Variant of PROPEL-CABLED-MODULES | Propel ULL Multimode OM4 Cabled Module, 8x8 duplex LC Propel module on End A to Stub on End B, 64 fiber B2ca Trunk, Method B Enhanced |  | Propel | PPL | Fiber cabled module
PPLU3GRSNSNS |  | Variant of PROPEL-CABLED-MODULES | Propel ULL Singlemode Cabled Module, 2x16 duplex SN Propel module on End A to 2x16 on End B, 32 fiber B2ca Trunk, Method B Enhanced |  | Propel | PPL | Fiber cabled module
PPLARX8LCQP8 |  | Variant of PROPEL-CABLED-MODULES | Propel ULL Multimode OM4 Cabled Module, 1x8 duplex LC Propel module on End A to 1x8f MPO/UPC non-pinned on End B, 8 fiber LSZH Patchcord, Method A |  | Propel | PPL | Fiber cabled module
PPLUGGDLCUCP |  | Variant of PROPEL-CABLED-MODULES | Propel ULL Singlemode Cabled Module, 24x12 duplex LC Propel module on End A to Stub on End B, 288 fiber Plenum Trunk, Method B Enhanced |  | Propel | PPL | Fiber cabled module
PPLAGVFLC2PL |  | Variant of PROPEL-CABLED-MODULES | Propel ULL Multimode OM5 Cabled Module, 4x2f duplex LC Propel module on End A to 1x24f MPO/UPC non-pinned on End B, 96 fiber Plenum Trunk, Method A |  | Propel | PPL | Fiber cabled module
PPLURVDLCMXD |  | Variant of PROPEL-CABLED-MODULES | Propel ULL Multimode OM5 Cabled Module, 1x12 duplex LC Propel module on End A to 1x12f MPO/UPC pinned on End B, 12 fiber LSZH Patchcord, Method B Enhanced |  | Propel | PPL | Fiber cabled module
PPLAJGRSNRXL |  | Variant of PROPEL-CABLED-MODULES | Propel ULL Singlemode Cabled Module, 6x16 duplex SN Propel module on End A to 6x16 on End B, 96 fiber LSZH Trunk, Method A |  | Propel | PPL | Fiber cabled module
PPLUJGRSNSNN |  | Variant of PROPEL-CABLED-MODULES | Propel ULL Singlemode Cabled Module, 12x16 duplex SN Propel module on End A to 12x16 on End B, 192 fiber LSZH Trunk, Method B Enhanced |  | Propel | PPL | Fiber cabled module
PPLURVDLCUCD |  | Variant of PROPEL-CABLED-MODULES | Propel ULL Multimode OM5 Cabled Module, 1x12 duplex LC Propel module on End A to Stub on End B, 12 fiber LSZH Patchcord, Method B Enhanced |  | Propel | PPL | Fiber cabled module
PPLU3GRSNUCH |  | Variant of PROPEL-CABLED-MODULES | Propel ULL Singlemode Cabled Module, 3x16 duplex SN Propel module on End A to 3x16 on End B, 48 fiber B2ca Trunk, Method B Enhanced |  | Propel | PPL | Fiber cabled module
PPLURXRLCUCR |  | Variant of PROPEL-CABLED-MODULES | Propel ULL Multimode OM4 Cabled Module, 1x16 duplex LC Propel module on End A to Stub on End B, 16 fiber LSZH Patchcord, Method B Enhanced |  | Propel | PPL | Fiber cabled module
PPLAJGRSNRXN |  | Variant of PROPEL-CABLED-MODULES | Propel ULL Singlemode Cabled Module, 12x16 duplex SN Propel module on End A to 12x16 on End B, 192 fiber LSZH Trunk, Method A |  | Propel | PPL | Fiber cabled module
PPLURVRLCRVR |  | Variant of PROPEL-CABLED-MODULES | Propel ULL Multimode OM5 Cabled Module, 1x16 duplex LC Propel module on End A to 1x16f MPO/APC non-pinned Multimode on End B, 16 fiber LSZH Patchcord, Method B Enhanced |  | Propel | PPL | Fiber cabled module
PPLURVRLCRZR |  | Variant of PROPEL-CABLED-MODULES | Propel ULL Multimode OM5 Cabled Module, 1x16 duplex LC Propel module on End A to 1x16f MPO/APC pinned Multimode on End B, 16 fiber LSZH Patchcord, Method B Enhanced |  | Propel | PPL | Fiber cabled module
PPLUJGRSNSNU |  | Variant of PROPEL-CABLED-MODULES | Propel ULL Singlemode Cabled Module, 4x16 duplex SN Propel module on End A to 4x16 on End B, 64 fiber LSZH Trunk, Method B Enhanced |  | Propel | PPL | Fiber cabled module
PPLUJGRSNUCH |  | Variant of PROPEL-CABLED-MODULES | Propel ULL Singlemode Cabled Module, 3x16 duplex SN Propel module on End A to 3x16 on End B, 48 fiber LSZH Trunk, Method B Enhanced |  | Propel | PPL | Fiber cabled module
PPLAJGRSNRXS |  | Variant of PROPEL-CABLED-MODULES | Propel ULL Singlemode Cabled Module, 2x16 duplex SN Propel module on End A to 2x16 on End B, 32 fiber LSZH Trunk, Method A |  | Propel | PPL | Fiber cabled module
PPLURX8LCLC8 |  | Variant of PROPEL-CABLED-MODULES | Propel ULL Multimode OM4 Cabled Module, 1x8 duplex LC Propel module on End A to 1x8 on End B, 8 fiber LSZH Patchcord, Method B Enhanced |  | Propel | PPL | Fiber cabled module
PPLUJGRSNUCL |  | Variant of PROPEL-CABLED-MODULES | Propel ULL Singlemode Cabled Module, 6x16 duplex SN Propel module on End A to 6x16 on End B, 96 fiber LSZH Trunk, Method B Enhanced |  | Propel | PPL | Fiber cabled module
PPLUJGRSNUCM |  | Variant of PROPEL-CABLED-MODULES | Propel ULL Singlemode Cabled Module, 9x16 duplex SN Propel module on End A to 9x16 on End B, 144 fiber LSZH Trunk, Method B Enhanced |  | Propel | PPL | Fiber cabled module
PPLUJGRSNUCN |  | Variant of PROPEL-CABLED-MODULES | Propel ULL Singlemode Cabled Module, 12x16 duplex SN Propel module on End A to 12x16 on End B, 192 fiber LSZH Trunk, Method B Enhanced |  | Propel | PPL | Fiber cabled module
PPLUGGFLC2XK |  | Variant of PROPEL-CABLED-MODULES | Propel ULL Singlemode Cabled Module, 3x2f duplex LC Propel module on End A to 1x24f MPO/UPC pinned on End B, 72 fiber Plenum Trunk, Method B Enhanced |  | Propel | PPL | Fiber cabled module
PPLURXDLCLCD |  | Variant of PROPEL-CABLED-MODULES | Propel ULL Multimode OM4 Cabled Module, 1x12 duplex LC Propel module on End A to 1x12 on End B, 12 fiber LSZH Patchcord, Method B Enhanced |  | Propel | PPL | Fiber cabled module
PPLURXDLCMPD |  | Variant of PROPEL-CABLED-MODULES | Propel ULL Multimode OM4 Cabled Module, 1x12 duplex LC Propel module on End A to 1x12f MPO/UPC non-pinned on End B, 12 fiber LSZH Patchcord, Method B Enhanced |  | Propel | PPL | Fiber cabled module
PPLUJX8LCUCM |  | Variant of PROPEL-CABLED-MODULES | Propel ULL Multimode OM4 Cabled Module, 18x8 duplex LC Propel module on End A to Stub on End B, 144 fiber LSZH Trunk, Method B Enhanced |  | Propel | PPL | Fiber cabled module
760255803 | MFPS-JHD-P-CQS2-096-30-OK | Variant of MFPS-PANELS | MFPS Fiber Optic panel, 2RU, 96 fibers/RU, pre-cabled I/O LSZH, 30m, front patch cords orientation to the right, 96 SC/APC, grade C | CommScope® |  | MFPS | Fiber patch panel ¦ with indoor/outdoor cable
FPX-1FRH07120 |  | Variant of FPX-TERMINATION-SPLICE-PANELS | FPX Fiber Optic Termination Panel with HMFOC tether, 1RU, 19in, Singlemode, 12 fiber, SC/UPC Connector to 12f HMFOC plug non-pinned, putty white | CommScope® |  | FPX | Fiber patch panel
FPX-1FRH07240 |  | Variant of FPX-TERMINATION-SPLICE-PANELS | FPX Fiber Optic Termination Panel with HMFOC tether, 1RU, 19in, Singlemode, 24 fiber, SC/UPC Connector to 2x12 fiber HMFOC plug non-pinned, putty white | CommScope® |  | FPX | Fiber patch panel
FPX-1FRH0J240 |  | Variant of FPX-TERMINATION-SPLICE-PANELS | FPX Fiber Optic Termination Panel with HMFOC tether, 1RU, 19in, Singlemode, 24 fiber, SC/APC Connector to 2x12 fiber HMFOC plug non-pinned, putty white | CommScope® |  | FPX | Fiber patch panel
FPX-1FRH0J120 |  | Variant of FPX-TERMINATION-SPLICE-PANELS | FPX Fiber Optic Termination Panel with HMFOC tether, 1RU, 19in, Singlemode, 12 fiber, SC/APC Connector to 12f HMFOC plug non-pinned, putty white | CommScope® |  | FPX | Fiber patch panel
760255053 | PPL-SP-24LC-SM-PT-BEU | Variant of PROPEL-SPLICE-CASSETTES | Propel Splice Cassette, 24LC/UPC with internal shutters, OS2 with 250 µm single fiber pigtails, Method B Enhanced ULL | CommScope® | Propel | PPL | Fiber cassette with pigtails
760256124 | PPL-DM-8P-8LC-OM4-AS | Variant of PROPEL-MODULES | Propel ULL Multimode OM4 MPO-08 Distribution Module, 4 duplex LC to 1X8f MPO/UPC pinned, Method A Straight | CommScope® | Propel | PPL | Fiber module
760256126 | PPL-DM-12P-12LC-OM4-AS | Variant of PROPEL-MODULES | Propel ULL Multimode OM4 MPO-12 Distribution Module, 6 duplex LC to 1X12f MPO/UPC pinned, Method A Straight | CommScope® | Propel | PPL | Fiber module
760256127 | PPL-DM-12AP-12LC-SM-AS | Variant of PROPEL-MODULES | Propel ULL Singlemode MPO-12 Distribution Module, 6 duplex LC to 1X12f MPO/APC pinned, Method A Straight | CommScope® | Propel | PPL | Fiber module
760256128 | PPL-DM-12P-24LC-OM4-AS | Variant of PROPEL-MODULES | Propel ULL Multimode OM4 MPO-12 Distribution Module, 12 duplex LC to 2X12f MPO/UPC pinned, Method A Straight | CommScope® | Propel | PPL | Fiber module
760256132 | PPL-DM-12P-12LC-OM4-AF | Variant of PROPEL-MODULES | Propel ULL Multimode OM4 MPO-12 Distribution Module, 6 duplex LC to 1X12f MPO/UPC pinned, Method A Pairs Flipped | CommScope® | Propel | PPL | Fiber module
760256133 | PPL-DM-12AP-12LC-SM-AF | Variant of PROPEL-MODULES | Propel ULL Singlemode MPO-12 Distribution Module, 6 duplex LC to 1X12f MPO/APC pinned, Method A Pairs Flipped | CommScope® | Propel | PPL | Fiber module
760255046 | PPL-SP-12LC-SM-RPT-BEU | Variant of PROPEL-SPLICE-CASSETTES | Propel Singlemode Splice Cassette, 12LC/UPC with internal shutters, OS2 ribbon fiber pigtail, Method B Enhanced ULL | CommScope® | Propel | PPL | Fiber cassette with ribbon pigtail
760255056 | PPL-SP-24LC-SM-RPT-BEU | Variant of PROPEL-SPLICE-CASSETTES | Propel Singlemode Splice Cassette, 24LC/UPC with internal shutters, OS2 ribbon fiber pigtail, Method B Enhanced ULL | CommScope® | Propel | PPL | Fiber cassette with ribbon pigtail
760253797 | PPL-2U-HD-FX | Variant of PROPEL-PANELS | Propel 2RU fixed tray fiber panel, accepts Propel ULL modules or adapter packs, providing up to 96 duplex LC ports, 96 MPO ports or 192 SN ports (384f) | CommScope® | Propel | PPL | Fiber patch panel
760255884 | G2-SP-24LCG-RPT-BE | Variant of G2-SPLICE-CASSETTES | G2 Splice Cassette, 24LC/UPC with internal shutters, OS2, with ribbon pigtails, Method B Enhanced | CommScope® |  | G2 | Fiber cassette with ribbon pigtail
760255885 | G2-SP-24LCX-PT-BE | Variant of G2-SPLICE-CASSETTES | G2 Splice Cassette, 24LC with internal shutters, OM4, with pigtails, Method B Enhanced | CommScope® |  | G2 | Fiber cassette with pigtails |  | Discontinued
760255886 | G2-SP-12LCG-PT-BE | Variant of G2-SPLICE-CASSETTES | G2 Splice Cassette, 12LC/UPC with internal shutters, OS2, with pigtails, Method B Enhanced | CommScope® |  | G2 | Fiber cassette with pigtails |  | Discontinued
E-501-L217 |  | Variant of FDF-CHASSIS-ACCESSORIES | FDF 8" FCM cable clamp kit for IFC cable |  |  | FDF | Cable clamp
760254378 | RMM-12UF-12UF-OM5-ULL | Variant of FD-PANELS | 1RU rack mounted Multimode OM5 mesh module with all front facing MPO12 ports. 24, 12f inputs from separate network enclaves to 24, 12f outputs to the desktop with Ultra-Low Loss (ULL) performance | CommScope® |  | FD | Fiber patch panel
760254405 |  | Variant of LGX/1000-MODULES | OM5 MPO12 Distribution Module, 6 duplex LC to 1X12f MPO non-pinned, Method B Enhanced | CommScope® |  |  | Fiber module
760254221 |  | Variant of PROPEL-COLOR-COLLARS | Propel Color Collar - Rose, 25 pack | CommScope® | Propel | PPL | Color Cap
760254223 |  | Variant of PROPEL-COLOR-COLLARS | Propel Color Collar - Orange, 25 pack | CommScope® | Propel | PPL | Color Cap
760254227 |  | Variant of PROPEL-COLOR-COLLARS | Propel Color Collar - Violet, 25 pack | CommScope® | Propel | PPL | Color Cap
760254228 |  | Variant of PROPEL-COLOR-COLLARS | Propel Color Collar - Slate, 25 pack | CommScope® | Propel | PPL | Color Cap
760254042 | EPX-1U-CHD-ENC-FX | Variant of EPX-PANELS | EPX 1U fixed panel, accepts (8) CHD style modules, adapter packs, or splice cassettes, providing up to 48 duplex LC ports | CommScope® |  | EPX | Fiber patch panel ¦ Fiber patch/splice panel
760254043 | EPX-1U-CHD-OPEN-FX | Variant of EPX-PANELS | EPX 1U open fixed panel, accepts (8) CHD style modules, adapter packs, or splice cassettes, providing up to 48 duplex LC ports | CommScope® |  | EPX | Fiber patch panel
FST-HD-RR |  | Variant of FST-SPLICE-TRAYS | FST Fiber Optic Splice Tray, 432 Rollable Ribbon Splice Capacity |  |  | FEC | Fiber splice tray
760254435 | FMS-K2BI-S1A1-24-SP | Variant of FMS-PANELS | FMS Panel, 1U, 19 in, black, Includes 12 x SC SM Duplex Adaptors (24F), 24 x SM SC Pigtails. 24 x Splice protectors. Splice tray and cable glands | CommScope® |  | FMS | Fiber patch/splice panel
760254437 | FMS-K2BI-L1A1-24-SP | Variant of FMS-PANELS | FMS Panel, 1U, 19 in, black, Includes 12 x LC SM Duplex Adaptors (24F), 24 x SM LC Pigtails. 24 x Splice protectors. Splice trays (2) and cable glands | CommScope® |  | FMS | Fiber patch/splice panel
760254438 | FMS-K2BI-L1A1-48-SP | Variant of FMS-PANELS | FMS Panel, 1U, 19 in, black, Includes 24 x LC SM Duplex Adaptors (48F), 48 x SM LC Pigtails. 48 x Splice protectors. Splice trays (2) and cable glands | CommScope® |  | FMS | Fiber patch/splice panel
760254439 | FMS-K1BI-SOM4-12-SP | Variant of FMS-PANELS | FMS Panel, 1U, 19 in, black, Includes 6 x SC OM4 Duplex Adaptors (12F), 12 x OM4 SC Pigtails. 12 x Splice protectors. Splice tray and cable glands | CommScope® |  | FMS | Fiber patch/splice panel
760246341 | HD-CBL-MGMT-TRAY-48PK | Variant of HD-ACCESSORIES | Cable management tray for HD sliding panels. Pack of 48 | CommScope® |  | HD | Cable management hardware
760248038 | EHD-FT-00-LC-WB-00-00 | Variant of EHD-SPLICE-CASSETTES | EHD Multimode OM5, 24 port LC field term splice cassette | CommScope® |  | EHD | Fiber cassette
RCP-1K2DUE09200 |  | Variant of RAPID-FIBER-PANELS | RapidFiber® Termination Panel, 24-Position 1RU, singlemode, LC/UPC to MPO, 92 m | CommScope® | RapidFiber® | RCP | Fiber patch panel ¦ with rapid cable
QUFB-48FDLCMSMHR-2 |  | Variant of QUAREO-MODULES | Q3000 Fiber Termination Blade (Module), 48 ports, LC/UPC to MPO, Singlemode, Pack of 2 blades | CommScope® |  | Q3000 | Fiber module |  | Discontinued
RCP-4KBPUK02325B |  | Variant of RAPID-FIBER-PANELS | RapidFiber® Termination Panel, 288-Position 4RU, singlemode, LC/UPC to LC/UPC breakouts, 23m cable with 25 inch breakout length and 1.2MM Breakout Jacketing | CommScope® | RapidFiber® | RCP | Fiber patch panel ¦ with rapid cable
760248322 | G2-SP-12SCW-PT-ANT | Variant of G2-SPLICE-CASSETTES | G2 Splice Cassette, 12SC/UPC, OS2, with pigtails | CommScope® |  | G2 | Fiber cassette with pigtails
760248831 | G2-SP-12SCX-PT | Variant of G2-SPLICE-CASSETTES | G2 Splice Cassette, 12SC, OM4 with pigtails | CommScope® |  | G2 | Fiber cassette with pigtails
760248069 | CHD08-DM-PBLC-SM-B-ULL | Variant of CHD-MODULES | CHD ULL Singlemode, MPO-8 distribution module, 8LC to 1x8f MPO unpinned with port blockers, dust plugs | CommScope® | SYSTIMAX ULL | CHD | Fiber module
760248405 | CHD08-DM-PBLC-LS-B-ULL | Variant of CHD-MODULES | CHD ULL Multimode, MPO-8 distribution module, 8LC to 1x8f MPO unpinned with port blockers, dust plugs | CommScope® | SYSTIMAX ULL | CHD | Fiber module
760244688 | DM12-24LCA-SM-AS | Variant of G2-MODULES | G2 MPOptimate® Singlemode MPO-12 Distribution Module, 24LC APC to 2x12f MPO's pinned, internal shutters | CommScope® |  | G2 | Fiber module
760254868 | PPL-DM-NULL-8PLC-OM5-BEU | Variant of PROPEL-MODULES | Propel ULL Multimode OM5 MPO-08 front facing breakout module, 4 duplex LC to 1X8f MPO/UPC pinned, Method B Enhanced | CommScope® | Propel | PPL | Fiber module
760254919 | EPX-1U-PNL-OPEN | Variant of EPX-PANELS | EPX 1U open sliding panel, accepts (3) LGX/PNL style splice cassettes, modules or panels, providing up to 36 duplex LC ports | CommScope® |  | EPX | Fiber patch panel
760254918 | EPX-1U-MOD-OPEN | Variant of EPX-PANELS | EPX 1U open sliding panel, accepts (4) G2 style splice cassettes, modules or adapter packs, providing up to 48 duplex LC ports | CommScope® |  | EPX | Fiber patch panel
CZ4956-000 | OCFPS1U-DMQ1204L2-U23-SUB | Variant | OCFPS Fiber Optic DWDM Panel, mux, 40 channels, 1561.42 nm starting wavelength, 100 GHz channel spacing, upgrade port, LC/APC, 1U, 19 in, gray |  |  | OCFPS | DWDM patch panel
CZ6566-000 | FIST-GPSTF-12-AIB-2 | Variant of FIST-GPSTF-TRAYS | FIST GPST Fiber Termination/Splice Tray, 12 ports, SC/APC, singlemode, preterminated with pigtails, SMOUV splice chip, 15 in, gray, right patch cord routing |  | FIST® | FIST-GPST | Fiber patch/splice tray
CZ7616-000 | FOMS-FPS-HD-J-SKS2-96 | Variant of FOMS-PANELS | FOMS-FPS High Density Fiber Termination/Splice Panel, 96 SC/APC, singlemode, 2RU, 19 in, gray | CommScope® |  | FOMS-FPS | Fiber patch/splice panel
CZ7625-000 | FIST-GPST-12-AAL1-2C | Variant of FIST-GPST-TRAYS | FIST GPST Fiber Patch Tray, 24 ports, LC/UPC, singlemode, 19 in, gray, left/right patch cord routing |  | FIST® | FIST-GPST | Fiber patch tray
CZ8845-000 | FOMS-FPS-HD-K-SIS1-48 | Variant of FOMS-PANELS | FOMS-FPS High Density Fiber Termination/Splice Panel, 48 SC/UPC, singlemode, 1RU, 19 in, gray | CommScope® |  | FOMS-FPS | Fiber patch/splice panel
CK1075-000 | FIST-MB2-1HU | Variant of FIST-CHASSIS-ACCESSORIES | FIST® Mounting bracket kit for 1HU 19in shelves, already included in 19in FIST-GPS2 shelf kits |  | FIST® | FIST-GPS2 | Mounting bracket
CHD-4U-W |  | Variant of CHD-PANELS | SYSTIMAX® CHD 4U sliding tray fiber panel, accepts (48) CHD ULL modules, splice cassettes or MPO panels, providing up to 288 duplex LC ports or up to 288 MPO ports, white, High Speed Migration | CommScope® |  | CHD | Fiber patch panel |  | Discontinued
CK3326-000 | FIST-GPST-12-MAL2-2 | Variant of FIST-GPST-TRAYS | FIST GPST Fiber Patch/Splice Tray, 24 ports, LC/APC, singlemode, preterminated with pigtails, SMOUV splice chip, 19 in, gray, left patch cord routing |  | FIST® | FIST-GPST | Fiber patch/splice tray
NG4-CMD70M2 |  | Variant of NG4-CABLED-MODULES | NG4access® Cabled Module, singlemode SC/UPC to stub, 24 fiber, microcable |  | NG4access® | LSX ¦ NG4 | Fiber cabled module
NG4-CMD77M2 |  | Variant of NG4-CABLED-MODULES | NG4access® Cabled Module, singlemode SC/UPC to SC/UPC, 24 fiber, microcable |  | NG4access® | LSX ¦ NG4 | Fiber cabled module
NG4-CMDK0M2 |  | Variant of NG4-CABLED-MODULES | NG4access® Cabled Module, singlemode LC/UPC to stub, 24 fiber, microcable |  | NG4access® | LSX ¦ NG4 | Fiber cabled module
NG4-CMDK7M2 |  | Variant of NG4-CABLED-MODULES | NG4access® Cabled Module, singlemode LC/UPC to SC/UPC, 24 fiber, microcable |  | NG4access® | LSX ¦ NG4 | Fiber cabled module
NG4-CMDKEM2 |  | Variant of NG4-CABLED-MODULES | NG4access® Cabled Module, singlemode LC/UPC to MPO, 24 fiber, microcable |  | NG4access® | LSX ¦ NG4 | Fiber cabled module
NG4-CMDKNM2 |  | Variant of NG4-CABLED-MODULES | NG4access® Cabled Module, singlemode LC/UPC module at both sides, 24 fiber, microcable |  | NG4access® | LSX ¦ NG4 | Fiber cabled module
NG4-CMDMEM2 |  | Variant of NG4-CABLED-MODULES | NG4access® Cabled Module, singlemode LC/APC to MPO, 24 fiber, microcable |  | NG4access® | LSX ¦ NG4 | Fiber cabled module
NG4-CMDK0R4 |  | Variant of NG4-CABLED-MODULES | NG4access® Cabled Module, singlemode LC/UPC to stub, 288 fiber, Rollable Ribbon, indoor/outdoor |  | NG4access® | LSX ¦ NG4 | Fiber cabled module
NG4-CMDK0R6 |  | Variant of NG4-CABLED-MODULES | NG4access® Cabled Module, singlemode LC/UPC to stub, 576 fiber, Rollable Ribbon, indoor/outdoor |  | NG4access® | LSX ¦ NG4 | Fiber cabled module
NG4-CMDK0R8 |  | Variant of NG4-CABLED-MODULES | NG4access® Cabled Module, singlemode LC/UPC to stub, 864 fiber, Rollable Ribbon, indoor/outdoor |  | NG4access® | LSX ¦ NG4 | Fiber cabled module
NG4-CMDM0R3 |  | Variant of NG4-CABLED-MODULES | NG4access® Cabled Module, singlemode LC/APC to stub, 144 fiber, Rollable Ribbon, indoor/outdoor |  | NG4access® | LSX ¦ NG4 | Fiber cabled module
NG4-CMDM0R5 |  | Variant of NG4-CABLED-MODULES | NG4access® Cabled Module, singlemode LC/APC to stub, 432 fiber, Rollable Ribbon, indoor/outdoor |  | NG4access® | LSX ¦ NG4 | Fiber cabled module
NG4-CMDM0R6 |  | Variant of NG4-CABLED-MODULES | NG4access® Cabled Module, singlemode LC/APC to stub, 576 fiber, Rollable Ribbon, indoor/outdoor |  | NG4access® | LSX ¦ NG4 | Fiber cabled module
NG4-CMDM0R2 |  | Variant of NG4-CABLED-MODULES | NG4access® Cabled Module, singlemode LC/APC to stub, 24 fiber, Rollable Ribbon, Plenum |  | NG4access® | LSX ¦ NG4 | Fiber cabled module
760253471 | CPP-SVS-CL-KIT-4PK | Variant | Saddle & Velcro Strap Kit, Clear | CommScope® |  |  | Cable management hardware
760252803 | PPL-AP-12-MPO16-ALL-B | Variant of PROPEL-ADAPTER-PACKS | Propel pass-through adapter pack, 12 MPO16 ports, Type B | CommScope® | Propel | PPL | Fiber adapter pack
FPX-2FRH08480 |  | Variant of FPX-TERMINATION-SPLICE-PANELS | FPX Fiber Optic Termination Panel with HMFOC tether, 2RU, 19in, Singlemode, 48 fiber, LC/UPC Connector to 4x12 fiber HMFOC, putty white | CommScope® |  | FPX | Fiber patch panel
760255094 | PPL-SP-24LC-OM5-PT-BEU-ANT | Variant of PROPEL-SPLICE-CASSETTES | Propel Multimode Splice Cassette, 24LC with internal shutters, OM5 single fiber pigtails, Method B Enhanced ULL, ANT Splice Protector | CommScope® | Propel | PPL | Fiber cassette with pigtails
760255086 | PPL-SP-12LC-SM-PT-BEU-ANT | Variant of PROPEL-SPLICE-CASSETTES | Propel Singlemode Splice Cassette, 12LC/UPC with internal shutters, 250 µm OS2 single fiber pigtails, Method B Enhanced ULL, ANT Splice Protector | CommScope® | Propel | PPL | Fiber cassette with pigtails
760255055 | PPL-SP-24LC-OM5-PT-BEU | Variant of PROPEL-SPLICE-CASSETTES | Propel Multimode Splice Cassette, 24LC with internal shutters, OM5 single fiber pigtails, Method B Enhanced ULL | CommScope® | Propel | PPL | Fiber cassette with pigtails
760255064 | PPL-FT-24LC-SM-00-000 | Variant of PROPEL-SPLICE-CASSETTES | Propel Singlemode Field Term Cassette, 24LC with internal shutters, no fiber | CommScope® | Propel | PPL | Fiber cassette
760255975 | PPL-SP-12LA-SM-PT-BEU | Variant of PROPEL-SPLICE-CASSETTES | Propel Singlemode Splice Cassette, 12LC/APC with internal shutters, 250 µm OS2 single fiber pigtails, Method B Enhanced ULL | CommScope® | Propel | PPL | Fiber cassette with pigtails
760255083 | PPL-SP-24LC-OM5-PT-AS | Variant of PROPEL-SPLICE-CASSETTES | Propel Multimode Splice Cassette, 24LC with internal shutters, OM5 single fiber pigtails, pairs straight ULL | CommScope® | Propel | PPL | Fiber cassette with pigtails
760255061 | PPL-FT-16LC-SM-00-000 | Variant of PROPEL-SPLICE-CASSETTES | Propel Singlemode Field Term Cassette, 16LC with internal shutters, for use with cable terminated with field installed connectors, no fiber | CommScope® | Propel | PPL | Fiber cassette
760255084 | PPL-SP-24LC-SM-RPT-AS | Variant of PROPEL-SPLICE-CASSETTES | Propel Singlemode Splice Cassette, 24LC/UPC with internal shutters, OS2 ribbon fiber pigtail, pairs straight ULL | CommScope® | Propel | PPL | Fiber cassette with ribbon pigtail
760255045 | PPL-SP-12LC-OM5-PT-BEU | Variant of PROPEL-SPLICE-CASSETTES | Propel Multimode Splice Cassette, 12LC with internal shutters, OM5 single fiber pigtails, Method B Enhanced ULL | CommScope® | Propel | PPL | Fiber cassette with pigtails
760255070 | PPL-SP-4MPO12P-OM4-RPT-BEU | Variant of PROPEL-SPLICE-CASSETTES | Propel Multimode Splice Cassette, 4 MPO12 pinned with internal shutters, OM4 ribbon fiber pigtail, Method B Enhanced ULL | CommScope® | Propel | PPL | Fiber cassette with ribbon pigtail
760255088 | PPL-SP-12LC-OM5-PT-BEU-ANT | Variant of PROPEL-SPLICE-CASSETTES | Propel Multimode Splice Cassette, 12LC with internal shutters, OM5 single fiber pigtails, Method B Enhanced ULL, ANT Splice Protector | CommScope® | Propel | PPL | Fiber cassette with pigtails
760255093 | PPL-SP-24LC-OM4-PT-BEU-ANT | Variant of PROPEL-SPLICE-CASSETTES | Propel Multimode Splice Cassette, 24LC with internal shutters, OM4 single fiber pigtails, Method B Enhanced ULL, ANT Splice Protector | CommScope® | Propel | PPL | Fiber cassette with pigtails
760255063 | PPL-FT-16LC-OM5-00-000 | Variant of PROPEL-SPLICE-CASSETTES | Propel Multimode Field Term Cassette, 16LC with internal shutters, for use with cable terminated with field installed connectors, no fiber | CommScope® | Propel | PPL | Fiber cassette
760255071 | PPL-SP-6MPO12P-OM4-RPT-BEU | Variant of PROPEL-SPLICE-CASSETTES | Propel Multimode Splice Cassette, 6 MPO12 pinned with internal shutters, OM4 ribbon fiber pigtail, Method B Enhanced ULL | CommScope® | Propel | PPL | Fiber cassette with ribbon pigtail
760255978 | PPL-SP-24LA-SM-RPT-BEU | Variant of PROPEL-SPLICE-CASSETTES | Propel Singlemode Splice Cassette, 24LC/APC with internal shutters, OS2 ribbon fiber pigtail, Method B Enhanced ULL | CommScope® | Propel | PPL | Fiber cassette with ribbon pigtail
760255982 | PPL-SP-24LA-SM-RPT-AS | Variant of PROPEL-SPLICE-CASSETTES | Propel Singlemode Splice Cassette, 24LC/APC with internal shutters, OS2 ribbon fiber pigtail, pairs straight ULL | CommScope® | Propel | PPL | Fiber cassette with ribbon pigtail
760255054 | PPL-SP-24LC-OM4-PT-BEU | Variant of PROPEL-SPLICE-CASSETTES | Propel Multimode Splice Cassette, 24LC with internal shutters, OM4 single fiber pigtails, Method B Enhanced ULL | CommScope® | Propel | PPL | Fiber cassette with pigtails
760255979 | PPL-SP-12LA-SM-PT-AS | Variant of PROPEL-SPLICE-CASSETTES | Propel Singlemode Splice Cassette, 12LC/APC with internal shutters, 250 µm OS2 single fiber pigtails, pairs straight ULL | CommScope® | Propel | PPL | Fiber cassette with pigtails
760255980 | PPL-SP-12LA-SM-RPT-AS | Variant of PROPEL-SPLICE-CASSETTES | Propel Singlemode Splice Cassette, 12LC/APC with internal shutters, OS2 ribbon fiber pigtail, pairs straight ULL | CommScope® | Propel | PPL | Fiber cassette with ribbon pigtail
760255981 | PPL-SP-24LA-SM-PT-AS | Variant of PROPEL-SPLICE-CASSETTES | Propel Singlemode Splice Cassette, 24LC/APC with internal shutters, 250 µm OS2 single fiber pigtails, pairs straight ULL | CommScope® | Propel | PPL | Fiber cassette with pigtails
760256558 | CPP-UDDM-M-KIT-4PK | Variant | Unshielded Discrete Distribution Module, M-series, (4 ea/pkg), Black | CommScope® |  |  | Module
760255928 | PPL-DM-12AP-12LA-SM-AS | Variant of PROPEL-MODULES | Propel ULL Singlemode MPO-12 Distribution Module, 6 duplex LC/APC to 1X12f MPO/APC pinned, Method A Straight | CommScope® | Propel | PPL | Fiber module
760253796 | PPL-1U-HD-FX | Variant of PROPEL-PANELS | Propel 1RU fixed tray fiber panel, accepts Propel components, providing up to 48 duplex LC ports, 48 MPO ports or 96 SN ports (192f) | CommScope® | Propel | PPL | Fiber patch panel
1RU-SP2264001 | 1RU SPLTR PNL 2X64 UPC/LC | Variant of 1RU-SPLTR-PNLS | 1RU panel, 2X64 split ratio, 1 splitter, LC/UPC connectors |  |  | 1RU | Splitter patch panel | Build America Buy America (BABA) compliant*
1RU-SP3164001 | 1RU SPLTR PNL 1X64 APC/SC | Variant of 1RU-SPLTR-PNLS | 1RU panel, 1X64 split ratio, 1 splitter, SC/APC connectors |  |  | 1RU | Splitter patch panel | Build America Buy America (BABA) compliant*
760249187 |  | Variant of FIXED-PNLS-1U | Fiber Optic Termination/Splice Panel, 1U, 19 in, 12 SC simplex adapter, multimode, black | CommScope® |  | 1U | Fiber patch/splice panel
760249185 |  | Variant of FIXED-PNLS-1U | Fiber Optic Termination/Splice Panel, 1U, 19 in, 48 LC duplex adapter, multimode, black | CommScope® |  | 1U | Fiber patch/splice panel
RCPB-1K4PUE03100 |  | Variant of RAPID-FIBER-PANELS | RapidFiber® Termination Panel, 48-Position 1RU, singlemode, LC/UPC to MPO, 31 m | CommScope® | RapidFiber® | RCP | Fiber patch panel ¦ with rapid cable
RCPB-1K4PUE12200 |  | Variant of RAPID-FIBER-PANELS | RapidFiber® Termination Panel, 48-Position 1RU, singlemode, LC/UPC to MPO, 122 m | CommScope® | RapidFiber® | RCP | Fiber patch panel ¦ with rapid cable
NG4-CMDK0R2 |  | Variant of NG4-CABLED-MODULES | NG4access® Cabled Module, singlemode LC/UPC to stub, 24 fiber, Rollable Ribbon, Plenum |  | NG4access® | LSX ¦ NG4 | Fiber cabled module
RCP-1K4PUK03167 |  | Variant of RAPID-FIBER-PANELS | RapidFiber® Termination Panel, 48-Position 1RU, singlemode, LC/UPC to LC/UPC, 31m 67in breakout | CommScope® | RapidFiber® | RCP | Fiber patch panel ¦ with rapid cable
FPS-SPL1AJJ |  | Variant of LSX-SPLTR-MODULES | LGX Fiber Optic Splitter Module, 1 x 32, 9 in, SC/APC, singlemode |  |  | LGX | Splitter module
760252003 | PPL-2U | Variant of PROPEL-PANELS | Propel 2RU sliding tray fiber panel, accepts Propel ULL modules or adapter packs, providing up to 144 duplex LC ports, 144 MPO ports or 288 SN ports (576f) | CommScope® | Propel | PPL | Fiber patch panel
760252333 | PPL-DM-8U-8LC-OM5-BEU | Variant of PROPEL-MODULES | Propel ULL Multimode OM5 MPO-08 Distribution Module, 4 duplex LC to 1X8f MPO/UPC non-pinned, Method B Enhanced | CommScope® | Propel | PPL | Fiber module
760248335 | CHD-ES-1U | Variant of CHD-PANELS | CHD 1U fixed fiber panel, accepts (12) CHD ULL modules, splice cassettes or MPO panels, providing up to 72 duplex LC ports or up to 72 MPO ports, black, High Speed Migration | CommScope® |  | CHD | Fiber patch panel
760248339 | CHD-ES-TROUGH-1U | Variant | CHD-ES-1U panel Jumper Management Trough | CommScope® |  | CHD | Cable management hardware
760248151 | G2-SP-24LAG-RPT | Variant of G2-SPLICE-CASSETTES | G2 Splice Cassette, 24LC/APC with internal shutters, OS2, with ribbon pigtails | CommScope® |  | G2 | Fiber cassette with ribbon pigtail
760245765 | MFPS-IED-P-SLL2-216 | Variant of MFPS-PANELS | MFPS Fiber Optic panel, 3RU, 72 fibers/RU, splice/patch, ANT/front patch cords orientation to the left, 216 LC/APC, grade C | CommScope® |  | MFPS | Fiber patch/splice panel
760242172 | MFPS-IHD-P-SKS1-144 | Variant of MFPS-PANELS | MFPS Fiber Optic panel, 3RU, 48 fibers/RU, splice/patch, SMOUV/front patch cords orientation to the left, 144 SC/UPC, grade C | CommScope® |  | MFPS | Fiber patch/splice panel
760245762 | MFPS-IHD-P-SLL2-144 | Variant of MFPS-PANELS | MFPS Fiber Optic panel, 3RU, 48 fibers/RU, splice/patch, ANT/front patch cords orientation to the left, 144 LC/APC, grade C | CommScope® |  | MFPS | Fiber patch/splice panel
760239465 | MFPS-IXD-P-SILG-288 | Variant of MFPS-PANELS | MFPS Fiber Optic panel, 3RU, 96 fibers/RU, splice/patch, SMOUV/front patch cords orientation to the right, 288 LC/APC, grade B | CommScope® |  | MFPS | Fiber patch/splice panel
760248343 | MFPS-IXD-P-SJLG-288 | Variant of MFPS-PANELS | MFPS Fiber Optic panel, 3RU, 96 fibers/RU, splice/patch, ANT/front patch cords orientation to the right, 288 LC/APC, grade B | CommScope® |  | MFPS | Fiber patch/splice panel
760238814 | MFPS-IXD-P-SKLF-288 | Variant of MFPS-PANELS | MFPS Fiber Optic panel, 3RU, 96 fibers/RU, splice/patch, SMOUV/front patch cords orientation to the left, 288 LC/UPC, grade B | CommScope® |  | MFPS | Fiber patch/splice panel
760245764 | MFPS-JED-P-SLL2-144 | Variant of MFPS-PANELS | MFPS Fiber Optic panel, 2RU, 72 fibers/RU, splice/patch, ANT/front patch cords orientation to the left, 144 LC/APC, grade C | CommScope® |  | MFPS | Fiber patch/splice panel
760244418 | MFPS-JHD-P-PMS1-096 | Variant of MFPS-PANELS | MFPS Fiber Optic panel, 2RU, 48 fibers/RU, patch/patch, front patch cords orientation to the left, 96 SC/UPC | CommScope® |  | MFPS | Fiber patch panel
760239290 | MFPS-JHD-P-PNS1-096 | Variant of MFPS-PANELS | MFPS Fiber Optic panel, 2RU, 48 fibers/RU, patch/patch, front patch cords orientation to the right, 96 SC/UPC | CommScope® |  | MFPS | Fiber patch panel
760244353 | MFPS-JHD-P-SISG-096 | Variant of MFPS-PANELS | MFPS Fiber Optic panel, 2RU, 48 fibers/RU, splice/patch, SMOUV/front patch cords orientation to the right, 96 SC/APC, grade B | CommScope® |  | MFPS | Fiber patch/splice panel
760243047 | MFPS-JHD-P-SKS2-096 | Variant of MFPS-PANELS | MFPS Fiber Optic panel, 2RU, 48 fibers/RU, splice/patch, SMOUV/front patch cords orientation to the left, 96 SC/APC, grade C | CommScope® |  | MFPS | Fiber patch/splice panel
760245761 | MFPS-JHD-P-SLL2-096 | Variant of MFPS-PANELS | MFPS Fiber Optic panel, 2RU, 48 fibers/RU, splice/patch, ANT/front patch cords orientation to the left, 96 LC/APC, grade C | CommScope® |  | MFPS | Fiber patch/splice panel
760244416 | MFPS-JXD-P-PML1-192 | Variant of MFPS-PANELS | MFPS Fiber Optic panel, 2RU, 96 fibers/RU, patch/patch, front patch cords orientation to the left, 192 LC/UPC | CommScope® |  | MFPS | Fiber patch panel
760244638 | MFPS-JXD-P-SIL1-192 | Variant of MFPS-PANELS | MFPS Fiber Optic panel, 2RU, 96 fibers/RU, splice/patch, SMOUV/front patch cords orientation to the right, 192 LC/UPC, grade C | CommScope® |  | MFPS | Fiber patch/splice panel
760244681 | MFPS-JXD-P-SILF-192 | Variant of MFPS-PANELS | MFPS Fiber Optic panel, 2RU, 96 fibers/RU, splice/patch, SMOUV/front patch cords orientation to the right, 192 LC/UPC, grade B | CommScope® |  | MFPS | Fiber patch/splice panel
760244417 | MFPS-JXD-P-SKL1-192 | Variant of MFPS-PANELS | MFPS Fiber Optic panel, 2RU, 96 fibers/RU, splice/patch, SMOUV/front patch cords orientation to the left, 192 LC/UPC, grade C | CommScope® |  | MFPS | Fiber patch/splice panel
760239356 | MFPS-KED-P-SILF-072 | Variant of MFPS-PANELS | MFPS Fiber Optic panel, 1RU, 72 fibers/RU, splice/patch, SMOUV/front patch cords orientation to the right, 72 LC/UPC, grade B | CommScope® |  | MFPS | Fiber patch/splice panel
760240722 | MFPS-KED-P-SILG-072 | Variant of MFPS-PANELS | MFPS Fiber Optic panel, 1RU, 72 fibers/RU, splice/patch, SMOUV/front patch cords orientation to the right, 72 LC/APC, grade B | CommScope® |  | MFPS | Fiber patch/splice panel
760240723 | MFPS-KED-P-SKLG-072 | Variant of MFPS-PANELS | MFPS Fiber Optic panel, 1RU, 72 fibers/RU, splice/patch, SMOUV/front patch cords orientation to the left, 72 LC/APC, grade B | CommScope® |  | MFPS | Fiber patch/splice panel
760246334 | MFPS-KHD-P-PML1-048 | Variant of MFPS-PANELS | MFPS Fiber Optic panel, 1RU, 48 fibers/RU, patch/patch, front patch cords orientation to the left, 48 LC/UPC | CommScope® |  | MFPS | Fiber patch panel
760239682 | MFPS-KHD-P-PNL2-048 | Variant of MFPS-PANELS | MFPS Fiber Optic panel, 1RU, 48 fibers/RU, patch/patch, front patch cords orientation to the right, 48 LC/APC | CommScope® |  | MFPS | Fiber patch panel
NG4-CMDMMGQ |  | Variant of NG4-CABLED-MODULES | NG4access® Cabled Module, singlemode LC/APC to LC/APC, 72 fiber, stranded, IFC |  | NG4access® | LSX ¦ NG4 | Fiber cabled module
NG4-CMD7LHQ |  | Variant of NG4-CABLED-MODULES | NG4access® Cabled Module, singlemode SC/UPC to SC/APC, 144 fiber, stranded, IFC |  | NG4access® | LSX ¦ NG4 | Fiber cabled module
NG4-CMDKKHQ |  | Variant of NG4-CABLED-MODULES | NG4access® Cabled Module, singlemode LC/UPC to LC/UPC, 144 fiber, stranded, IFC |  | NG4access® | LSX ¦ NG4 | Fiber cabled module
NG4-CMDK7KQ |  | Variant of NG4-CABLED-MODULES | NG4access® Cabled Module, singlemode LC/UPC to SC/UPC, 96 fiber, stranded, IFC |  | NG4access® | LSX ¦ NG4 | Fiber cabled module
NG4-CMDK0RG |  | Variant of NG4-CABLED-MODULES | NG4access® Cabled Module, singlemode LC/UPC to stub, 72 fiber, rollable ribbon, indoor/outdoor |  | NG4access® | LSX ¦ NG4 | Fiber cabled module
NG4-CMDK0GQ |  | Variant of NG4-CABLED-MODULES | NG4access® Cabled Module, singlemode LC/UPC to stub, 72 fiber, stranded, IFC |  | NG4access® | LSX ¦ NG4 | Fiber cabled module
NG4-CMDK0HQ |  | Variant of NG4-CABLED-MODULES | NG4access® Cabled Module, singlemode LC/UPC to stub, 144 fiber, stranded, IFC |  | NG4access® | LSX ¦ NG4 | Fiber cabled module
NG4-CMDK0HS |  | Variant of NG4-CABLED-MODULES | NG4access® Cabled Module, singlemode LC/UPC to stub, 144 fiber, ribbon, IFC |  | NG4access® | LSX ¦ NG4 | Fiber cabled module
NG4-CMDKNHQ |  | Variant of NG4-CABLED-MODULES | NG4access® Cabled Module, singlemode LC/UPC module at both sides, 144 fiber, stranded, IFC |  | NG4access® | LSX ¦ NG4 | Fiber cabled module
NG4-CMDL0GQ |  | Variant of NG4-CABLED-MODULES | NG4access® Cabled Module, singlemode SC/APC to stub, 72 fiber, stranded, IFC |  | NG4access® | LSX ¦ NG4 | Fiber cabled module
NG4-CMDL0RK |  | Variant of NG4-CABLED-MODULES | NG4access® Cabled Module, singlemode SC/APC to stub, 96 fiber, rollable ribbon, indoor/outdoor |  | NG4access® | LSX ¦ NG4 | Fiber cabled module
NG4-CMDM0GQ |  | Variant of NG4-CABLED-MODULES | NG4access® Cabled Module, singlemode LC/APC to stub, 72 fiber, stranded |  | NG4access® | LSX ¦ NG4 | Fiber cabled module
NG4-CMDM0HQ |  | Variant of NG4-CABLED-MODULES | NG4access® Cabled Module, singlemode LC/APC to stub, 144 fiber, stranded, IFC |  | NG4access® | LSX ¦ NG4 | Fiber cabled module
NG4-CMDM0HS |  | Variant of NG4-CABLED-MODULES | NG4access® Cabled Module, singlemode LC/APC to stub, 144 fiber, ribbon, IFC |  | NG4access® | LSX ¦ NG4 | Fiber cabled module
NG4-CMDM0RK |  | Variant of NG4-CABLED-MODULES | NG4access® Cabled Module, singlemode LC/APC to stub, 96 fiber, rollable ribbon, indoor/outdoor |  | NG4access® | LSX ¦ NG4 | Fiber cabled module
NG4-CMDMNRG |  | Variant of NG4-CABLED-MODULES | NG4access® Cabled Module, singlemode LC/APC module at both sides, 72 fiber, rollable ribbon, indoor/outdoor |  | NG4access® | LSX ¦ NG4 | Fiber cabled module
NG4-CMDK0HL |  | Variant of NG4-CABLED-MODULES | NG4access® Cabled Module, singlemode LC/UPC to stub, 144 fiber, stranded, indoor/outdoor |  | NG4access® | LSX ¦ NG4 | Fiber cabled module
NG4-CMDK0RJ |  | Variant of NG4-CABLED-MODULES | NG4access® Cabled Module, singlemode LC/UPC to stub, 216 fiber, rollable ribbon, indoor/outdoor |  | NG4access® | LSX ¦ NG4 | Fiber cabled module
NG4-CMDK0JS |  | Variant of NG4-CABLED-MODULES | NG4access® Cabled Module, singlemode LC/UPC to stub, 216 fiber, rollable ribbon, indoor/outdoor |  | NG4access® | LSX ¦ NG4 | Fiber cabled module
NG4-CMDK0RK |  | Variant of NG4-CABLED-MODULES | NG4access® Cabled Module, singlemode LC/UPC to stub, 96 fiber, rollable ribbon, indoor/outdoor |  | NG4access® | LSX ¦ NG4 | Fiber cabled module
NG4-CMDL0HL |  | Variant of NG4-CABLED-MODULES | NG4access® Cabled Module, singlemode SC/APC to stub, 144 fiber, stranded, indoor/outdoor |  | NG4access® | LSX ¦ NG4 | Fiber cabled module
NG4-CMDM0RJ |  | Variant of NG4-CABLED-MODULES | NG4access® Cabled Module, singlemode LC/APC to stub, 216 fiber, rollable ribbon, indoor/outdoor |  | NG4access® | LSX ¦ NG4 | Fiber cabled module
NG4-CMDK7GQ |  | Variant of NG4-CABLED-MODULES | NG4access® Cabled Module, singlemode LC/UPC to SC/UPC, 72 fiber, stranded, IFC |  | NG4access® | LSX ¦ NG4 | Fiber cabled module
760252362 | PPL-AP-12-LC-SM | Variant of PROPEL-ADAPTER-PACKS | Propel pass-through adapter pack, singlemode, 6 duplex LC/UPC ports | CommScope® | Propel | PPL | Fiber adapter pack
760252365 | PPL-AP-16-LC-SM | Variant of PROPEL-ADAPTER-PACKS | Propel pass-through adapter pack, singlemode, 8 duplex LC/UPC ports | CommScope® | Propel | PPL | Fiber adapter pack
760252366 | PPL-AP-16-LC-OM4 | Variant of PROPEL-ADAPTER-PACKS | Propel pass-through adapter pack, multimode OM4, 8 duplex LC ports | CommScope® | Propel | PPL | Fiber adapter pack
760252370 | PPL-AP-24-LC-OM5 | Variant of PROPEL-ADAPTER-PACKS | Propel pass-through adapter pack, multimode OM5, 12 duplex LC ports | CommScope® | Propel | PPL | Fiber adapter pack
760252371 | PPL-AP-4-MPO-ALL-B | Variant of PROPEL-ADAPTER-PACKS | Propel pass-through adapter pack, 4 MPO8-12-24 ports, Type B | CommScope® | Propel | PPL | Fiber adapter pack
760252373 | PPL-AP-8-MPO-ALL-B | Variant of PROPEL-ADAPTER-PACKS | Propel pass-through adapter pack, 8 MPO8-12-24 ports, Type B | CommScope® | Propel | PPL | Fiber adapter pack
760252374 | PPL-AP-12-MPO-ALL-B | Variant of PROPEL-ADAPTER-PACKS | Propel pass-through adapter pack, 12 MPO8-12-24 ports, Type B | CommScope® | Propel | PPL | Fiber adapter pack
LX1SSP1216001 | LGX SPLTR MOD 2X16 APC/LC | Variant of LGX-SPLTR-MOD | Single width LGX module, 2x16 symmetrical split ratio, 1 splitter, LC/APC connectors |  |  | LGX | Splitter module | Build America Buy America (BABA) compliant*
760250917 | FPS-OCM-K-F-BLK | Variant of FPS-OCM-PANELS | LGX 1RU chassis, 19-inch, Holds three single-width LGX module | CommScope® |  | LGX | Fiber patch panel
LX1SSP1204004 | LGX SPLTR MOD (4) 2X4 APC/LC | Variant of LGX-SPLTR-MOD | Single width LGX module, 2x4 symmetrical split ratio, 4 splitters, LC/APC connectors |  |  | LGX | Splitter module | Build America Buy America (BABA) compliant*
LX1SSP1202006 | LGX SPLTR MOD (6) 2X2 APC/LC | Variant of LGX-SPLTR-MOD | Single width LGX module, 2x2 symmetrical split ratio, 6 splitters, LC/APC connectors |  |  | LGX | Splitter module | Build America Buy America (BABA) compliant*
LX1SSP1116001 | LGX SPLTR MOD 1X16 APC/LC | Variant of LGX-SPLTR-MOD | Single width LGX module, 1x16 symmetrical split ratio, 1 splitter, LC/APC connectors |  |  | LGX | Splitter module | Build America Buy America (BABA) compliant*
LX1SSP1108002 | LGX SPLTR MOD (2) 1X8 APC/LC | Variant of LGX-SPLTR-MOD | Single width LGX module, 1x8 symmetrical split ratio, 2 splitters, LC/APC connectors |  |  | LGX | Splitter module | Build America Buy America (BABA) compliant*
LX1SSP1102006 | LGX SPLTR MOD (6) 1X2 APC/LC | Variant of LGX-SPLTR-MOD | Single width LGX module, 1x2 symmetrical split ratio, 6 splitters, LC/APC connectors |  |  | LGX | Splitter module | Build America Buy America (BABA) compliant*
LX2SSP2232001 | LGX SPLTR MOD 2X32 UPC/LC | Variant of LGX-SPLTR-MOD | Double width LGX module, 2x32 symmetrical split ratio, 1 splitter, LC/UPC connectors |  |  | LGX | Splitter module | Build America Buy America (BABA) compliant*
LX1SSP2216001 | LGX SPLTR MOD 2X16 UPC/LC | Variant of LGX-SPLTR-MOD | Single width LGX module, 2x16 symmetrical split ratio, 1 splitter, LC/UPC connectors |  |  | LGX | Splitter module | Build America Buy America (BABA) compliant*
LX1SSP2202006 | LGX SPLTR MOD (6) 2X2 UPC/LC | Variant of LGX-SPLTR-MOD | Single width LGX module, 2x2 symmetrical split ratio, 6 splitters, LC/UPC connectors |  |  | LGX | Splitter module | Build America Buy America (BABA) compliant*
LX1SSP2108002 | LGX SPLTR MOD (2) 1X8 UPC/LC | Variant of LGX-SPLTR-MOD | Single width LGX module, 1x8 symmetrical split ratio, 2 splitters, LC/UPC connectors |  |  | LGX | Splitter module | Build America Buy America (BABA) compliant*
LX1SSP2104004 | LGX SPLTR MOD (4) 1X4 UPC/LC | Variant of LGX-SPLTR-MOD | Single width LGX module, 1x4 symmetrical split ratio, 4 splitters, LC/UPC connectors |  |  | LGX | Splitter module | Build America Buy America (BABA) compliant*
LX2SSP3216001 | LGX SPLTR MOD 2X16 APC/SC | Variant of LGX-SPLTR-MOD | Double width LGX module, 2x16 symmetrical split ratio, 1 splitter, SC/APC connectors |  |  | LGX | Splitter module | Build America Buy America (BABA) compliant*
LX1SSP3208001 | LGX SPLTR MOD 2X8 APC/SC | Variant of LGX-SPLTR-MOD | Single width LGX module, 2x8 symmetrical split ratio, 1 splitter, SC/APC connectors |  |  | LGX | Splitter module | Build America Buy America (BABA) compliant*
LX1SSP3204002 | LGX SPLTR MOD (2) 2X4 APC/SC | Variant of LGX-SPLTR-MOD | Single width LGX module, 2x4 symmetrical split ratio, 2 splitters, SC/APC connectors |  |  | LGX | Splitter module | Build America Buy America (BABA) compliant*
LX1SSP3108001 | LGX SPLTR MOD 1X8 APC/SC | Variant of LGX-SPLTR-MOD | Single width LGX module, 1x8 symmetrical split ratio, 1 splitter, SC/APC connectors |  |  | LGX | Splitter module | Build America Buy America (BABA) compliant*
LX1SSP3102003 | LGX SPLTR MOD (3) 1X2 APC/SC | Variant of LGX-SPLTR-MOD | Single width LGX module, 1x2 symmetrical split ratio, 3 splitters, SC/APC connectors |  |  | LGX | Splitter module | Build America Buy America (BABA) compliant*
LX1SSP4202003 | LGX SPLTR MOD (3) 2X2 UPC/SC | Variant of LGX-SPLTR-MOD | Single width LGX module, 2x2 symmetrical split ratio, 3 splitters, SC/UPC connectors |  |  | LGX | Splitter module | Build America Buy America (BABA) compliant*
LX1SSP4108001 | LGX SPLTR MOD 1X8 UPC/SC | Variant of LGX-SPLTR-MOD | Single width LGX module, 1x8 symmetrical split ratio, 1 splitter, SC/UPC connectors |  |  | LGX | Splitter module | Build America Buy America (BABA) compliant*
LX1SSP4102003 | LGX SPLTR MOD (3) 1X2 UPC/SC | Variant of LGX-SPLTR-MOD | Single width LGX module, 1x2 symmetrical split ratio, 3 splitters, SC/UPC connectors |  |  | LGX | Splitter module | Build America Buy America (BABA) compliant*
1RU-SP3232001 | 1RU SPLTR PNL 2X32 APC/SC | Variant of 1RU-SPLTR-PNLS | 1RU panel, 2X32 split ratio, 1 splitter, SC/APC connectors |  |  | 1RU | Splitter patch panel | Build America Buy America (BABA) compliant*
1RU-SP4132001 | 1RU SPLTR PNL 1X32 UPC/SC | Variant of 1RU-SPLTR-PNLS | 1RU panel, 1X32 split ratio, 1 splitter, SC/UPC connectors |  |  | 1RU | Splitter patch panel | Build America Buy America (BABA) compliant*
1RU-SP1232002 | 1RU SPLTR PNL (2) 2X32 APC/LC | Variant of 1RU-SPLTR-PNLS | 1RU panel, 2X32 split ratio, 2 splitters, LC/APC connectors |  |  | 1RU | Splitter patch panel | Build America Buy America (BABA) compliant*
1RU-SP2132001 | 1RU SPLTR PNL 1X32 UPC/LC | Variant of 1RU-SPLTR-PNLS | 1RU panel, 1X32 split ratio, 1 splitter, LC/UPC connectors |  |  | 1RU | Splitter patch panel | Build America Buy America (BABA) compliant*
1RU-SP2132002 | 1RU SPLTR PNL (2) 1X32 UPC/LC | Variant of 1RU-SPLTR-PNLS | 1RU panel, 1X32 split ratio, 2 splitters, LC/UPC connectors |  |  | 1RU | Splitter patch panel | Build America Buy America (BABA) compliant*
1RU-SP2164001 | 1RU SPLTR PNL 1X64 UPC/LC | Variant of 1RU-SPLTR-PNLS | 1RU panel, 1X64 split ratio, 1 splitter, LC/UPC connectors |  |  | 1RU | Splitter patch panel | Build America Buy America (BABA) compliant*
FD-PANELS |  | Base Product | FD Fiber patch panel | CommScope® |  | FD | Fiber patch panel
1RU-SPLTR-PNLS |  | Base Product | 1RU Splitter Panels |  |  | 1RU | Splitter patch panel | Build America Buy America (BABA) compliant*
CEX-WDM-MOD |  | Base Product | Coexistence Element (CEx) Modules |  |  |  | Coexistence Element (CEx) | Build America Buy America (BABA) compliant*
TFP-PANELS |  | Base Product | TFP Fiber Termination Panel, black | CommScope® |  | TFP | Fiber patch panel ¦ Fiber patch/splice panel
UD-ACCESSORIES |  | Base Product | UD (Ultra Density) Panel Accessories | CommScope® |  | UD | Fiber panel accessory kit
IPATCH-PANELS |  | Base Product | HD & UD iPATCH Distribution Panel |  | SYSTIMAX 360™ ¦ iPatch® ¦ imVision® | HD ¦ IPATCH ¦ UD | Fiber patch panel ¦ Fiber patch/splice panel
UDS-PANELS |  | Base Product | Ultra density splice (UDS) fiber optic panels | CommScope® |  | UDS | Fiber patch/splice panel
LSX-SPLTR-MODULES |  | Base Product | LGX VAM Fiber Optic Splitter Module |  |  | LSX | Splitter module
760033852 | G2-1U-24LC-SPLX-EMT (JR/SR) | Variant | 600G2 1U Front Faceplate, unpopulated, accepts 24 simplex LC adapters | CommScope® |  |  | Front bulkhead panel |  | Discontinued
760258208 | G2-SP-24LC-SM-PT-ANT | Variant of G2-SPLICE-CASSETTES | G2 Splice Cassette, 24LC/UPC, OS2, with 250um pigtails | CommScope® |  | G2 | Fiber cassette with pigtails
760258205 | G2-SP-24LC-OM4-PT-BE | Variant of G2-SPLICE-CASSETTES | G2 Splice Cassette, 24LC with internal shutters, OM4, with 250um pigtails, Method B Enhanced | CommScope® |  | G2 | Fiber cassette with pigtails
760261079 | DM12-24LCA-SM-ULL | Variant of G2-MODULES | G2 ULL Singlemode MPO-12 Distribution Module, 24LC APC to 2X12f MPOs unpinned, internal shutters | CommScope® | SYSTIMAX ULL | G2 | Fiber module
760258424 |  | Variant of UD-ACCESSORIES | 2U EPX MOD (G2) Plastic Door Kit. 1 door per kit, smoked gray color. Includes designation card | CommScope® |  | EPX | Door kit
760258426 |  | Variant of UD-ACCESSORIES | 4U EPX MOD (G2) Plastic Door Kit. 1 door per kit, smoked gray color. Includes designation card | CommScope® |  | EPX | Door kit
PPLA3VRLCRVH |  | Variant of PROPEL-CABLED-MODULES | Propel ULL Multimode OM5 Cabled Module, 3x16 duplex LC Propel module on End A to 1x16f MPO/APC non-pinned Multimode on End B, 48 fiber B2ca Trunk, Method A |  | Propel | PPL | Fiber cabled module
PPLU3GRLCRPU |  | Variant of PROPEL-CABLED-MODULES | Propel ULL Singlemode Cabled Module, 4x16 duplex LC Propel module on End A to 1x16f MPO/APC non-pinned Singlemode on End B, 64 fiber B2ca Trunk, Method B Enhanced |  | Propel | PPL | Fiber cabled module
PPLUJGRLCRXL |  | Variant of PROPEL-CABLED-MODULES | Propel ULL Singlemode Cabled Module, 6x16 duplex LC Propel module on End A to 1x16f MPO/APC pinned Singlemode on End B, 96 fiber LSZH Trunk, Method B Enhanced |  | Propel | PPL | Fiber cabled module
PPLUJVRLCUCQ |  | Variant of PROPEL-CABLED-MODULES | Propel ULL Multimode OM5 Cabled Module, 8x16 duplex LC Propel module on End A to Stub on End B, 128 fiber LSZH Trunk, Method B Enhanced |  | Propel | PPL | Fiber cabled module
PPLUQX8LCQX8 |  | Variant of PROPEL-CABLED-MODULES | Propel ULL Multimode OM4 Cabled Module, 1x4 duplex LC Propel module on End A to 1x8f MPO/UPC pinned on End B, 8 fiber Plenum patch cord cable, Method B Enhanced |  | Propel | PPL | Fiber cabled module
PPLUGXFLCLCL |  | Variant of PROPEL-CABLED-MODULES | Propel ULL Multimode OM4 Cabled Module, 4x2f duplex LC Propel module on End A to 4x24 on End B, 96 fiber Plenum Trunk, Method B Enhanced |  | Propel | PPL | Fiber cabled module
PPLUGVDLCLCD |  | Variant of PROPEL-CABLED-MODULES | Propel ULL Multimode OM5 Cabled Module, 1x12 duplex LC Propel module on End A to 1x12 on End B, 12 fiber Plenum Trunk, Method B Enhanced |  | Propel | PPL | Fiber cabled module
PPLU3GRLCRXH |  | Variant of PROPEL-CABLED-MODULES | Propel ULL Singlemode Cabled Module, 3x16 duplex LC Propel module on End A to 1x16f MPO/APC pinned Singlemode on End B, 48 fiber B2ca Trunk, Method B Enhanced |  | Propel | PPL | Fiber cabled module
PPLUJVRLCUCR |  | Variant of PROPEL-CABLED-MODULES | Propel ULL Multimode OM5 Cabled Module, 1x16 duplex LC Propel module on End A to Stub on End B, 16 fiber LSZH Trunk, Method B Enhanced |  | Propel | PPL | Fiber cabled module
PPLAGV8LCQPK |  | Variant of PROPEL-CABLED-MODULES | Propel ULL Multimode OM5 Cabled Module, 9x8 duplex LC Propel module on End A to 1x8f MPO/UPC non-pinned on End B, 72 fiber Plenum Trunk, Method A |  | Propel | PPL | Fiber cabled module
PPLUQX8LCUC8 |  | Variant of PROPEL-CABLED-MODULES | Propel ULL Multimode OM4 Cabled Module, 1x4 duplex LC Propel module on End A to Stub on End B, 8 fiber Plenum patch cord cable, Method B Enhanced |  | Propel | PPL | Fiber cabled module
PPLA3VRLCRVM |  | Variant of PROPEL-CABLED-MODULES | Propel ULL Multimode OM5 Cabled Module, 9x16 duplex LC Propel module on End A to 1x16f MPO/APC non-pinned Multimode on End B, 144 fiber B2ca Trunk, Method A |  | Propel | PPL | Fiber cabled module
PPLU3X8LCLCH |  | Variant of PROPEL-CABLED-MODULES | Propel ULL Multimode OM4 Cabled Module, 6x8 duplex LC Propel module on End A to 6x8 on End B, 48 fiber B2ca Trunk, Method B Enhanced |  | Propel | PPL | Fiber cabled module
PPLUGG8LCUCS |  | Variant of PROPEL-CABLED-MODULES | Propel ULL Singlemode Cabled Module, 4x8 duplex LC Propel module on End A to Stub on End B, 32 fiber Plenum Trunk, Method B Enhanced |  | Propel | PPL | Fiber cabled module
PPLUGVDLCLCF |  | Variant of PROPEL-CABLED-MODULES | Propel ULL Multimode OM5 Cabled Module, 2x12 duplex LC Propel module on End A to 2x12 on End B, 24 fiber Plenum Trunk, Method B Enhanced |  | Propel | PPL | Fiber cabled module
PPLUJGRLCRXN |  | Variant of PROPEL-CABLED-MODULES | Propel ULL Singlemode Cabled Module, 12x16 duplex LC Propel module on End A to 1x16f MPO/APC pinned Singlemode on End B, 192 fiber LSZH Trunk, Method B Enhanced |  | Propel | PPL | Fiber cabled module
PPLAQGFSN2PF |  | Variant of PROPEL-CABLED-MODULES | Propel ULL Singlemode Cabled Module, 1x2f duplex SN Propel module on End A to 1x24 on End B, 24 fiber Plenum Patchcord, Method A |  | Propel | PPL | Fiber cabled module
PPLAGV8LCQPL |  | Variant of PROPEL-CABLED-MODULES | Propel ULL Multimode OM5 Cabled Module, 12x8 duplex LC Propel module on End A to 1x8f MPO/UPC non-pinned on End B, 96 fiber Plenum Trunk, Method A |  | Propel | PPL | Fiber cabled module
PPLU3X8LCLCK |  | Variant of PROPEL-CABLED-MODULES | Propel ULL Multimode OM4 Cabled Module, 9x8 duplex LC Propel module on End A to 9x8 on End B, 72 fiber B2ca Trunk, Method B Enhanced |  | Propel | PPL | Fiber cabled module
PPLU3GRLCRXM |  | Variant of PROPEL-CABLED-MODULES | Propel ULL Singlemode Cabled Module, 9x16 duplex LC Propel module on End A to 1x16f MPO/APC pinned Singlemode on End B, 144 fiber B2ca Trunk, Method B Enhanced |  | Propel | PPL | Fiber cabled module
PPLAJGFLC2XL |  | Variant of PROPEL-CABLED-MODULES | Propel ULL Singlemode Cabled Module, 4x2f duplex LC Propel module on End A to 1x24f MPO/UPC pinned on End B, 96 fiber LSZH Trunk, Method A |  | Propel | PPL | Fiber cabled module
PPLUJVRLCUCU |  | Variant of PROPEL-CABLED-MODULES | Propel ULL Multimode OM5 Cabled Module, 4x16 duplex LC Propel module on End A to Stub on End B, 64 fiber LSZH Trunk, Method B Enhanced |  | Propel | PPL | Fiber cabled module
PPLAGV8LCQPM |  | Variant of PROPEL-CABLED-MODULES | Propel ULL Multimode OM5 Cabled Module, 18x8 duplex LC Propel module on End A to 1x8f MPO/UPC non-pinned on End B, 144 fiber Plenum Trunk, Method A |  | Propel | PPL | Fiber cabled module
PPLUGGDLCLCD |  | Variant of PROPEL-CABLED-MODULES | Propel ULL Singlemode Cabled Module, 1x12 duplex LC Propel module on End A to 1x12 on End B, 12 fiber Plenum Trunk, Method B Enhanced |  | Propel | PPL | Fiber cabled module
PPLAQGRLCRPR |  | Variant of PROPEL-CABLED-MODULES | Propel ULL Singlemode Cabled Module, 1x16 duplex LC Propel module on End A to 1x16f MPO/APC non-pinned Singlemode on End B, 16 fiber Plenum Patchcord, Method A |  | Propel | PPL | Fiber cabled module
PPLU3GRLCRXQ |  | Variant of PROPEL-CABLED-MODULES | Propel ULL Singlemode Cabled Module, 8x16 duplex LC Propel module on End A to 1x16f MPO/APC pinned Singlemode on End B, 128 fiber B2ca Trunk, Method B Enhanced |  | Propel | PPL | Fiber cabled module
PPLUGVDLCLCK |  | Variant of PROPEL-CABLED-MODULES | Propel ULL Multimode OM5 Cabled Module, 6x12 duplex LC Propel module on End A to 6x12 on End B, 72 fiber Plenum Trunk, Method B Enhanced |  | Propel | PPL | Fiber cabled module
PPLAJGFSN2PF |  | Variant of PROPEL-CABLED-MODULES | Propel ULL Singlemode Cabled Module, 1x2f duplex SN Propel module on End A to 1x24 on End B, 24 fiber LSZH Trunk, Method A |  | Propel | PPL | Fiber cabled module
PPLUJX8LCLCF |  | Variant of PROPEL-CABLED-MODULES | Propel ULL Multimode OM4 Cabled Module, 3x8 duplex LC Propel module on End A to 3x8 on End B, 24 fiber LSZH Trunk, Method B Enhanced |  | Propel | PPL | Fiber cabled module
PPLAJGFSN2PH |  | Variant of PROPEL-CABLED-MODULES | Propel ULL Singlemode Cabled Module, 2x2f duplex SN Propel module on End A to 2x24 on End B, 48 fiber LSZH Trunk, Method A |  | Propel | PPL | Fiber cabled module
PPLUJGRLCRXU |  | Variant of PROPEL-CABLED-MODULES | Propel ULL Singlemode Cabled Module, 4x16 duplex LC Propel module on End A to 1x16f MPO/APC pinned Singlemode on End B, 64 fiber LSZH Trunk, Method B Enhanced |  | Propel | PPL | Fiber cabled module
PPLUJX8LCLCH |  | Variant of PROPEL-CABLED-MODULES | Propel ULL Multimode OM4 Cabled Module, 6x8 duplex LC Propel module on End A to 6x8 on End B, 48 fiber LSZH Trunk, Method B Enhanced |  | Propel | PPL | Fiber cabled module
PPLA3VRLCRVU |  | Variant of PROPEL-CABLED-MODULES | Propel ULL Multimode OM5 Cabled Module, 4x16 duplex LC Propel module on End A to 1x16f MPO/APC non-pinned Multimode on End B, 64 fiber B2ca Trunk, Method A |  | Propel | PPL | Fiber cabled module
PPLUGXFLCUCM |  | Variant of PROPEL-CABLED-MODULES | Propel ULL Multimode OM4 Cabled Module, 6x24f duplex LC Propel module on End A to Stub on End B, 144 fiber Plenum Trunk, Method B Enhanced |  | Propel | PPL | Fiber cabled module
PPLUJX8LCLCK |  | Variant of PROPEL-CABLED-MODULES | Propel ULL Multimode OM4 Cabled Module, 9x8 duplex LC Propel module on End A to 9x8 on End B, 72 fiber LSZH Trunk, Method B Enhanced |  | Propel | PPL | Fiber cabled module
PPLAQGRSNRXR |  | Variant of PROPEL-CABLED-MODULES | Propel ULL Singlemode Cabled Module, 1x16 duplex SN Propel module on End A to 1x16 on End B, 16 fiber Plenum Patchcord, Method A |  | Propel | PPL | Fiber cabled module
PPLUJGRLCUCL |  | Variant of PROPEL-CABLED-MODULES | Propel ULL Singlemode Cabled Module, 6x16 duplex LC Propel module on End A to Stub on End B, 96 fiber LSZH Trunk, Method B Enhanced |  | Propel | PPL | Fiber cabled module
PPLUGGDLCLCK |  | Variant of PROPEL-CABLED-MODULES | Propel ULL Singlemode Cabled Module, 6x12 duplex LC Propel module on End A to 6x12 on End B, 72 fiber Plenum Trunk, Method B Enhanced |  | Propel | PPL | Fiber cabled module
PPLUGVDLCLCN |  | Variant of PROPEL-CABLED-MODULES | Propel ULL Multimode OM5 Cabled Module, 16x12 duplex LC Propel module on End A to 16x12 on End B, 192 fiber Plenum Trunk, Method B Enhanced |  | Propel | PPL | Fiber cabled module
PPLUJX8LCLCL |  | Variant of PROPEL-CABLED-MODULES | Propel ULL Multimode OM4 Cabled Module, 12x8 duplex LC Propel module on End A to 12x8 on End B, 96 fiber LSZH Trunk, Method B Enhanced |  | Propel | PPL | Fiber cabled module
PPLAGV8LCQX8 |  | Variant of PROPEL-CABLED-MODULES | Propel ULL Multimode OM5 Cabled Module, 1x8 duplex LC Propel module on End A to 1x8f MPO/UPC pinned on End B, 8 fiber Plenum Trunk, Method A |  | Propel | PPL | Fiber cabled module
PPLA3VRLCRZL |  | Variant of PROPEL-CABLED-MODULES | Propel ULL Multimode OM5 Cabled Module, 6x16 duplex LC Propel module on End A to 1x16f MPO/APC pinned Multimode on End B, 96 fiber B2ca Trunk, Method A |  | Propel | PPL | Fiber cabled module
PPLUQXFLCLCF |  | Variant of PROPEL-CABLED-MODULES | Propel ULL Multimode OM4 Cabled Module, 1x24 duplex LC Propel module on End A to 1x24 on End B, 24 fiber Plenum Patchcord, Method B Enhanced |  | Propel | PPL | Fiber cabled module
PPLUGXRLCLCL |  | Variant of PROPEL-CABLED-MODULES | Propel ULL Multimode OM4 Cabled Module, 6x16 duplex LC Propel module on End A to 6x16 on End B, 96 fiber Plenum Trunk, Method B Enhanced |  | Propel | PPL | Fiber cabled module
PPLU3GRLCUCH |  | Variant of PROPEL-CABLED-MODULES | Propel ULL Singlemode Cabled Module, 3x16 duplex LC Propel module on End A to Stub on End B, 48 fiber B2ca Trunk, Method B Enhanced |  | Propel | PPL | Fiber cabled module
PPLUJGRLCUCM |  | Variant of PROPEL-CABLED-MODULES | Propel ULL Singlemode Cabled Module, 9x16 duplex LC Propel module on End A to Stub on End B, 144 fiber LSZH Trunk, Method B Enhanced |  | Propel | PPL | Fiber cabled module
PPLUGVDLCLCP |  | Variant of PROPEL-CABLED-MODULES | Propel ULL Multimode OM5 Cabled Module, 24x12 duplex LC Propel module on End A to 24x12 on End B, 288 fiber Plenum Trunk, Method B Enhanced |  | Propel | PPL | Fiber cabled module
PPLUJX8LCLCM |  | Variant of PROPEL-CABLED-MODULES | Propel ULL Multimode OM4 Cabled Module, 18x8 duplex LC Propel module on End A to 18x8 on End B, 144 fiber LSZH Trunk, Method B Enhanced |  | Propel | PPL | Fiber cabled module
PPLUJGRLCUCN |  | Variant of PROPEL-CABLED-MODULES | Propel ULL Singlemode Cabled Module, 12x16 duplex LC Propel module on End A to Stub on End B, 192 fiber LSZH Trunk, Method B Enhanced |  | Propel | PPL | Fiber cabled module
PPLUGXRLCLCM |  | Variant of PROPEL-CABLED-MODULES | Propel ULL Multimode OM4 Cabled Module, 9x16 duplex LC Propel module on End A to 9x16 on End B, 144 fiber Plenum Trunk, Method B Enhanced |  | Propel | PPL | Fiber cabled module
PPLU3GRLCUCL |  | Variant of PROPEL-CABLED-MODULES | Propel ULL Singlemode Cabled Module, 6x16 duplex LC Propel module on End A to Stub on End B, 96 fiber B2ca Trunk, Method B Enhanced |  | Propel | PPL | Fiber cabled module
PPLUGVDLCMPD |  | Variant of PROPEL-CABLED-MODULES | Propel ULL Multimode OM5 Cabled Module, 1x12 duplex LC Propel module on End A to 1x12f MPO/UPC non-pinned on End B, 12 fiber Plenum Trunk, Method B Enhanced |  | Propel | PPL | Fiber cabled module
PPLU3X8LCQPF |  | Variant of PROPEL-CABLED-MODULES | Propel ULL Multimode OM4 Cabled Module, 3x8 duplex LC Propel module on End A to 1x8f MPO/UPC non-pinned on End B, 24 fiber B2ca Trunk, Method B Enhanced |  | Propel | PPL | Fiber cabled module
PPLAGV8LCQXH |  | Variant of PROPEL-CABLED-MODULES | Propel ULL Multimode OM5 Cabled Module, 6x8 duplex LC Propel module on End A to 1x8f MPO/UPC pinned on End B, 48 fiber Plenum Trunk, Method A |  | Propel | PPL | Fiber cabled module
PPLAQVDLCMPD |  | Variant of PROPEL-CABLED-MODULES | Propel ULL Multimode OM5 Cabled Module, 1x12 duplex LC Propel module on End A to 1x12f MPO/UPC non-pinned on End B, 12 fiber Plenum Patchcord, Method A |  | Propel | PPL | Fiber cabled module
PPLU3GRLCUCM |  | Variant of PROPEL-CABLED-MODULES | Propel ULL Singlemode Cabled Module, 9x16 duplex LC Propel module on End A to Stub on End B, 144 fiber B2ca Trunk, Method B Enhanced |  | Propel | PPL | Fiber cabled module
PPLUGVDLCMPF |  | Variant of PROPEL-CABLED-MODULES | Propel ULL Multimode OM5 Cabled Module, 2x12 duplex LC Propel module on End A to 1x12f MPO/UPC non-pinned on End B, 24 fiber Plenum Trunk, Method B Enhanced |  | Propel | PPL | Fiber cabled module
PPLA3VRLCRZN |  | Variant of PROPEL-CABLED-MODULES | Propel ULL Multimode OM5 Cabled Module, 12x16 duplex LC Propel module on End A to 1x16f MPO/APC pinned Multimode on End B, 192 fiber B2ca Trunk, Method A |  | Propel | PPL | Fiber cabled module
PPLUJGRLCUCQ |  | Variant of PROPEL-CABLED-MODULES | Propel ULL Singlemode Cabled Module, 8x16 duplex LC Propel module on End A to Stub on End B, 128 fiber LSZH Trunk, Method B Enhanced |  | Propel | PPL | Fiber cabled module
PPLU3X8LCQPH |  | Variant of PROPEL-CABLED-MODULES | Propel ULL Multimode OM4 Cabled Module, 6x8 duplex LC Propel module on End A to 1x8f MPO/UPC non-pinned on End B, 48 fiber B2ca Trunk, Method B Enhanced |  | Propel | PPL | Fiber cabled module
PPLUGXRLCLCQ |  | Variant of PROPEL-CABLED-MODULES | Propel ULL Multimode OM4 Cabled Module, 8x16 duplex LC Propel module on End A to 8x16 on End B, 128 fiber Plenum Trunk, Method B Enhanced |  | Propel | PPL | Fiber cabled module
PPLU3GRLCUCN |  | Variant of PROPEL-CABLED-MODULES | Propel ULL Singlemode Cabled Module, 12x16 duplex LC Propel module on End A to Stub on End B, 192 fiber B2ca Trunk, Method B Enhanced |  | Propel | PPL | Fiber cabled module
PPLA3VRLCRZQ |  | Variant of PROPEL-CABLED-MODULES | Propel ULL Multimode OM5 Cabled Module, 8x16 duplex LC Propel module on End A to 1x16f MPO/APC pinned Multimode on End B, 128 fiber B2ca Trunk, Method A |  | Propel | PPL | Fiber cabled module
PPLAQVDLCMXD |  | Variant of PROPEL-CABLED-MODULES | Propel ULL Multimode OM5 Cabled Module, 1x12 duplex LC Propel module on End A to 1x12f MPO/UPC pinned on End B, 12 fiber Plenum Patchcord, Method A |  | Propel | PPL | Fiber cabled module
PPLUGGDLCLCP |  | Variant of PROPEL-CABLED-MODULES | Propel ULL Singlemode Cabled Module, 24x12 duplex LC Propel module on End A to 24x12 on End B, 288 fiber Plenum Trunk, Method B Enhanced |  | Propel | PPL | Fiber cabled module
PPLAJGFSN2XK |  | Variant of PROPEL-CABLED-MODULES | Propel ULL Singlemode Cabled Module, 3x2f duplex SN Propel module on End A to 3x24 on End B, 72 fiber LSZH Trunk, Method A |  | Propel | PPL | Fiber cabled module
PPLUJX8LCLCS |  | Variant of PROPEL-CABLED-MODULES | Propel ULL Multimode OM4 Cabled Module, 4x8 duplex LC Propel module on End A to 4x8 on End B, 32 fiber LSZH Trunk, Method B Enhanced |  | Propel | PPL | Fiber cabled module
PPLAGV8LCQXL |  | Variant of PROPEL-CABLED-MODULES | Propel ULL Multimode OM5 Cabled Module, 12x8 duplex LC Propel module on End A to 1x8f MPO/UPC pinned on End B, 96 fiber Plenum Trunk, Method A |  | Propel | PPL | Fiber cabled module