## Products
Part Number | Part Name | Part Indicator | Description | Portfolio | Product Brand | Product Series | Product Type | Government Requirements | Status
700025653 | 12A2 CLAMP | Variant | Grounding Clamp Kit, for fiber cables with non-me sheath cable |  |  |  | Grounding clamp kit
FGS-ACC-LPRL |  | Variant | FiberGuide® Radius Limiter, Low Profile, Kit of 20 |  |  |  | Accessory
FGS-ACC532 |  | Variant | FiberGuide® Quick Knob with 3in T-Bolt and Ladder Rack Clip , Kit of 10 |  |  |  | Hardware
F55701-000 | FOSC-A8-CSEAL-1-NT | Variant of FOSC400-CLOS-ACC | FOSC® Tubular cable seal fixation for 1 cable in round port of maximum 18mm in FOSC400/A8 Fiber Splice Closure |  | FOSC® | FOSC 400 | Cable sealing
131342-000 | FOSC-A-CSEAL-1-NT | Variant of FOSC400-CLOS-ACC | FOSC® Tubular cable sealing kit for 1 cable in any round port in FOSC400 A4/AS Fiber Splice Closures |  | FOSC® | FOSC 400 | Cable sealing ¦ Cable sealing
199264-000 | FOSC-ACC-MB-TM | Variant of FOSC400-CLOS-ACC | FOSC® Mounting Bracket kit, Universal |  | FOSC® | FOSC 400 ¦ FOSC 450 | Miscellaneous parts
227359-000 | FOSC-ACC-OPGW-TUBING | Variant of FOSC400-CLOS-ACC | FOSC® Tubing for terminating optical ground wire in any port of the OPGW closure |  | FOSC® | FOSC OPGW | Tubing kit
300025-000 | FOSC-ACC-FUNNELS | Variant of FOSC400-CLOS-ACC | FOSC® Funnel tubing kit for routing fibers from central coretube to the splice trays |  | FOSC® | FOSC 400 ¦ FOSC 450 | Tubing kit
109338-000 | FOSC-ACC-400-2DROP | Variant of FOSC400-CLOS-ACC | FOSC® Dual drop kit for FOSC 400 fiber closures |  | FOSC® | FOSC 400 | Drop cable kit
FGS-MKIT-M |  | Variant | FiberGuide® Cutting Guide, No Saw Included, 4x18in |  |  |  | Cutting tool
865059-000 | FOSC-ACC-400-WORKSTAND | Variant of FOSC400-CLOS-ACC | FOSC® Optional work stand for FOSC 400 fiber closures |  | FOSC® | FOSC 400 | Workstand
869195-000 | FOSC-ACC-400A4-BASKET-B | Variant of FOSC400-CLOS-ACC | FOSC® Slack storage basket with 2 wraparound CB sleeves for FOSC 400 A4 fiber closures |  | FOSC® | FOSC 400 | Grounding kit
C70216-000 | FOSC-OPGW-CSEAL-A | Variant of FOSC400-CLOS-ACC | FOSC® OPGW cable seal for cable types dia. 9-12 mm and central tube dia. max. 7.5 mm or 3 metal tube |  | FOSC® | FOSC OPGW | Cable sealing
EM5842-000 | FOSC-ACC-C-TRAY-36-S60 | Variant of FOSC-SPLICE-TRAYS | FOSC® Splice tray kit, holding 3 FIST style modules, with 36 60 mm SMOUV splice protection sleeves |  | FOSC® | FOSC 450 | Fiber splice tray
P5387P-000 | FOSC-ACC-D-TRAY-P-12-0 | Variant of FOSC-SPLICE-TRAYS | FOSC® Splice tray kit, D-size, with 12 SMOUV splice protectors for FOSC 400/D5 fiber splice closure |  | FOSC® | FOSC 400 | Fiber splice tray
RH0198-000 | FOSC-ACC-C-TRAY-12 | Variant of FOSC-SPLICE-TRAYS | FOSC® Fiber Optic Splice Tray, 12 fibers |  | FOSC® | FOSC 450 | Fiber splice tray
RH0202-000 | FOSC-ACC-C-TRAY-24 | Variant of FOSC-SPLICE-TRAYS | FOSC® Fiber Optic Splice Tray, 24 fibers |  | FOSC® | FOSC 450 | Fiber splice tray
Y89516-000 | FOSC-ACC-250-SM12-W/CARR | Variant of FOSC-SPLICE-TRAYS | FOSC® Splice tray kit, Double stack SM12 Splice module holder with capacity for 24 single splice sleeves |  | FOSC® | FOSC 250 | Fiber splice tray
024463-000 | FOSC-B-TRAY-12-1 | Variant of FOSC-SPLICE-TRAYS | FOSC® 400/450 Fiber Optic splice tray kit with 12 splice protectors |  | FOSC® | FOSC 400 ¦ FOSC 450 | Fiber splice tray
249953-000 | FOSC-ACC-C-TRAY-PH12S1PA | Variant of FOSC-SPLICE-TRAYS | FOSC® Splice tray kit for ribbon cales for FOSC 450 fiber closures |  | FOSC® | FOSC 450 | Fiber splice tray
5Z963X-000 | FOSC-ACC-A/B-TRAY-P6S2PA | Variant of FOSC-SPLICE-TRAYS | FOSC® Fiber Optic Tray |  | FOSC® | FOSC 450 | Fiber splice tray
760245882 | EPX-SPLICE-24-ANT | Variant of EPX-SPLICE-TRAYS | Fiber Optic Splice Tray Kit, stackable, 24-fiber capacity for ANT splice protectors | CommScope® |  | AGILE | Fiber splice tray
FST-XD-MT |  | Variant of FST-SPLICE-TRAYS | FST Fiber Optic Splice Tray, 288 Ribbon Splice Capacity |  |  | FEC | Fiber splice tray
760243494 | EPX-MF-SPLICE-12 (AGL-MF-SPLICE-12) | Variant of EPX-SPLICE-TRAYS | Ribbon Fiber Splice Tray Kit, stackable, 12 ribbon capacity | CommScope® |  | EPX | Fiber splice tray
915743-000 | FOSC-ACC-SIQP | Variant of FOSC-SPLICE-TRAYS | FOSC® Module kit for FOSC 200D splicing insert |  | FOSC® | FOSC 250 | Conversion kit
760256282 |  | Variant of FOSC-SPLICE-TRAYS | FOSC® 12 fiber D-size Patch Tray, adapter retainer, no adapters installed; no splice tray |  | FOSC® | FOSC 450 | Fiber patch tray
760148452 | KIT-SW-96-SFS-4FD | Variant of SPLICE-WALLET-KITS | Splice Wallet Kit, 96 Single Fusion Splices (1x6x16), 4U Shelf, 4 Fiber Drums | CommScope® |  |  | Fiber splice wallet
760148486 | KIT-SW-144-MES-4FD | Variant of SPLICE-WALLET-KITS | Splice Wallet Kit, 144 Mechanical Splices (2x6x12), 4U Shelf, 4 Fiber Drums | CommScope® |  |  | Fiber splice wallet |  | Discontinued
760148411 | KIT-SW-48-SFS-2FD | Variant of SPLICE-WALLET-KITS | Splice Wallet Kit, 48 Single Fusion Splices (1x3x16), 1U/2U Shelf, 2 Fiber Drums | CommScope® |  |  | Fiber splice wallet
760235477 | FOSC-ACC-A/B-TRAYTAP-8P-12 | Variant of FOSC-SPLICE-TRAYS | FOSC® 450 Fiber Optic splice tray kit with one 8-port Tray Tap, 12 dB |  | FOSC® | FOSC 450 | Tap splice tray | Build America Buy America (BABA) compliant*
760235461 | FOSC-ACC-A/B-TRAYTAP-2P-19 | Variant of FOSC-SPLICE-TRAYS | FOSC® 450 Fiber Optic splice tray kit with one 2-port Tray Tap, 19 dB |  | FOSC® | FOSC 450 | Tap splice tray | Build America Buy America (BABA) compliant*
061064-000-US | FOSC-ACC-D-TRAY-RIBN-24-US | Variant of FOSC-SPLICE-TRAYS | FOSC® Ribbon Tray Fiber Kit, D closure, 288 mass fusion capacity, 4 singlemode splice modules, Build America Buy America (BABA) |  | FOSC® | FOSC 450 | Fiber splice tray | Build America Buy America (BABA) coming soon*
760142463 | VP360-914-BIT-E | Variant | GigaSPEED X10D® VisiPatch® 360 1-Pair Tool Bit, E version | SYSTIMAX® | VisiPatch® |  | Tool accessory
224514-1 |  | Variant | AMP STACK™ Mark III Wire comb (blue) 25 pairs |  | AMP STACK™ | AMP STACK | Tool accessory
244271-1 |  | Variant | PICABOND® VS-3 Tool |  | PICABOND® | PICABOND | Tool |  | Discontinued
356063-1 |  | Variant | AMP STACK™ Mark IV Wire comb (blue) 10 pairs |  | AMP STACK™ | AMP STACK | Tool accessory |  | Discontinued
790163-7 |  | Variant | Modular Plug Hand Tool with Die for Shielded Plugs, A Size Shield (4.7-5.5m) | CommScope® |  |  | Modular plug handtool kit
853400-8 |  | Variant | Modular Plug Die Only, 6 Position, MP-66_-_ Plugs, Blue Dot | CommScope® |  |  | Modular plug die set
1673956-1 |  | Variant | Modular Jack Lacing Fixture for JTT Termination tool | CommScope® |  |  | Modular jack tooling |  | Discontinued
1725150-3 | JTT-180-S | Variant | Jack Termination Tool (SLX) | CommScope® |  |  | Modular jack tooling
1725150-6 | JTT-180 | Variant | Jack Termination Tool with Lacing Fixture (SLX / SL / KJ / UNJ) | CommScope® |  |  | Modular jack tooling
536725-000 | FOSC-OC-6DAD1401NN2T-U23 | Variant | FOSC® A-TRAY-24 type, DWDM, 4 channels + upgrade port, demux, 1545.32 nm starting wavelength, 100 GHz channel spacing |  |  | FOSC-OC | DWDM splice tray
876696-000 | FOSC-OC-6DAX1324NN2T-U23 | Variant | FOSC® A-TRAY-24 type, DWDM, 4 channels + upgrade port, double demux, 1551.72 nm starting wavelength, 100 GHz channel spacing + upgrade |  |  | FOSC-OC | DWDM splice tray
CW2312-000 | FIST-FCASA2-1R510NN-L | Variant | FIST® Fiber Splice Tray with Field Installable CWDM, 1 Channel, Add/drop for 2 fibers, 1511nm starting wavelength, all fibers at left side |  |  | FIST-FCASA2 | CWDM splice tray
985444-000 | E7512-0160 (60) | Variant | TDUX - Inflatable Duct CO2 gas cylinder |  |  | TDUX | Cable duct tooling
1375255-2 |  | Variant | Hook-and-Loop Cable Tie, 5/8 inch, black | NETCONNECT® |  |  | Cable tie
286311-000 | FH-1630-S-MC10 | Variant | Torch Handle Tool Kit with burner heads, safety valve and 4m high pressure hose |  |  |  | Tool |  | Discontinued
460200608 | FHD-ACC-REUSEABLE-REEL | Variant | CommScope Reusable Reel for Dropcable |  |  |  | Fiber spool kit
102L |  | Base Product | 102L Heat-Shrinkable Cable End Cap kit, unpressurized |  |  | 102L | Heat shrink end cap
738765-000 | MWTM-50/16-1000/U(S10) | Variant of MWTM | MWTM Medium-Wall Heat-Shrinkable Tubing kit, 50 mm/16 mm Shrink ratio, 1000 mm long, uncoated, 10 pcs |  |  | MWTM | Heat shrink tubing ¦ medium wall
746340-000 | MWTM-115/34-1500/S(S5) | Variant of MWTM | MWTM Medium-Wall Heat-Shrinkable Tubing kit, 115 mm/34 mm Shrink ratio, 1500 mm long, hotmelt adhesive, 5 pcs |  |  | MWTM | Heat shrink tubing ¦ medium wall
756612-000 | MWTM-95/29-1000/S(S5) | Variant of MWTM | MWTM Medium-Wall Heat-Shrinkable Tubing kit, 95 mm/29 mm Shrink ratio, 1000 mm long, hotmelt adhesive, 5 pcs |  |  | MWTM | Heat shrink tubing ¦ medium wall
760235547 | CWPT-100/25-660C175 | Variant | CWPT wraparound repair sleeve heat shrink kit, unpressurized, for 25 to 100 mm cable diameter, 600 mm long |  |  | CWPT | Heat shrink repair sleeve |  | Discontinued
760236557 | CWPT-125/30-1200C175 | Variant | CWPT wraparound repair sleeve heat shrink kit, unpressurized, for 30 to 125 mm cable diameter, 1200 mm long |  |  | CWPT | Heat shrink repair sleeve |  | Discontinued
760236420 | CWPT-125/30-870C175 | Variant | CWPT wraparound repair sleeve heat shrink kit, unpressurized, for 30 to 125 mm cable diameter, 870 mm long |  |  | CWPT | Heat shrink repair sleeve |  | Discontinued
760236565 | CWPT-84/15-1000C175 | Variant | CWPT wraparound repair sleeve heat shrink kit, unpressurized, for 15 to 84 mm cable diameter, 1000 mm long |  |  | CWPT | Heat shrink repair sleeve |  | Discontinued
797172-000 | MWTM-35/12-350/S(S50) | Variant of MWTM | MWTM Medium-Wall Heat-Shrinkable Tubing kit, 35 mm/12 mm Shrink ratio, 350 mm long, hotmelt adhesive, 50 pcs |  |  | MWTM | Heat shrink tubing ¦ medium wall |  | Discontinued
8014642003 | ATUM-16/4-0-STK | Variant of ATUM | ATUM Semi-flexible Medium-Wall Heat-Shrinkable Tubing kit, 16 mm/4 mm Shrink ration, 4 ft long, with adhesive inner lining |  |  | ATUM | Heat shrink tubing ¦ medium wall
812424-000 | MWTM-90/36-1500/S(S5) | Variant of MWTM | MWTM Medium-Wall Heat-Shrinkable Tubing kit, 90 mm/36 mm Shrink ratio, 1500 mm long, hotmelt adhesive, 5 pcs |  |  | MWTM | Heat shrink tubing ¦ medium wall |  | Discontinued
829704-000 | MWTM-35/12-300/S(S50) | Variant of MWTM | MWTM Medium-Wall Heat-Shrinkable Tubing kit, 35 mm/12 mm Shrink ratio, 300 mm long, hotmelt adhesive, 50 pcs |  |  | MWTM | Heat shrink tubing ¦ medium wall |  | Discontinued
115518-000 | MWTM-85/25-1500/S(S5) | Variant of MWTM | MWTM Medium-Wall Heat-Shrinkable Tubing kit, 85 mm/25 mm Shrink ratio, 1500 mm long, hotmelt adhesive, 5 pcs |  |  | MWTM | Heat shrink tubing ¦ medium wall
126830-000 | XCSM-44/12-500/S(S20) | Variant of XCSM | XCSM Thick-Wall Heat-Shrinkable Tubing kit, 44 mm/12 mm Shrink ratio, 500 mm long, hotmelt adhesive, 20 pcs |  |  | XCSM | Heat shrink tubing ¦ thick wall |  | Discontinued
136410-000 | MWTM-35/12-1200/S(S10) | Variant of MWTM | MWTM Medium-Wall Heat-Shrinkable Tubing kit, 35 mm/12 mm Shrink ratio, 1200 mm long, hotmelt adhesive, 10 pcs |  |  | MWTM | Heat shrink tubing ¦ medium wall
264643-000 | TCS2-20-48 | Variant of TCS2 | TCS2® Heat-Shrink Cable Seal, 48 inch long, 0.75 inch recovered ID, 0.08 inch recovered wall thickness |  | TCS2® | TCS2 | Heat shrink tubing ¦ medium wall
329354-000 | CWST-75/15-500/239 | Variant | CWST wraparound repair sleeve heat shrink kit, unpressurized, for 15 to 75 mm cable diameter, 500 mm long |  |  | CWST | Heat shrink repair sleeve |  | Discontinued
385152-000 | MWTM-75/22-1000/S(S5) | Variant of MWTM | MWTM Medium-Wall Heat-Shrinkable Tubing kit, 75 mm/22 mm Shrink ratio, 1000 mm long, hotmelt adhesive, 5 pcs |  |  | MWTM | Heat shrink tubing ¦ medium wall
444047-000 | WRSS-35/170-48-M461 | Variant | WRSS wraparound repair heat shrink sleeve kit, cables with 0.35 to 1.70 inches cable diameter, 48 inches long |  |  | WRSS | Heat shrink repair sleeve |  | Discontinued
1918809-1 |  | Variant | Fiber Optic MTP/MPO IBC (In Bulkhead Cleaner) | CommScope® |  |  | Fiber cleaning kit
1918805-1 |  | Variant | Two slots reel cleaner for 1.25 mm and 2.5 mm ferrule connectors (SC, FC, ST), and simplex/duplex MU and LC | CommScope® |  |  | Fiber cleaning kit
FTAC-21C |  | Variant | Thermal Adhesive Coated (TAC) Fiber Full corner radius limiters |  |  |  | Fiber consumable kit |  | Discontinued
760174433 |  | Variant | Cleave Tool, QWIK II Precision Cleaver | CommScope® |  |  | Fiber tool kit |  | Discontinued
760245888 |  | Variant | Qwik-Fuse Installer Cord, 250V AC, 2.5A # 18AWG, 1.8 Meters, CHINA, CCEE GB2099.1 | CommScope® | Qwik | Qwik-Fuse | Fiber tool kit
BLK-MSTRKIT |  | Variant | Adhesive for Blocking Kits |  |  |  | Fiber adhesive
1278118-5 |  | Variant | LightCrimp Plus™ Fiber Optic Universal Termination Tool Kit, LC, SC, ST and MT-RJ Jack with cleaver and microscope | NETCONNECT® | LightCrimp Plus™ | LightCrimp | Fiber tool kit |  | Discontinued
1278949-2 |  | Variant | LightCrimp®, LightCrimp Plus™ Fiber Optic Termination Kit LC/SC/ST, without Microscope | CommScope® | LightCrimp Plus™ ¦ LightCrimp® | LightCrimp | Fiber tool kit |  | Discontinued
1278346-1 |  | Variant | Fiber Optic MT-RJ Jack Tool Kit | NETCONNECT® |  |  | Fiber tool kit |  | Discontinued
CZ9183-000 | FIST-SASA3-12-1A-S | Variant | FIST® Fiber Splitter Array Sub-Assembly with splitter, symmetrical ratio, 1x2, FBT component, grade A |  |  | FIST-SASA3 | Splitter splice tray
503330-1 |  | Variant | LightCrimp® Fiber Optic Termination Tool Kit, ST, without microscope | NETCONNECT® | LightCrimp® | LightCrimp | Fiber tool kit |  | Discontinued
760243578 |  | Variant | Fiber Optic Hand Held Precision Cleaver Tool | CommScope® |  |  | Fiber tool kit
760249518 | FC-8R | Variant | Fiber Optic Automatic Blade Rotation Cleaver | CommScope® |  |  | Fiber tool kit |  | Discontinued
760258896 |  | Variant | Termination Toolkit for Splice-on Connector Termination | CommScope® | Qwik | Qwik-Fuse | Fiber tool kit
OSP-CLPSST |  | Variant | Fiber Optic Cable Clamp Kit, outdoor, for max. outer diameter 5 to 18 mm |  |  |  | Fiber cable clamp
GND-STPKIT |  | Variant | Grounding Strap Kit, 6 AWG, 5 in |  |  |  | Grounding kit
GAK-FEC001 |  | Variant | Fiber Optic Grounding Kit, armored OSP cable |  |  |  | Grounding kit
760018838 |  | Variant | 12 Fiber Breakout Kit, loose tube, 900 µm | SYSTIMAX® |  |  | Fiber breakout kit ¦ rectangular
760244147 | RIBCBOUT-3/8-125-3456 | Variant | Kit designed for FEC or FLEX applications |  |  |  | Fiber breakout kit
BLK-RIFC-A01B0 |  | Variant | Fiber Optic Ribbon Breakout Kit, 12F/ribbon, 72F/tube, 5-8 mm central tube outside dia., 1 tube/leg |  |  | BLK-R | Fiber breakout kit ¦ rectangular
BLK-RCT-A18E0 |  | Variant | Fiber Optic Ribbon Breakout Kit, 1-12F/ribbon, 576/720/864F/tube, 15-20 mm central tube out. dia., 18 tubes/leg |  |  | BLK-R | Fiber breakout kit ¦ round
BLK-RIFC-A02C0 |  | Variant | Fiber Optic Ribbon Breakout Kit, 12F/ribbon, 72F/tube, 8-11 mm central tube outside dia., 2 tubes/leg |  |  | BLK-R | Fiber breakout kit ¦ rectangular
BLK-RLBT-A02060 |  | Variant | Fiber Optic Ribbon Breakout Kit, 12F/ribbon, 72F/tube, 6 breakout legs, 2 tubes/leg |  |  | BLK-R | Fiber breakout kit ¦ rectangular
BLK-RCT-B18D0 |  | Variant | Fiber Optic Ribbon Breakout Kit, 24F/ribbon, 240-432F/tube, 11-15 mm central tube outside dia., 18 tubes/leg |  |  | BLK-R | Fiber breakout kit ¦ rectangular
FPS-G2ACCFNOUT24 |  | Variant | Splitter Fanout Kit 2x24 | SYSTIMAX® |  |  | Fiber breakout kit ¦ rectangular
FST-DRS12-HS |  | Variant of FST-SPLICE-WHEELS | FST Fiber Optic Round Splice Tray, holds 12 heat shrink splice protectors |  |  | FL2000 ¦ NGF ¦ OMX | Fiber splice tray
HL0017-000 | FOSC-ACC-A-TRAY-12-SMV60 | Variant of FOSC-SPLICE-TRAYS | FOSC® Fiber Optic Splice Tray Kit, includes 13 splice protection sleeves |  | FOSC® | FOSC 450 | Fiber splice tray
917818-000 | FOSC-ACC-D-TRAY-96-S45 | Variant of FOSC-SPLICE-TRAYS | FOSC® Splice tray kit, clear cover, with 8 SM12 splice modules, with tie-wraps for FOSC 450/D closures |  | FOSC® | FOSC 450 | Fiber splice tray
CU5585-000 | FIST-SOSA2-4SLE-C | Variant of FIST-SPLICE-TRAYS | FIST® Splice Sub-assembly kit with 4 slim element trays, each for holding up to 9 primary coated fibers, with Heat Shrink type splice holder and universal 1x8 splitter holder |  | FIST® | FIST-SOSA2 | Fiber splice tray
CU5586-000 | FIST-SOSA2-8SLE-C | Variant of FIST-SPLICE-TRAYS | FIST® Splice Sub-assembly kit with 8 slim element trays, each for holding up to 9 primary coated fibers, with Heat Shrink type splice holder and universal 1x8 splitter holder |  | FIST® | FIST-SOSA2 | Fiber splice tray
CU8919-000 | FIST-SOSA2-4DC-S | Variant of FIST-SPLICE-TRAYS | FIST® Splice Sub-assembly kit with 4 foldable dual circuit trays, each for holding up to 2x2 primary coated fibers, with Heat Shrink type splice holder |  | FIST® | FIST-SOSA2 | Fiber splice tray
EH0461-000 | TENIO-B6-TRAY-PATCH | Variant of TENIO-SPLICE-TRAYS | TENIO™ Splice/Patch Tray for holding up to 2 SC duplex or 1 LC quad adapters |  |  | TENIO | Fiber splice/patch tray
7024702003 | ATUM-52/13-0-STK | Variant of ATUM | ATUM Semi-flexible Medium-Wall Heat-Shrinkable Tubing kit, 52 mm/13 mm Shrink ration, 4 ft long, with adhesive inner lining |  |  | ATUM | Heat shrink tubing ¦ medium wall
713093-000 | MWTM-25/8-250/U(S50) | Variant of MWTM | MWTM Medium-Wall Heat-Shrinkable Tubing kit, 25 mm/8 mm Shrink ratio, 250 mm long, uncoated, 50 pcs |  |  | MWTM | Heat shrink tubing ¦ medium wall |  | Discontinued
917867-000 | MWTM-85/25-1000/U(S5) | Variant of MWTM | MWTM Medium-Wall Heat-Shrinkable Tubing kit, 85 mm/25 mm Shrink ratio, 1000 mm long, uncoated, 5 pcs |  |  | MWTM | Heat shrink tubing ¦ medium wall |  | Discontinued
911786-000 | XCSM-55/18-400/S(S25) | Variant of XCSM | XCSM Thick-Wall Heat-Shrinkable Tubing kit, 55 mm/18 mm Shrink ratio, 400 mm long, hotmelt adhesive, 25 pcs |  |  | XCSM | Heat shrink tubing ¦ thick wall
984308-000 | CWST-75/15-750/239 | Variant | CWST wraparound repair sleeve heat shrink kit, unpressurized, for 15 to 75 mm cable diameter, 750 mm long |  |  | CWST | Heat shrink repair sleeve |  | Discontinued
996061-000 | WRSS-60/300-12-M461 | Variant | WRSS wraparound auxiliary heat shrink sleeve kit, cables with 0.60 to 3.00 inches cable diameter, 12 inches long |  |  | WRSS | Heat shrink repair sleeve |  | Discontinued
CX8132-000 | RWGK-C-30/15 | Variant | RWGK Heat-shrinkable wraparound kit for grounding cables with 15 to 30 mm cable diameter |  |  | RWGK | Heat shrink grounding kit |  | Discontinued
FGS-HIFC-F-W |  | Variant | FiberGuide® IFC Tie Down Bracket Wide, 4x12in, Black |  |  |  | Accessory
G35247-000 | FOSC-OC-3DBD1212NN | Variant | FOSC® D-TRAY-72 type, DWDM, 8 channels + upgrade port, demux, 1560.61 nm starting wavelength, 200 GHz channel spacing |  |  | FOSC-OC | DWDM splice tray |  | Discontinued
289162-000 | FOSC-OC-6DAD1481NN2T-U23 | Variant | FOSC® A-TRAY-24 type, DWDM, 4 channels + upgrade port, demux, 1538.98 nm starting wavelength, 100 GHz channel spacing |  |  | FOSC-OC | DWDM splice tray
453481-000 | FOSC-OC-6DAD1361NN2T-U23 | Variant | FOSC® A-TRAY-24 type, DWDM, 4 channels + upgrade port, demux, 1548.52 nm starting wavelength, 100 GHz channel spacing |  |  | FOSC-OC | DWDM splice tray
611426-000 | TDUX-45-INT | Variant | TDUX - Inflatable Duct Seal, size 45 |  |  | TDUX | Cable duct seal
760034215 | HTT-M | Variant | Handheld Jack Termination Tool (MGS / MPS) | CommScope® |  |  | Modular jack tooling
9701008/00 | SFS-SLEEVE-60MM-50 PACK | Variant | Fiber Optic Single Fusion Splice Sleeve, 50 Pack | CommScope® |  |  | Fiber protection sleeve |  | Discontinued
CK7291-000 | SMOUV-0120-30 | Variant of SMOUV | SMOUV Fiber Optic Splice Heat Shrink Protective Sleeve for Single Fusion (See Specs for packaging size and MOQ) |  | SMOUV® | SMOUV | Fiber protection sleeve
149030-000 | SMOUV-1120-R2/12-02-PK | Variant of SMOUV | SMOUV Fiber Optic Splice Heat Shrink Protective Sleeve for 12 fiber ribbons (See Specs for packaging size and MOQ) |  | SMOUV® | SMOUV | Fiber protection sleeve
369305-000 | SMOUV-1120-01 | Variant of SMOUV | SMOUV Fiber Optic Splice Heat Shrink Protective Sleeve for Single Fusion (See Specs for packaging size and MOQ) |  | SMOUV® | SMOUV | Fiber protection sleeve
418280-000 | SMOUV-1120-02-PK | Variant of SMOUV | SMOUV Fiber Optic Splice Heat Shrink Protective Sleeve for Single Fusion (See Specs for packaging size and MOQ) |  | SMOUV® | SMOUV | Fiber protection sleeve
570385-000 | MWTM-35/12-1500/U(S10) | Variant of MWTM | MWTM Medium-Wall Heat-Shrinkable Tubing kit, 35 mm/12 mm Shrink ratio, 1500 mm long, uncoated, 10 pcs |  |  | MWTM | Heat shrink tubing ¦ medium wall |  | Discontinued
986865-000 | CMTT-U-1 | Variant | Wraparound auxiliary sleeve heat shrink kit, pressurized, for 10 to 50 mm cable diameter, 165 mm long |  |  | RLSS | Heat shrink auxiliary sleeve |  | Discontinued
116936-000 | TDUX-CL-80 | Variant | TDUX duct clip, size 80 |  |  | TDUX | Cable duct clip
437160-000 | T-DUX-75 | Variant | TDUX - Inflatable Duct Seal, size 75 |  |  | TDUX | Cable duct seal
FMT-ACCCLMP01 |  | Variant | FMT Panel Cable Clamp Kit |  |  | FMT | Cable clamp
NG4-ACCCLMPEXP1 |  | Variant of NG4-CHASSIS-ACCESSORIES | NG4access® Cable Clamp Kit, for securing 6 OSP or IFC cables at the top of the frame |  | NG4access® | NG4 | Cable clamp
NG4-ACCRFCLMP1 |  | Variant of NG4-CHASSIS-ACCESSORIES | NG4access® Cable Clamp Kit, for securing for 24 cables up to 0.8 in cable diameter, in a raised floor application |  | NG4access® | NG4 | Cable clamp
455285-000 | MWTM-35/12-250/U(S50) | Variant of MWTM | MWTM Medium-Wall Heat-Shrinkable Tubing kit, 35 mm/12 mm Shrink ratio, 250 mm long, uncoated, 50 pcs |  |  | MWTM | Heat shrink tubing ¦ medium wall |  | Discontinued
481310-000 | MWTM-10/3-1200/S(S25) | Variant of MWTM | MWTM Medium-Wall Heat-Shrinkable Tubing kit, 10 mm/3 mm Shrink ratio, 1200 mm long, hotmelt adhesive, 25 pcs |  |  | MWTM | Heat shrink tubing ¦ medium wall |  | Discontinued
514202-000 | MWTM-63/19-1500/S(S5) | Variant of MWTM | MWTM Medium-Wall Heat-Shrinkable Tubing kit, 63 mm/19 mm Shrink ratio, 1500 mm long, hotmelt adhesive, 5 pcs |  |  | MWTM | Heat shrink tubing ¦ medium wall
551202-000 | MWTM-85/25-250/S(S20) | Variant of MWTM | MWTM Medium-Wall Heat-Shrinkable Tubing kit, 85 mm/25 mm Shrink ratio, 250 mm long, hotmelt adhesive, 20 pcs |  |  | MWTM | Heat shrink tubing ¦ medium wall |  | Discontinued
5509092033 | ATUM-6/2-0-STK | Variant of ATUM | ATUM Semi-flexible Medium-Wall Heat-Shrinkable Tubing kit, 6 mm/2 mm Shrink ration, 4 ft long, with adhesive inner lining |  |  | ATUM | Heat shrink tubing ¦ medium wall
559660-000 | MWTM-115/34-750/S(S5) | Variant of MWTM | MWTM Medium-Wall Heat-Shrinkable Tubing kit, 115 mm/34 mm Shrink ratio, 750 mm long, hotmelt adhesive, 5 pcs |  |  | MWTM | Heat shrink tubing ¦ medium wall |  | Discontinued
579622-000 | MWTM-63/19-1200/S(S10) | Variant of MWTM | MWTM Medium-Wall Heat-Shrinkable Tubing kit, 63 mm/19 mm Shrink ratio, 1200 mm long, hotmelt adhesive, 10 pcs |  |  | MWTM | Heat shrink tubing ¦ medium wall |  | Discontinued
598904-000 | MWTM-35/12-100/S(S100) | Variant of MWTM | MWTM Medium-Wall Heat-Shrinkable Tubing kit, 35 mm/12 mm Shrink ratio, 100 mm long, hotmelt adhesive, 100 pcs |  |  | MWTM | Heat shrink tubing ¦ medium wall |  | Discontinued
604160-000 | CWST-100/25-500/239 | Variant | CWST wraparound repair sleeve heat shrink kit, unpressurized, for 25 to 100 mm cable diameter, 500 mm long |  |  | CWST | Heat shrink repair sleeve |  | Discontinued
611925-000 | ACBS-W-40/30 | Variant | ACBS Air and water adhesive cable blocking heat shrink kit, pressurized, wrap around, for 30 to 40 mm cable diameter, 300 mm long |  |  | ACBS | Heat shrink repair sleeve |  | Discontinued
FST-ACC001 |  | Variant | Fiber Optic Protective Splice Sleeve, 1 package |  |  |  | Fiber protection sleeve
757849-000 | SMOUV-1120-R1/12-02 | Variant of SMOUV | SMOUV Fiber Optic Splice Heat Shrink Protective Sleeve for 12 Fiber ribbons (See Specs for packaging size and MOQ) |  | SMOUV® | SMOUV | Fiber protection sleeve
775788-000 | FOSC-OC-6DAX1204NN2T-U23 | Variant | FOSC® A-TRAY-24 type, DWDM, 4 channels + upgrade port, double demux, 1561.42 nm starting wavelength, 100 GHz channel spacing + upgrade |  |  | FOSC-OC | DWDM splice tray
CC6143-000 | FOSC-OC-3CAD551NN | Variant | FOSC® D-TRAY-72 type, CWDM, 4 channels + upgrade port, demux, 20 nm channel spacing, 1533.47 nm starting wavelength |  |  | FOSC-OC | CWDM splice tray
CW2310-000 | FIST-FCASA2-1R470NN-L | Variant | FIST® Fiber Splice Tray with Field Installable CWDM, 1 Channel, Add/drop for 2 fibers, 1471nm starting wavelength, all fibers at left side |  |  | FIST-FCASA2 | CWDM splice tray
CW2313-000 | FIST-FCASA2-1R530NN-L | Variant | FIST® Fiber Splice Tray with Field Installable CWDM, 1 Channel, Add/drop for 2 fibers, 1531nm starting wavelength, all fibers at left side |  |  | FIST-FCASA2 | CWDM splice tray
760060558 |  | Variant | Pulling Grip Kit, 12/24 fiber, gray label | SYSTIMAX® |  |  | Pulling grip
FHD-ACC-CLNKIT1 |  | Variant | Fiber Optic Hardened Connector Cleaning Kit |  |  | FHD | Fiber cleaning kit
1828836-1 |  | Variant | Fiber Optic MPO/UPC Adapter for Hand-held Inspection Microscope | CommScope® |  |  | Fiber inspection microscope adapter
2064499-1 |  | Variant | Fiber Optic SC IBC (In Bulkhead Cleaner) | CommScope® |  |  | Fiber cleaning kit
FTAC-22C |  | Variant | Thermal Adhesive Coated (TAC) Fiber Half corner radius limiters |  |  |  | Fiber consumable kit |  | Discontinued
700002181 | ADHV-AK001ADH-ST BNDG 4F | Variant | Anaerobic EZ Adhesive , Loctite 648 Retaining Compound, 0.34 ounces | SYSTIMAX® |  |  | Fiber adhesive |  | Discontinued
700008394 | WR GRD-900-743-634C PG00 | Variant | Music Wire, 4 vials+C19 | SYSTIMAX® |  |  | Fiber tool kit |  | Discontinued
760066720 | KIT-C-UNIV-M-100 | Variant | Universal Polishing Kit, Multimode, 100 Connectors | SYSTIMAX® |  |  | Fiber consumable kit
760119131 | QK-TERM-TOOL-KIT-QWIK II | Variant | Tool Kit, Qwik II Connector Termination | SYSTIMAX® |  |  | Tool kit |  | Discontinued
760245969 |  | Variant | Qwik-Fuse Metal Ferrule Holder | CommScope® | Qwik | Qwik-Fuse | Fiber tool kit
9700912/00 | FOT-KIT-TOL-SC/ST-CRIMP | Variant | SC/ST Connector Crimp Tool | Uniprise® |  |  | Fiber tool kit |  | Discontinued
CB7344-000 | FIST-GR2-SMS-01 | Variant | FIST® GR2/3 Splice mounting system for mounting splicing machine to rack during splicing |  | FIST® | FIST-GR3 | Support kit
1754136-1 |  | Variant | Fiber Optic Die Set, for LC connectors, 1.6 - 2 mm | NETCONNECT® |  |  | Die set |  | Discontinued
1871696-1 |  | Variant | Fiber Optic Hand Held Precision Cleaver Tool | NETCONNECT® |  |  | Fiber tool kit |  | Discontinued
HDW-12020 |  | Variant | FiberGuide® Screw kit, 1/4-20X.75,HEX/TORX |  |  |  | Fiber raceway hardware
FGS-ACC157 |  | Variant | FiberGuide® Vertical Spool Kit of 5 |  |  |  | Accessory
FGS-HIFC-A |  | Variant | FiberGuide® IFC Tie Down Bracket, 4x4in, Black |  |  |  | Accessory
FGS-HISR-F |  | Variant | FiberGuide® Strain Relief Kit, 4x12in |  |  |  | Accessory
FGS-MKIT-H |  | Variant | FiberGuide® Cutting Guide, No Saw Included, 4x24in |  |  |  | Cutting tool
FPX-ACCCLMP |  | Variant | FPX Panel Cable Clamp Kit |  |  | FPX | Cable clamp
NG4-ACCRFCLMP3 |  | Variant of NG4-CHASSIS-ACCESSORIES | NG4access® Cable Clamp Kit, for securing for cables up to 1.2 in diameter, in a raised floor application |  | NG4access® | NG4 | Cable clamp
MX6-SPLIFCCLMP |  | Variant of OMX-BLOCK-ACCESSORIES | OMX® IFC cable clamp kit for splice bay |  | OMX600® | OMX | Fiber cable clamp
139534-000 | FOSC-A/B-UNI-MOUNT-W | Variant of FOSC400-CLOS-ACC | FOSC® Bracket for mounting FOSC 400D5 or D5/B closure onto a wall |  | FOSC® | FOSC 400 | Miscellaneous parts
175493-000 | FOSC-ACC-CABLE-SEAL-2-NT | Variant of FOSC400-CLOS-ACC | FOSC® Oval Port Cable Seal kit, tubular, for FOSC 400 Fiber Splice Closure, with blocking kit |  | FOSC® | FOSC 400 | Cable sealing ¦ Cable sealing
257128-000 | FOSC-100B/H/DSK-PO | Variant of FOSC400-CLOS-ACC | FOSC® 100 Fiber Splice Closure Heat shrink Sealing Kit |  | FOSC® | FOSC 100 | Cable sealing
444151-000 | FOSC-ACC-RIB-FU/CAP-KIT | Variant of FOSC400-CLOS-ACC | FOSC® Ribben funnel tubing kit |  | FOSC® | FOSC 400 ¦ FOSC 450 | Tubing kit
507739-000 | FOSC-ACC-BRANCH-OFF-CLIP | Variant of FOSC400-CLOS-ACC | FOSC® Branch-off clip and aluminum tape for 2 cables in one port |  | FOSC® | FOSC 400 ¦ FOSC 450 | Branch-off clip kit
525147-000 | FOSC-ACC-D-RIBBON-ROUTER | Variant of FOSC400-CLOS-ACC | FOSC® Router kit for routing ribbons & tubes from D Basket to splice trays |  | FOSC® | FOSC 400 ¦ FOSC 450 | Tubing kit
607763-000 | FOSC-ACC-CV-1981-220V | Variant of FOSC400-CLOS-ACC | FOSC® Heated air tool (220V) for installing hot air cable seals & cable blocks on FOSC closures |  | FOSC® | FOSC 400 ¦ FOSC 450 ¦ FOSC 600 | Tool
CK9322-000 | FOSC-RSKG-2 | Variant of FOSC400-CLOS-ACC | FOSC® Gel Sealing Kit for round splice closure port, sealing 2 cables with diameter between 7 and 11 mm
CK9324-000 | FOSC-RSKG-8 | Variant of FOSC400-CLOS-ACC | FOSC® Gel Sealing Kit for round splice closure port, sealing 8 cables with diameter between 3 and 5 mm
FGS-LOCK-F |  | Variant | FiberGuide® Secure Locking Kit, 4x12in, Black |  |  |  | Accessory
838845-000 | FOSC-ACC-CABLE-SEAL-CONV | Variant of FOSC400-CLOS-ACC | FOSC® Cable Seal kit for FOSC 400 fiber closures |  | FOSC® | FOSC 400 | Cable sealing
FGS-CLIP-C |  | Variant | FiberGuide® Vertical Cover Retainer Clip, Yellow |  |  |  | Hardware
187225N001 | FH-1630-PIE-MC10 | Variant | Torch Handle Tool Kit with piezo-burner heads, safety valve and 4m high pressure hose |  |  |  | Tool |  | Discontinued
245651-1 |  | Variant | Nylon Rawl Plug |  |  |  | Plug |  | Discontinued
503957-1 |  | Variant | LightCrimp® Fiber Optic Connector Termination Tool Kit, SC, LC, ST, with microscope | NETCONNECT® | LightCrimp® | LightCrimp | Fiber tool kit |  | Discontinued
501258-7 |  | Variant | Fiber Optic Professional Installer's Kit | NETCONNECT® |  |  | Fiber tool kit |  | Discontinued
760243353 | FCP-20BL(7R) | Variant | Replacement blade for Sumitomo FC-6RS, FC-6RM, FC-7R and FC-8R cleavers | CommScope® | Qwik II |  | Fiber tool kit
OSP-CLPFEC-LG |  | Variant | Cables with a maximum diameter of 10 mm (0.4”) to 30 mm (1.2”), Kit of 3 |  |  |  | Fiber cable clamp
760242679 |  | Variant | Trunk fitting kit with 12 cable glands |  |  |  | Gland kit
700010960 | D-182806 | Variant | 6-to-1 Unit Splitter, for 0.16 in and 0.20 in core tubes | SYSTIMAX® |  |  | Unit splitter kit |  | Discontinued
760244144 | RIBCBOUT-3/8-50-864/1152 | Variant | Kit designed for FEC, FLEX or SD applications |  |  |  | Fiber breakout kit
BLK-RCT-A02D0 |  | Variant | Fiber Optic Ribbon Breakout Kit, 1-12F/ribbon, 240-432F/tube, 11-15 mm central tube outside dia., 2 tubes/leg |  |  | BLK-R | Fiber breakout kit ¦ round
BLK-RCT-B09E0 |  | Variant | Fiber Optic Ribbon Breakout Kit, 24F/ribbon, 576/720/864F/tube, 15-20 mm central tube outside dia., 9 tubes/leg |  |  | BLK-R | Fiber breakout kit ¦ rectangular
BLK-RIFC-B04D0 |  | Variant | Fiber Optic Ribbon Breakout Kit, 12F/ribbon, 72F/tube, 4 tubes |  |  | BLK-R | Fiber breakout kit ¦ rectangular
BLK-RCT-A06B0 |  | Variant | Fiber Optic Ribbon Breakout Kit, 1-12F/ribbon, 12-96F/tube, 5-8 mm central tube outside dia., 6 tubes/leg |  |  | BLK-R | Fiber breakout kit ¦ round
BLK-RCT-A24E0 |  | Variant | Fiber Optic Ribbon Breakout Kit, 1-12F/ribbon, 576/720/864F/tube, 15-20 mm central tube out. dia., 24 tubes/leg |  |  | BLK-R | Fiber breakout kit ¦ rectangular
BLK-RLBT-A04060 |  | Variant | Fiber Optic Ribbon Breakout Kit, 12F/ribbon, 72F/tube, 6 breakout legs, 4 tubes/leg |  |  | BLK-R | Fiber breakout kit ¦ rectangular
760256235 |  | Variant | Armor kit for 1728 Rollable Ribbon Cables |  |  | BLK-R | Fiber breakout kit ¦ rectangular
EPX-SPLICE-TRAYS |  | Base Product | Fiber Optic Splice Tray Kit, stackable | CommScope® |  | EPX | Fiber splice tray
FIST-SPLICE-TRAYS |  | Base Product | FIST® Splice Sub-assembly kit with splice trays |  | FIST® | FIST-SOSA2 | Fiber splice tray
FST-SPLICE-TRAYS |  | Base Product | FST Fiber Optic Splice Tray | CommScope® |  | FDF | Fiber splice tray
FST-M-HS |  | Variant of FST-SPLICE-TRAYS | FST Fiber Optic Splice Tray, 12 splice capacity, heat shrink |  |  |  | Fiber splice tray
FST-DRS12-MT |  | Variant of FST-SPLICE-WHEELS | FST Fiber Optic Round Splice Tray, for 12 mass fusion splices |  |  | FL2000 ¦ NGF ¦ OMX | Fiber splice tray
760238993 | FIST-SOSA2-4SHD-S | Variant of FIST-SPLICE-TRAYS | FIST® Splice Sub-assembly kit for GCO2-FC/FD flat closures with 4 slim High Density (HD) element trays, each for holding up to 24 primary coated fibers, with Heat Shrink type splice holder |  | FIST® | FIST-SOSA2 | Fiber splice tray
760240238 | FIST-SOSA2-2SP-S | Variant of FIST-SPLICE-TRAYS | FIST® Splice/patch Sub-assembly kit with 2 trays, each for holding up to 2 fiber adapters and 8 splice protectors |  | FIST® |  | Fiber splice/patch tray
A67348-000 | FOSC-ACC-D-STRSTOP-L-LOW | Variant of FOSC-SPLICE-TRAYS | FOSC® Strength member retention kit for FOSC 400/D fiber splice closures |  | FOSC® | FOSC 400 | Strain relief
CU5583-000 | FIST-SOSA2-4SLE-S | Variant of FIST-SPLICE-TRAYS | FIST® Splice Sub-assembly kit with 4 slim element trays, each for holding up to 12 primary coated fibers, with Heat Shrink type splice holder |  | FIST® | FIST-SOSA2 | Fiber splice tray
CU8918-000 | FIST-SOSA2-8DC-S | Variant of FIST-SPLICE-TRAYS | FIST® Splice Sub-assembly kit with 8 foldable dual circuit trays, each for holding up to 2x2 primary coated fibers, with Heat Shrink type splice holder |  | FIST® | FIST-SOSA2 | Fiber splice tray
CV5889-000 | TENIO-B6-TRAY-S12 | Variant of TENIO-SPLICE-TRAYS | TENIO™ Splice Tray for small closures (B6 size) for up to 12 heat shrink splice protectors (SMOUV 45 mm) |  |  | TENIO | Fiber splice tray
XCSM |  | Base Product | XCSM Thick-Wall Heat-Shrinkable Tubing kit |  |  | XCSM | Heat shrink tubing ¦ thick wall
663016-000 | MWTM-160/50-1500/S(S5) | Variant of MWTM | MWTM Medium-Wall Heat-Shrinkable Tubing kit, 16 mm/50 mm Shrink ratio, 1500 mm long, hotmelt adhesive, 5 pcs |  |  | MWTM | Heat shrink tubing ¦ medium wall |  | Discontinued
685434-000 | ACBS-W-24/18 | Variant | ACBS Air and water adhesive cable blocking heat shrink kit, pressurized, wrap around, for 18 to 24 mm cable diameter, 300 mm long |  |  | ACBS | Heat shrink repair sleeve |  | Discontinued
759717-000 | RLSS-95/30 | Variant | RLSS wraparound auxiliary sleeve heat shrink kit, pressurized, for 30 to 95 mm cable diameter, 250 mm long |  |  | RLSS | Heat shrink auxiliary sleeve |  | Discontinued
817606-000 | XCSM-85/22-1500/S(S5) | Variant of XCSM | XCSM Thick-Wall Heat-Shrinkable Tubing kit, 85 mm/22 mm Shrink ratio, 1500 mm long, hotmelt adhesive, 5 pcs |  |  | XCSM | Heat shrink tubing ¦ thick wall |  | Discontinued
852966-000 | ACBS-T-30/22 | Variant | ACBS Air and water adhesive cable blocking heat shrink kit, pressurized, tubular, for 22 to 30 mm cable diameter, 300 mm long |  |  | ACBS | Heat shrink tubing ¦ medium wall |  | Discontinued
873210-000 | MWTM-25/8-375/S(S50) | Variant of MWTM | MWTM Medium-Wall Heat-Shrinkable Tubing kit, 25 mm/8 mm Shrink ratio, 375 mm long, hotmelt adhesive, 50 pcs |  |  | MWTM | Heat shrink tubing ¦ medium wall
874786-000 | XCSM-55/18-1000/S(S10) | Variant of XCSM | XCSM Thick-Wall Heat-Shrinkable Tubing kit, 55 mm/18 mm Shrink ratio, 1000 mm long, hotmelt adhesive, 10 pcs |  |  | XCSM | Heat shrink tubing ¦ thick wall
923566-000 | XCSM-115/30-750/S(S5) | Variant of XCSM | XCSM Thick-Wall Heat-Shrinkable Tubing kit, 115 mm/30 mm Shrink ratio, 750 mm long, hotmelt adhesive, 5 pcs |  |  | XCSM | Heat shrink tubing ¦ thick wall |  | Discontinued
CS4555N001 | 102K022-37-01/U-(S50) | Variant of 102K | 102K Heat-Shrinkable Cable End Cap kit, pressurized, with valve, for 16 to 26 mm cable diameter, 85 mm long, 600 pcs |  |  | 102K | Heat shrink end cap |  | Discontinued
CS4557N001 | 102K049-37-01/U-(S10) | Variant of 102K | 102K Heat-Shrinkable Cable End Cap kit, pressurized, with valve for 44 to 71 mm cable diameter, 125 mm long, 100 pcs |  |  | 102K | Heat shrink end cap |  | Discontinued
CX8142-000 | RWGK-C-90/50 | Variant | RWGK Heat-shrinkable wraparound kit for grounding cables with 50 to 90 mm cable diameter |  |  | RWGK | Heat shrink grounding kit |  | Discontinued
D05672-000 | XCSM-30/8-300/S(S50) | Variant of XCSM | XCSM Thick-Wall Heat-Shrinkable Tubing kit, 30 mm/8 mm Shrink ratio, 300 mm long, hotmelt adhesive, 50 pcs |  |  | XCSM | Heat shrink tubing ¦ thick wall |  | Discontinued
052632-000 | MWTM-85/25-300/S(S20) | Variant of MWTM | MWTM Medium-Wall Heat-Shrinkable Tubing kit, 85 mm/25 mm Shrink ratio, 300 mm long, hotmelt adhesive, 20 pcs |  |  | MWTM | Heat shrink tubing ¦ medium wall |  | Discontinued
068088-000 | MWTM-25/8-250/S(S50) | Variant of MWTM | MWTM Medium-Wall Heat-Shrinkable Tubing kit, 25 mm/8 mm Shrink ratio, 250 mm long, hotmelt adhesive, 50 pcs |  |  | MWTM | Heat shrink tubing ¦ medium wall
069816-000 | MWTM-10/3-1000/S(S25) | Variant of MWTM | MWTM Medium-Wall Heat-Shrinkable Tubing kit, 10 mm/3 mm Shrink ration, 1000 mm long, hotmelt adhesive, 25 pcs |  |  | MWTM | Heat shrink tubing ¦ medium wall
039743-000 | CWST-100/25-1000/239 | Variant | CWST wraparound repair sleeve heat shrink kit, unpressurized, for 25 to 100 mm cable diameter, 1000 mm long |  |  | CWST | Heat shrink repair sleeve |  | Discontinued
1199139-2 | MWTM-63/19-600/S(S10) | Variant of MWTM | MWTM Medium-Wall Heat-Shrinkable Tubing kit, 63 mm/19 mm Shrink ratio, 600 mm long, hotmelt adhesive, 10 pcs |  |  | MWTM | Heat shrink tubing ¦ medium wall |  | Discontinued
149759-000 | MWTM-140/42-1000/U(S5) | Variant of MWTM | MWTM Medium-Wall Heat-Shrinkable Tubing kit, 140 mm/42 mm Shrink ratio, 1000 mm long, uncoated, 5 pcs |  |  | MWTM | Heat shrink tubing ¦ medium wall |  | Discontinued
183823-000 | WRSS-35/170-12-KIT-M461 | Variant | WRSS wraparound auxiliary heat shrink sleeve kit, cables with 0.35 to 1.70 inches cable diameter, 12 inches long |  |  | WRSS | Heat shrink repair sleeve |  | Discontinued
195494-000 | MWTM-50/16-1500/S(S10) | Variant of MWTM | MWTM Medium-Wall Heat-Shrinkable Tubing kit, 50 mm/16 mm Shrink ratio, 1500 mm long, hotmelt adhesive, 10 pcs |  |  | MWTM | Heat shrink tubing ¦ medium wall
2-1199151-3 | MWTM-50/16-750/S(S10) | Variant of MWTM | MWTM Medium-Wall Heat-Shrinkable Tubing kit, 50 mm/16 mm Shrink ratio, 750 mm long, hotmelt adhesive, 10 pcs |  |  | MWTM | Heat shrink tubing ¦ medium wall |  | Discontinued
22142TN001 | 102K022-37/U-(C50) | Variant of 102K | 102K Heat-Shrinkable Cable End Cap kit, pressurized, for 16 to 26 mm cable diameter, 85 mm long, 50 pcs |  |  | 102K | Heat shrink end cap |  | Discontinued
256934-000 | MWTM-95/29-500/S(S10) | Variant of MWTM | MWTM Medium-Wall Heat-Shrinkable Tubing kit, 95 mm/29 mm Shrink ratio, 500 mm long, hotmelt adhesive, 10 pcs |  |  | MWTM | Heat shrink tubing ¦ medium wall |  | Discontinued
292577-000 | RCRS-C-95/30-500 | Variant | RCRS wraparound repair sleeve heat shrink kit, pressurized, for 30 to 95 mm cable diameter, 500 mm long |  |  | RCRS | Heat shrink repair sleeve |  | Discontinued
287420-000 | MWTM-35/12-500/S(S30) | Variant of MWTM | MWTM Medium-Wall Heat-Shrinkable Tubing kit, 35 mm/12 mm Shrink ratio, 500 mm long, hotmelt adhesive, 30 pcs |  |  | MWTM | Heat shrink tubing ¦ medium wall
5504062059 | ATUM-3/1-0-STK | Variant of ATUM | ATUM Semi-flexible Medium-Wall Heat-Shrinkable Tubing kit, 3 mm/1 mm Shrink ration, 4 ft long, with adhesive inner lining |  |  | ATUM | Heat shrink tubing ¦ medium wall
349504-000 | XCSM-160/55-1500/S(S5) | Variant of XCSM | XCSM Thick-Wall Heat-Shrinkable Tubing kit, 160 mm/55 mm Shrink ratio, 1500 mm long, hotmelt adhesive, 5 pcs |  |  | XCSM | Heat shrink tubing ¦ thick wall |  | Discontinued
381522-000 | MWTM-25/8-1000/S(S10) | Variant of MWTM | MWTM Medium-Wall Heat-Shrinkable Tubing kit, 25 mm/8 mm Shrink ratio, 1000 mm long, hotmelt adhesive, 10 pcs |  |  | MWTM | Heat shrink tubing ¦ medium wall
385369N001 | 102L055/S(S10) | Variant of 102L | 102L Heat-Shrinkable Cable End Cap kit, unpressurized, for 45 to 95 mm cable diameter, 165 mm long, 10 pcs |  |  | 102L | Heat shrink end cap
380714-000 | RPBS-C-I-25/15-100 | Variant | RPBS wraparound delivery sleeve heat shrink kit, pressurized, for 15 to 25 mm cable diameter, 100 mm sheet opening |  |  | RPBS | Heat shrink delivery sleeve |  | Discontinued
431298-000 | XCSM-115/30-800/S(S5) | Variant of XCSM | XCSM Thick-Wall Heat-Shrinkable Tubing kit, 115 mm/30 mm Shrink ratio, 800 mm long, hotmelt adhesive, 5 pcs |  |  | XCSM | Heat shrink tubing ¦ thick wall |  | Discontinued
444967N001 | 102K011-37-01/U-(C50) | Variant of 102K | 102K Heat-Shrinkable Cable End Cap kit, pressurized, with valve, for 9 to 16 mm cable diameter, 60 mm long, 50 pcs |  |  | 102K | Heat shrink end cap |  | Discontinued
760254963 | FOSC-ACC-D-TRAY-P-SC/APC-NS | Variant of FOSC-SPLICE-TRAYS | FOSC® 12 fiber D-size Patch Tray, adapter retainer, and 12 SC/APC style adapters; no splice tray |  | FOSC® | FOSC 450 | Fiber patch tray
760235462 | FOSC-ACC-A/B-TRAYTAP-2P-21 | Variant of FOSC-SPLICE-TRAYS | FOSC® 450 Fiber Optic splice tray kit with one 2-port Tray Tap, 21 dB |  | FOSC® | FOSC 450 | Tap splice tray | Build America Buy America (BABA) compliant*
760235472 | FOSC-ACC-A/B-TRAYTAP-4P-19 | Variant of FOSC-SPLICE-TRAYS | FOSC® 450 Fiber Optic splice tray kit with one 4-port Tray Tap, 19 dB |  | FOSC® | FOSC 450 | Tap splice tray | Build America Buy America (BABA) compliant*
760235466 | FOSC-ACC-A/B-TRAYTAP-2P-08 | Variant of FOSC-SPLICE-TRAYS | FOSC® 450 Fiber Optic splice tray kit with one 2-port Tray Tap, 8 dB |  | FOSC® | FOSC 450 | Tap splice tray | Build America Buy America (BABA) compliant*
760235468 | FOSC-ACC-A/B-TRAYTAP-4P-11 | Variant of FOSC-SPLICE-TRAYS | FOSC® 450 Fiber Optic splice tray kit with one 4-port Tray Tap, 11 dB |  | FOSC® | FOSC 450 | Tap splice tray | Build America Buy America (BABA) compliant*
760235460 | FOSC-ACC-A/B-TRAYTAP-2P-17 | Variant of FOSC-SPLICE-TRAYS | FOSC® 450 Fiber Optic splice tray kit with one 2-port Tray Tap, 17 dB |  | FOSC® | FOSC 450 | Tap splice tray | Build America Buy America (BABA) compliant*
760259392 | FOSC-ACC-D-TRAY-SS144-S45 | Variant of FOSC-SPLICE-TRAYS | FOSC® HD Splice Tray Size D, clear cover with 6 SM24 splice modules, tie-wraps, 144 SMOUV 45mm |  | FOSC® | FOSC 450 | Fiber splice tray
65271013-00 | 6527 1 013-00 | Variant | LSA-PLUS® Outrigger Mounting Aid |  | LSA-PLUS® | LSA-PLUS | Tool |  | Discontinued
760225573 | VP360 SEATING TOOL | Variant | GigaSPEED X10D® VisiPatch® 360 4-Pair Head for 788 Tool | SYSTIMAX® | VisiPatch® |  | Tool accessory
LSA-70143252-00 | LSA-7014 3 252-00 | Variant | LSA-PLUS® Mounting Aid |  | LSA-PLUS® | LSA-PLUS HD180 | Tool accessory
251101-1 |  | Variant | PICABOND® MR-1 Tool |  | PICABOND® | PICABOND | Tool |  | Discontinued
9-244271-1 |  | Variant | PICABOND® VS-3 Tool |  | PICABOND® | PICABOND | Tool
9-244271-6 |  | Variant | PICABOND® VS-3 Tool with Long Handle |  | PICABOND® | PICABOND | Tool
9-244271-3 |  | Variant | PICABOND® VS-3M Tool |  | PICABOND® | PICABOND | Tool
9-790162-1 | TEL SPLICE TOOLING KIT | Variant | Tel-Splice II Tool |  |  | Tel-Splice ¦ Tel-Splice II | Tool
760248857 |  | Variant | Jack Termination Tool (SL / KJ / UNJ) | CommScope® |  |  | Modular jack tooling
381745-000 | FOSC-OC-6DSD1284NN | Variant | FOSC® A-TRAY-24 type, DWDM, 16 channels, demux, 1554.94 nm starting wavelength, 100 GHz channel spacing + upgrade |  |  | FOSC-OC | DWDM splice tray
M7446C-000 | FOSC-ACC-C-TRAY-PH12-S1P | Variant of FOSC-SPLICE-TRAYS | FOSC® Splice tray kit for ribbon cales for FOSC 450 fiber closures |  | FOSC® | FOSC 450 | Fiber splice tray
VY2369-000 | FOSC-ACC-A-TRAY-24-BULK | Variant of FOSC-SPLICE-TRAYS | FOSC® Splice tray kit, A size, with two SM6 splice modules = 24 splices per tray |  | FOSC® | FOSC 400 ¦ FOSC 450 | Fiber splice tray
Z75279-000 | FOSC-ACC-B-TRAY-24-SMV60 | Variant of FOSC-SPLICE-TRAYS | FOSC® Fiber Optic Tray Kit, includes 25 splice protection sleeves |  | FOSC® | FOSC 450 | Fiber splice tray
019847-000 | FOSC-ACC-A-TRAY-16-KIT | Variant of FOSC-SPLICE-TRAYS | FOSC® Fiber Optic Splice Tray Kit for 16 fibers |  | FOSC® | FOSC 450 | Fiber splice tray
1154999-9 | FOSC-ACC-D-TRAY-P12-SCA-1 | Variant of FOSC-SPLICE-TRAYS | FOSC® Splice tray kit, D-size, with 12 SMOUV splice protectors and 12 SC/APC adapters for FOSC 400/D5 fiber splice closure |  | FOSC® | FOSC 400 | Fiber splice tray
124962-000 | FIST-SOSA2-4SE-A | Variant of FIST-SPLICE-TRAYS | FIST® Splice Sub-assembly kit with 4 trays, each for holding up to 12 primary or 4 secondary coated fibers, with ANT type splice holder |  | FIST® | FIST-SOSA2 | Fiber splice tray
1671281-1 |  | Variant | Universal Splice Tray FOSC-500 Fiber Optic Splice Tray Kit, SMOUV | NETCONNECT® |  |  | Fiber splice tray
173801-000 | FOSC-B-TRAY-24-1 | Variant of FOSC-SPLICE-TRAYS | FOSC® 400/450 Fiber Optic splice tray kit with 24 splice protectors |  | FOSC® | FOSC 400 ¦ FOSC 450 | Fiber splice tray
308494-000 | FOSC-B-TRAY-S24-1 | Variant of FOSC-SPLICE-TRAYS | FOSC® 400/450 Fiber Optic splice tray kit with 24 SMOUV splice protectors |  | FOSC® | FOSC 400 ¦ FOSC 450 | Fiber splice tray
3Z8698-000 | FOSC-ACC-C-TRAY-24-A | Variant of FOSC-SPLICE-TRAYS | FOSC® Splice tray kit, with 2 SM-12 splice modules for FOSC 450/C splice closures |  | FOSC® | FOSC 450 | Fiber splice tray
429567-000 | FOSC-ACC-A-TRAY-24-KIT | Variant of FOSC-SPLICE-TRAYS | FOSC® Fiber Optic Splice Tray Kit for 24 fibers |  | FOSC® | FOSC 450 | Fiber splice tray
488880-000 | FIST-SOSA2-2SE-S | Variant of FIST-SPLICE-TRAYS | FIST® Splice Sub-assembly kit with 2 trays, each for holding up to 12 primary or 4 secondary coated fibers, with Heat Shrink type splice holder |  | FIST® | FIST-SOSA2 | Fiber splice tray
559451-1 | FOSC-ACC-TRAY-RBNMASTR12 | Variant of FOSC-SPLICE-TRAYS | FOSC® Fiber Splice Tray kit for 12 ribbon fibers for FOSC splice closures |  | FOSC® | FOSC 400 ¦ FOSC 450 | Fiber splice tray
760250710 | TENIO-C6H-TRAY-RR | Variant of TENIO-SPLICE-TRAYS | TENIO™ Rollable Ribbon Splice Tray for large closures (CH6 size) for up to 6 Ribbon splice protectors (72 Rollable ribbon fibers) + 12 single fiber heat shrink splice protectors (SMOUV 45 mm) per tray. Max capacity of 6 Rollable Ribbon trays per closure |  |  | TENIO | Fiber splice tray
760253560 | FOST-ACC-D-TRAY-96 | Variant of FOSC-SPLICE-TRAYS | FOST splice tray, 96 stranded fiber splicing per tray | CommScope® |  |  | Fiber splice tray
468647-000 | TCS2-27-48 | Variant of TCS2 | TCS2® Heat-Shrink Cable Seal, 48 inch long, 0.90 inch recovered ID, 0.08 inch recovered wall thickness |  | TCS2® | TCS2 | Heat shrink tubing ¦ medium wall |  | Discontinued
5110552003 | ATUM-8/2-0-STK | Variant of ATUM | ATUM Semi-flexible Medium-Wall Heat-Shrinkable Tubing kit, 8 mm/2 mm Shrink ration, 4 ft long, with adhesive inner lining |  |  | ATUM | Heat shrink tubing ¦ medium wall
509352-000 | XCSM-130/41-1000/S(S5) | Variant of XCSM | XCSM Thick-Wall Heat-Shrinkable Tubing kit, 130 mm/41 mm Shrink ratio, 1000 mm long, hotmelt adhesive, 5 pcs |  |  | XCSM | Heat shrink tubing ¦ thick wall
518766-000 | MWTM-75/22-1500/S(S5) | Variant of MWTM | MWTM Medium-Wall Heat-Shrinkable Tubing kit, 75 mm/22 mm Shrink ratio, 1500 mm long, hotmelt adhesive, 5 pcs |  |  | MWTM | Heat shrink tubing ¦ medium wall
5509112040 | ATUM-24/8-0-STK | Variant of ATUM | ATUM Semi-flexible Medium-Wall Heat-Shrinkable Tubing kit, 24 mm/8 mm Shrink ration, 4 ft long, with adhesive inner lining |  |  | ATUM | Heat shrink tubing ¦ medium wall
5634732003 | ATUM-12/3-0-STK | Variant of ATUM | ATUM Semi-flexible Medium-Wall Heat-Shrinkable Tubing kit, 12 mm/3 mm Shrink ration, 4 ft long, with adhesive inner lining |  |  | ATUM | Heat shrink tubing ¦ medium wall |  | Discontinued
573787-000 | MWTM-50/16-500/U(S20) | Variant of MWTM | MWTM Medium-Wall Heat-Shrinkable Tubing kit, 50 mm/16 mm Shrink ratio, 500 mm long, uncoated, 20 pcs |  |  | MWTM | Heat shrink tubing ¦ medium wall |  | Discontinued
619788-000 | XCSM-55/18-1500/S(S10) | Variant of XCSM | XCSM Thick-Wall Heat-Shrinkable Tubing kit, 55 mm/18 mm Shrink ratio, 1500 mm long, hotmelt adhesive, 10 pcs |  |  | XCSM | Heat shrink tubing ¦ thick wall
635500-000 | MWTM-63/19-150/S(S50) | Variant of MWTM | MWTM Medium-Wall Heat-Shrinkable Tubing kit, 63 mm/19 mm Shrink ratio, 150 mm long, hotmelt adhesive, 50 pcs |  |  | MWTM | Heat shrink tubing ¦ medium wall |  | Discontinued
635376-000 | ACBS-W-30/22 | Variant | ACBS Air and water adhesive cable blocking heat shrink kit, pressurized, wrap around, for 22 to 30 mm cable diameter, 350 mm long |  |  | ACBS | Heat shrink repair sleeve |  | Discontinued
432925-000 | CMTT-T-APL-2 | Variant | Wraparound sleeve heat shrink kit, pressurized, with T valve, for 42 to 95 mm cable diameter, 200 mm long |  |  | RCRS | Heat shrink with T valve |  | Discontinued
896761-000 | T-DUX-35 | Variant | TDUX - Inflatable Duct Seal, size 1 |  |  | TDUX | Cable duct seal
926082-000 | TDUX-CL-40 | Variant | TDUX duct clip, size 40 |  |  | TDUX | Cable duct clip
FL2-ACC021 |  | Variant | FL2 Panel Cable Clamp Kit |  |  | FL2000 | Cable clamp
QUCH-BRKT192G |  | Variant | Q3000 Panel Cable Clamp Kit with grommets |  |  | Q3000 | Cable clamp
770382-000 | T-DUX-100S-KIT-ENGL | Variant | TDUX - Inflatable Duct Seal, size 60 |  |  | TDUX | Cable duct seal
CK1835-000 | FAST-TDSR-N12-CN01 | Variant | FAST Weatherproofing Gel Sealed Surge Arrestor Transition Boot |  |  | FAST | Weatherproofing boot
1-853400-5 |  | Variant | Modular Plug Die Only, 8 Position, MP-6AU Plugs, Pink Dot | CommScope® |  |  | Modular plug die set
FGS-ACC141 |  | Variant | FiberGuide® Retainer Bracket Kit for Vertical Raceway |  |  |  | Accessory
FGS-ACC142 |  | Variant | FiberGuide® Retainer Bracket Kit, 2x2in |  |  |  | Accessory
FGS-CLIP-D |  | Variant | FiberGuide® Vertical Cover Retainer Clip, 4x4in, Black, Kit of 25 |  |  |  | Hardware
FGS-DHCP |  | Variant | FiberGuide® Capture Clips Kit of 10, Black |  |  |  | Hardware
CK9321-000 | FOSC-RSKG-1 | Variant of FOSC400-CLOS-ACC | FOSC® Gel Sealing Kit for round splice closure port, sealing 1 cable with diameter between 11 and 14 mm
CY7081-000 | FOSC-RSKG-16 | Variant of FOSC400-CLOS-ACC | FOSC® Gel Sealing Kit for round splice closure port, sealing 16 cables with diameter up to 3 mm
694667-000 | FOSC-ACC-CABLE-SEAL-1-NT | Variant of FOSC400-CLOS-ACC | FOSC® Round Port Cable Seal kit, tubular, for FOSC 400 Fiber Splice Closure |  | FOSC® | FOSC 400 | Cable sealing
FGS-MHIS-JIG-M/H |  | Variant | FiberGuide® Cut-in T Fixture, 4x18, and 4x24in |  |  |  | Cutting tool
849681-000 | FOSC-ACC-A-DOME-400-450 | Variant of FOSC400-CLOS-ACC | FOSC® Dome kit for FOSC 400/450 fiber closures |  | FOSC® | FOSC 400 ¦ FOSC 450 | Replacement parts
856587-000 | FOSC-ACC-CABLE-SEAL-2-BT | Variant of FOSC400-CLOS-ACC | FOSC® Oval Port Cable Seal kit, tubular, for FOSC 400 Fiber Splice Closure, with blocking kit |  | FOSC® | FOSC 400 | Cable sealing
A87441-000 | FOSC-ACC-OP-SEALS | Variant of FOSC400-CLOS-ACC | FOSC® Sealing kit for FOSC fiber closures |  | FOSC® | FOSC 400 ¦ FOSC 450 | Cable sealing
CY3839-000 | FOSC-400G-D-EXT/CF | Variant of FOSC400-CLOS-ACC | FOSC® 400 D external termination bracket |  | FOSC® | FOSC 400 | Cable terminator kit
E41962-000 | FOSC-OPGW-CLAMP-3/4 | Variant of FOSC400-CLOS-ACC | FOSC® OPGW cable clamp for two extra cables |  | FOSC® | FOSC OPGW | Cable clamp
157021-000 | FOSC-400D-POLE-MOUNT | Variant of FOSC400-CLOS-ACC | FOSC® 400 D Pole Mount Kit for Fiber Optic Splice Closure |  | FOSC® | FOSC 400 | Miscellaneous parts
189046-000 | FOSC-ACC-A8/B8-CS | Variant of FOSC400-CLOS-ACC | FOSC® Round Port Cable Seal Kit round ports of FOSC 400 A8 or B8 closures |  | FOSC® | FOSC 400 | Cable sealing
FGS-MHIS-JIG-A/B/F |  | Variant | FiberGuide® Cut-in T Fixture, 4x4, 4x6 and 4x12in |  |  |  | Cutting tool
1828833-1 |  | Variant | Fiber Optic SC/APC Adapter for Hand-held Inspection Microscope | CommScope® |  |  | Fiber inspection microscope adapter |  | Discontinued
2123273-1 |  | Variant | Fiber Optic Duplex LC/UPC Adapter for Hand-held Inspection Microscope | CommScope® |  |  | Fiber inspection microscope adapter
1918803-1 |  | Variant | One slot reel cleaner for 1.25 mm and 2.5 mm ferrule connectors, MPO/MTP without pins (female), and MT-RJ without pins (female) | CommScope® |  |  | Fiber cleaning kit
1918810-1 |  | Variant | Harden Field Card Cleaner, 10 sheets per pack, 120 Cleanings | CommScope® |  |  | Fiber cleaning kit |  | Discontinued
700010911 |  | Variant | B Sealant, 3 oz | SYSTIMAX® |  |  | Fiber adhesive
760243402 | QWIK-FUSE™ Termination Toolkit - Without Installer | Variant | Termination Toolkit for Splice-on Connector Termination | CommScope® | Qwik | Qwik-Fuse | Fiber tool kit |  | Discontinued
760245883 |  | Variant | Qwik-Fuse Installer Cord, 125V AC, 10A #18AWG, 2 Meters, USA and Canada NEMA 1-15P | CommScope® | Qwik | Qwik-Fuse | Fiber tool kit
760245886 |  | Variant | Qwik-Fuse Installer Cord, 250V AC, 2.5A # 18AWG, 2 Meters, UK and HONG KONG, BS 1363A | CommScope® | Qwik | Qwik-Fuse | Fiber tool kit
9700913/00 | FOT-KIT-TOL-LC-CRIMP | Variant | LC Connector Crimp Tool | Uniprise® |  |  | Fiber tool kit |  | Discontinued
1553665-1 |  | Variant | Fiber Optic Visual Fault Locator with 2.5 and 1.25 mm Adapter Caps | CommScope® |  |  | Fiber tool part
MWTM |  | Base Product | MWTM Medium-Wall Heat-Shrinkable Tubing kit |  |  | MWTM | Heat shrink tubing ¦ medium wall
679696-000 | MWTM-140/42-1000/S(S5) | Variant of MWTM | MWTM Medium-Wall Heat-Shrinkable Tubing kit, 140 mm/42 mm Shrink ratio, 1000 mm long, hotmelt adhesive, 5 pcs |  |  | MWTM | Heat shrink tubing ¦ medium wall
712124-000 | MWTM-16/5-1200/S(S25) | Variant of MWTM | MWTM Medium-Wall Heat-Shrinkable Tubing kit, 16 mm/5 mm Shrink ratio, 1200 mm long, hotmelt adhesive, 25 pcs |  |  | MWTM | Heat shrink tubing ¦ medium wall |  | Discontinued
725096-000 | MWTM-115/34-1000/S(S5) | Variant of MWTM | MWTM Medium-Wall Heat-Shrinkable Tubing kit, 115 mm/34 mm Shrink ratio, 1000 mm long, hotmelt adhesive, 5 pcs |  |  | MWTM | Heat shrink tubing ¦ medium wall
731945N001 | 102K011-37-01/123(S20) | Variant of 102K | 102K Heat-Shrinkable Cable End Cap kit, pressurized, with valve, for 9 to 16 mm cable diameter, 60 mm long, 20 pcs |  |  | 102K | Heat shrink end cap
722356-000 | RPBS-C-I-50/25-150 | Variant | RPBS wraparound delivery sleeve heat shrink kit, pressurized, for 25 to 50 mm cable diameter, 150 mm sheet opening |  |  | RPBS | Heat shrink delivery sleeve |  | Discontinued
757708-000 | MWTM-70/26-1500/S(S5) | Variant of MWTM | MWTM Medium-Wall Heat-Shrinkable Tubing kit, 70 mm/26 mm Shrink ratio, 1500 mm long, hotmelt adhesive, 5 pcs |  |  | MWTM | Heat shrink tubing ¦ medium wall
844667-000 | RDRK-C-65/20-700 | Variant | RDRK wraparound repair sleeve heat shrink kit, pressurized, for 20 to 65 mm cable diameter, 700 mm long |  |  | RDRK | Heat shrink repair sleeve |  | Discontinued
860635131 | CWPT-125/30-1000-CO50-N | Variant | CWPT wraparound repair sleeve heat shrink kit, unpressurized, for 30 to 125 mm cable diameter, 1000 mm long |  |  | CWPT | Heat shrink repair sleeve |  | Discontinued
CS4558N001 | 102K050-37-01/U-(S10) | Variant of 102K | 102K Heat-Shrinkable Cable End Cap kit, pressurized, with valve, for 71 to 90 mm cable diameter, 150 mm long, 70 pcs |  |  | 102K | Heat shrink end cap |  | Discontinued
021587-000 | ACBS-T-24/18 | Variant | ACBS Air and water adhesive cable blocking heat shrink kit, pressurized, tubular, for 18 to 24 mm cable diameter, 300 mm long |  |  | ACBS | Heat shrink tubing ¦ medium wall |  | Discontinued
036893-000 | MWTM-115/34-1000/U(S5) | Variant of MWTM | MWTM Medium-Wall Heat-Shrinkable Tubing kit, 115 mm/34 mm Shrink ratio, 1000 mm long, uncoated, 5 pcs |  |  | MWTM | Heat shrink tubing ¦ medium wall |  | Discontinued
091290-000 | MWTM-16/5-100/S(S100) | Variant of MWTM | MWTM Medium-Wall Heat-Shrinkable Tubing kit, 16 mm/5 mm Shrink ratio, 100 mm long, hotmelt adhesive, 100 pcs |  |  | MWTM | Heat shrink tubing ¦ medium wall |  | Discontinued
072974-000 | RPBS-C-II-25/15-100 | Variant | RPBS wraparound delivery sleeve heat shrink kit, pressurized, for 15 to 25 mm cable diameter, 100 mm inner sheet opening, 400 mm outer sheet opening |  |  | RPBS | Heat shrink delivery sleeve |  | Discontinued
122998-000 | MWTM-180/60-1000/S(S5) | Variant of MWTM | MWTM Medium-Wall Heat-Shrinkable Tubing kit, 180 mm/60 mm Shrink ratio, 1000 mm long, hotmelt adhesive, 5 pcs |  |  | MWTM | Heat shrink tubing ¦ medium wall
144829-000 | TCS2-11/13-48 | Variant of TCS2 | TCS2® Heat-Shrink Cable Seal, 48 inch long, 0.375 inch recovered ID, 0.08 inch recovered wall thickness |  | TCS2® | TCS2 | Heat shrink tubing ¦ medium wall
147316-000 | MWTM-75/22-250/S(S25) | Variant of MWTM | MWTM Medium-Wall Heat-Shrinkable Tubing kit, 75 mm/22 mm Shrink ratio, 250 mm long, hotmelt adhesive, 25 pcs |  |  | MWTM | Heat shrink tubing ¦ medium wall
148984-000 | MWTM-25/8-350/S(S50) | Variant of MWTM | MWTM Medium-Wall Heat-Shrinkable Tubing kit, 25 mm/8 mm Shrink ratio, 350 mm long, hotmelt adhesive, 50 pcs |  |  | MWTM | Heat shrink tubing ¦ medium wall |  | Discontinued
175692-000 | XCSM-130/41-1500/S(S5) | Variant of XCSM | XCSM Thick-Wall Heat-Shrinkable Tubing kit, 130 mm/41 mm Shrink ratio, 1500 mm long, hotmelt adhesive, 5 pcs |  |  | XCSM | Heat shrink tubing ¦ thick wall |  | Discontinued
205854-000 | CWST-75/15-1000/239 | Variant | CWST wraparound repair sleeve heat shrink kit, unpressurized, for 15 to 75 mm cable diameter, 1000 mm long |  |  | CWST | Heat shrink repair sleeve |  | Discontinued
290296-000 | XCSM-44/12-1000/S(S10) | Variant of XCSM | XCSM Thick-Wall Heat-Shrinkable Tubing kit, 44 mm/12 mm Shrink ratio, 1000 mm long, hotmelt adhesive, 10 pcs |  |  | XCSM | Heat shrink tubing ¦ thick wall
289218-000 | MWTM-75/22-150/S(S25) | Variant of MWTM | MWTM Medium-Wall Heat-Shrinkable Tubing kit, 75 mm/22 mm Shrink ratio, 150 mm long, hotmelt adhesive, 25 pcs |  |  | MWTM | Heat shrink tubing ¦ medium wall |  | Discontinued
326745-000 | MWTM-95/29-1500/U(S5) | Variant of MWTM | MWTM Medium-Wall Heat-Shrinkable Tubing kit, 95 mm/29 mm Shrink ratio, 1500 mm long, uncoated, 5 pcs |  |  | MWTM | Heat shrink tubing ¦ medium wall |  | Discontinued
430936-000 | MWTM-95/29-1500/S(S5) | Variant of MWTM | MWTM Medium-Wall Heat-Shrinkable Tubing kit, 95 mm/29 mm Shrink ratio, 1500 mm long, hotmelt adhesive, 5 pcs |  |  | MWTM | Heat shrink tubing ¦ medium wall |  | Discontinued
760257785 | AD-JTT-HGS-5 | Variant | Jack Termination tool Adapter (HGS620) (5 ea/pkg) | CommScope® |  |  | Modular jack tooling
OSP-CLPFEC |  | Variant | IFC/OSP Three-Tier Cable Clamp Kit, for cable ø 0.2" to 0.7" Kit of 3 |  |  |  | Clamp set
OSP-CLPSST-IFCL |  | Variant | Fiber Optic Cable Clamp Kit, indoor, for max. outer diameter 20 to 28 mm |  |  |  | Fiber cable clamp
760242678 |  | Variant | Patch cord fitting kit with 12 cable glands |  |  |  | Gland kit
760239333 | BLK-ARMOR-288 | Variant | Armor kit for 288F Rollable Ribbon Cables |  |  | BLK-R | Fiber breakout kit ¦ rectangular
760239335 | BLK-Armor-576/864 | Variant | Armor kit for 576 & 864F Rollable Ribbon Cables |  |  | BLK-R | Fiber breakout kit ¦ rectangular
BLK-RCT-A06C0 |  | Variant | Fiber Optic Ribbon Breakout Kit, 1-12F/ribbon, 108-216F/tube, 8-11 mm central tube outside dia., 6 tubes/leg |  |  | BLK-R | Fiber breakout kit ¦ round
BLK-RCT-A02B0 |  | Variant | Fiber Optic Ribbon Breakout Kit, 1-12F/ribbon, 12-96F/tube, 5-8 mm central tube outside dia., 2 tubes/leg |  |  | BLK-R | Fiber breakout kit ¦ round
BLK-RCT-A03C0 |  | Variant | Fiber Optic Ribbon Breakout Kit, 1-12F/ribbon, 108-216F/tube, 8-11 mm central tube outside dia., 3 tubes/leg |  |  | BLK-R | Fiber breakout kit ¦ round
BLK-RIFC-A03C0 |  | Variant | Fiber Optic Ribbon Breakout Kit, 12F/ribbon, 108-216F/tube, 8-11 mm central tube outside dia., 2 tubes/leg |  |  | BLK-R | Fiber breakout kit ¦ rectangular
BLK-RIFC-A04C0 |  | Variant | Fiber Optic Ribbon Breakout Kit, 12F/ribbon, 72F/tube, 8-11 mm central tube outside diameter, 4 tubes/leg |  |  | BLK-R | Fiber breakout kit ¦ rectangular
BLK-RLBT-A04050 |  | Variant | Fiber Optic Ribbon Breakout Kit, 12F/ribbon, 72F/tube, 5 breakout legs, 4 tubes/leg |  |  | BLK-R | Fiber breakout kit ¦ rectangular
BLK-RIFC-A06C0 |  | Variant | Fiber Optic Ribbon Breakout Kit, 12F/ribbon, 72F/tube, 8-11 mm central tube outside diameter, 6 tubes/leg |  |  | BLK-R | Fiber breakout kit ¦ rectangular
BLK-RIFC-A06D0 |  | Variant | Fiber Optic Ribbon Breakout Kit, 12F/ribbon, 72F/tube, 11-15 mm central tube outside diameter, 6 tubes/leg |  |  | BLK-R | Fiber breakout kit ¦ rectangular
INSTA-PATCH-SPLICE-TRAYS |  | Base Product | SYSTIMAX 360™ Splice Tray Kit | CommScope® | InstaPATCH® | 360 Series | Fiber splice tray
FST-DRS24-NT |  | Variant of FST-SPLICE-WHEELS | FST Fiber Optic Round Splice Tray, holds 24 heat shrink splice protectors |  |  | FL2000 ¦ NGF ¦ OMX | Fiber splice tray
FST-F3DF-HS |  | Variant of FST-SPLICE-TRAYS | FST Fiber Optic Splice Tray, 24 splice capacity |  |  |  | Fiber splice tray
760027342 | SW-00 | Variant of SPLICE-WALLET-KITS | Splice Wallet, accepts 6 splice trays | SYSTIMAX® |  |  | Fiber splice wallet
760057059 | SW-03 | Variant of SPLICE-WALLET-KITS | Splice Wallet, accepts 3 splice trays | SYSTIMAX® |  |  | Fiber splice wallet
760057075 | SW-03-FUS | Variant of SPLICE-WALLET-KITS | Fusion Splice Wallet Kit with 3 splice trays | SYSTIMAX® |  |  | Fiber splice tray
763292-000 | FOSC-D-TRAY-48-1 | Variant of FOSC-SPLICE-TRAYS | FOSC® D-size splice tray for 48 heat shrink or mechanical splices in FOSC 400D5, 450D6, 600C and 600D Fiber Splice Closures |  | FOSC® | FOSC 450 ¦ FOSC 600 | Fiber splice tray
825194-000 | FOSC-A-TRAY-24 | Variant of FOSC-SPLICE-TRAYS | FOSC® Splice Tray, 24 splice capacity, for FOSC 400 A4/A8 and FOSC 450 A/BS Fiber Splice Closures |  | FOSC® | FOSC 400 ¦ FOSC 450 | Fiber splice tray
937062-000 | FOSC-A-TRAY-S08-1 | Variant of FOSC-SPLICE-TRAYS | FOSC® 400/450 Fiber Optic splice tray kit with 8 SMOUV splice protectors |  | FOSC® | FOSC 400 ¦ FOSC 450 | Fiber splice tray
CV5895-000 | TENIO-C6-TRAY-S24 | Variant of TENIO-SPLICE-TRAYS | TENIO™ Splice Tray for large closures (C6 size) for up to 24 heat shrink splice protectors (SMOUV 45 mm) |  |  | TENIO | Fiber splice tray
EH0462-000 | TENIO-C6-TRAY-PATCH | Variant of TENIO-SPLICE-TRAYS | TENIO™ Splice/Patch Tray for holding up to 4 SC duplex or 2 LC quad adapters |  |  | TENIO | Fiber splice/patch tray
F07684-000 | FOSC-ACC-D-STRSTOP-UPPER | Variant of FOSC-SPLICE-TRAYS | FOSC® Strength member retention kit for FOSC 400/D fiber splice closures |  | FOSC® | FOSC 400 | Strain relief |  | Discontinued
XA2026-000 | FOSC-ACC-450A-GELBLOCK | Variant of FOSC-SPLICE-TRAYS | FOSC® Gel block for FOSC 450/A fiber closures |  | FOSC® | FOSC 450 | Gel block kit
017242-000 | FIST-SOSA2-4SC-S | Variant of FIST-SPLICE-TRAYS | FIST® Splice Sub-assembly kit with 4 trays, each for holding up to 4 primary or 2 secondary coated fibers, with Heat Shrink type splice holder |  | FIST® | FIST-SOSA2 | Fiber splice tray
319072-000 | FIST-SOSA2-2R4/8-S | Variant of FIST-SPLICE-TRAYS | FIST® Splice Sub-assembly kit with 2 trays, each for holding up to 2 4-strip ribbon or 1 8-strip ribbon fibers, with Heat Shrink type splice holder |  | FIST® | FIST-SOSA2 | Fiber splice tray
337550-000 | FIST-SOSA2-2R12-S | Variant of FIST-SPLICE-TRAYS | FIST® Splice Sub-assembly kit with 2 trays, each for holding up to 1 12-strip ribbon fiber, with Heat Shrink type splice holder |  | FIST® | FIST-SOSA2 | Fiber splice tray
760248821 | FIST-SOSA2-6SLE-S | Variant of FIST-SPLICE-TRAYS | FIST® Splice Sub-assembly kit with 6 slim element trays, each for holding up to 12 primary coated fibers, with Heat Shrink type splice holder |  | FIST® | FIST-SOSA2 | Fiber splice tray
FST-NT |  | Variant of FST-SPLICE-TRAYS | FST Fiber Optic Splice Tray, 24 splice capacity |  |  |  | Fiber splice tray
760250711 | TENIO-B6-TRAY-RR | Variant of TENIO-SPLICE-TRAYS | TENIO™ Rollable Ribbon Splice Tray for Small closures (B6 size) for up to 4 Ribbon splice protectors (48 Rollable ribbon fibers) per tray. Max capacity of 6 Rollable Ribbon trays per closure. |  |  | TENIO | Fiber splice tray
760027516 | RS-00 | Variant of SPLICE-WALLET-KITS | RoloSplice, accepts 4 splice trays | SYSTIMAX® |  |  | Fiber splice wallet
760235474 | FOSC-ACC-A/B-TRAYTAP-4P-07T | Variant of FOSC-SPLICE-TRAYS | FOSC® 450 Fiber Optic splice tray kit with one 4-port Tray Tap, 7 dB terminating |  | FOSC® | FOSC 450 | Tap splice tray | Build America Buy America (BABA) compliant*
760235456 | FOSC-ACC-A/B-TRAYTAP-2P-10 | Variant of FOSC-SPLICE-TRAYS | FOSC® 450 Fiber Optic splice tray kit with one 2-port Tray Tap, 10 dB |  | FOSC® | FOSC 450 | Tap splice tray | Build America Buy America (BABA) compliant*
760235471 | FOSC-ACC-A/B-TRAYTAP-4P-17 | Variant of FOSC-SPLICE-TRAYS | FOSC® 450 Fiber Optic splice tray kit with one 4-port Tray Tap, 17 dB |  | FOSC® | FOSC 450 | Tap splice tray | Build America Buy America (BABA) compliant*
760235479 | FOSC-ACC-A/B-TRAYTAP-8P-15 | Variant of FOSC-SPLICE-TRAYS | FOSC® 450 Fiber Optic splice tray kit with one 8-port Tray Tap, 15 dB |  | FOSC® | FOSC 450 | Tap splice tray | Build America Buy America (BABA) compliant*
760260386 | FOSC-ACC-A-TRAY-SR12 | Variant of FOSC-SPLICE-TRAYS | FOSC® Fiber Optic Splice Tray Kit Tray size A with HD ribbon modules, Splice capacity up to 144 ribbon fibers, ncludes 1 HD SM12R module, cable ties, spiral tube and LBT wrap. |  | FOSC® | FOSC 450 | Fiber splice tray
760236259 | FOSC-OC-3DSD1254NN2T-U23 | Variant | FOSC® D-TRAY-72 type, DWDM, 16 channels, demux, 1557.36 nm starting wavelength, 100 GHz channel spacing + upgrade |  |  | FOSC-OC | DWDM splice tray
760242099 | FIST-FDASA2-AX1321NN-R | Variant | FIST® Fiber Splice Tray with Field Installable DWDM, 4 Channels and upgrade port, Double Demultiplexing, 1551.72nm starting wavelength, 100GHz channel spacing, all fibers at right side |  |  | FIST-FDASA2 | DWDM splice tray
778497-000 | FOSC-OC-6DBD1441NN2T-U23 | Variant | FOSC® A-TRAY-24 type, DWDM, 8 channels + upgrade port, demux, 1542.14 nm starting wavelength, 100 GHz channel spacing |  |  | FOSC-OC | DWDM splice tray
838541-000 | FOSC-OC-3CDX471NN | Variant | FOSC® D-TRAY-72 type, CWDM, 8 channels + upgrade port + 1310 nm port, double demux, 20 nm channel spacing, 1539.77 nm starting wavelength |  |  | FOSC-OC | CWDM splice tray
929218-000 | FOSC-OC-6DSD1204NN2T-U23 | Variant | FOSC® A-TRAY-24 type, DWDM, 16 channels, demux, 1561.42 nm starting wavelength, 100 GHz channel spacing + upgrade |  |  | FOSC-OC | DWDM splice tray
945596-000 | FOSC-OC-3DAX121ANN | Variant | FOSC® D-TRAY-72 type, DWDM, 4 channels + upgrade port, double demux, 1560.61 nm starting wavelength, skipped channel spacing |  |  | FOSC-OC | DWDM splice tray
CK6003-000 | FOSC-OC-3D8M1212NN | Variant | FOSC® D-TRAY-72 type, DWDM, 8 channels, mux, 1560.61 nm starting wavelength, 200 GHz channel spacing |  |  | FOSC-OC | DWDM splice tray
CW2315-000 | FIST-FCASA2-1R570NN-L | Variant | FIST® Fiber Splice Tray with Field Installable CWDM, 1 Channel, Add/drop for 2 fibers, 1571nm starting wavelength, all fibers at left side |  |  | FIST-FCASA2 | CWDM splice tray
CY0077-000 | FIST-FCASA2-8C471NN-L | Variant | FIST® Fiber Splice Tray with Field Installable CWDM, 8 Channels, Compact CWDM, 1471nm starting wavelength, 20nm channel spacing, all fibers at left side |  |  | FIST-FCASA2 | CWDM splice tray
531555-000 | FOSC-OC-3DBD121ANN | Variant | FOSC® D-TRAY-72 type, DWDM, 8 channels + upgrade port, demux, 1560.61 nm starting wavelength, skipped channel spacing |  |  | FOSC-OC | DWDM splice tray
697576-000 | FOSC-OC-6DAX1244NN2T-U23 | Variant | FOSC® A-TRAY-24 type, DWDM, 4 channels + upgrade port, double demux, 1558.17 nm starting wavelength, 100 GHz channel spacing + upgrade |  |  | FOSC-OC | DWDM splice tray
FGS-HISR-A |  | Variant | FiberGuide® Strain Relief Kit, 4x4in |  |  |  | Accessory
QB-4LT |  | Variant | Replacement Tip (long) for Impact tool for MKIV panels |  |  |  | Tool accessory |  | Discontinued
1123347 | EDAC-EXTRACTION-TOOL | Variant | EDAC pin removal tool |  |  |  | Tool |  | Discontinued
407484971 | D914S | Variant | Handle Impact Tool | CommScope® |  |  | Tool |  | Discontinued
594775-000 | WRSS-60/300-48-M461 | Variant | WRSS wraparound repair heat shrink sleeve kit, cables with 0.60 to 3.00 inches cable diameter, 48 inches long |  |  | WRSS | Heat shrink repair sleeve |  | Discontinued
581436-000 | CWST-75/15-250/239 | Variant | CWST wraparound repair sleeve heat shrink kit, unpressurized, for 15 to 75 mm cable diameter, 250 mm long |  |  | CWST | Heat shrink repair sleeve |  | Discontinued
612487-000 | CWST-43/8-500/239 | Variant | CWST wraparound repair sleeve heat shrink kit, unpressurized, for 8 to 43 mm cable diameter, 500 mm long |  |  | CWST | Heat shrink repair sleeve |  | Discontinued
454344-000 | MWTM-63/19-1000/S(S10) | Variant of MWTM | MWTM Medium-Wall Heat-Shrinkable Tubing kit, 63 mm/19 mm Shrink ratio, 1000 mm long, hotmelt adhesive, 10 pcs |  |  | MWTM | Heat shrink tubing ¦ medium wall
514700-000 | XCSM-178/60-1000/S(S5) | Variant of XCSM | XCSM Thick-Wall Heat-Shrinkable Tubing kit, 178 mm/60 mm Shrink ratio, 1000 mm long, hotmelt adhesive, 5 pcs |  |  | XCSM | Heat shrink tubing ¦ thick wall
5067452035 | ATUM-19/6-0-STK | Variant of ATUM | ATUM Semi-flexible Medium-Wall Heat-Shrinkable Tubing kit, 19 mm/6 mm Shrink ration, 4 ft long, with adhesive inner lining |  |  | ATUM | Heat shrink tubing ¦ medium wall
5509122053 | ATUM-40/13-0-STK | Variant of ATUM | ATUM Semi-flexible Medium-Wall Heat-Shrinkable Tubing kit, 40 mm/13 mm Shrink ration, 4 ft long, with adhesive inner lining |  |  | ATUM | Heat shrink tubing ¦ medium wall
558824-000 | XCSM-160/55-850/S(S5) | Variant of XCSM | XCSM Thick-Wall Heat-Shrinkable Tubing kit, 160 mm/55 mm Shrink ratio, 850 mm long, hotmelt adhesive, 5 pcs |  |  | XCSM | Heat shrink tubing ¦ thick wall |  | Discontinued
890310-000 | TDUX-60-INT | Variant | TDUX - Inflatable Duct Seal, size 60 |  |  | TDUX | Cable duct seal
034686-000 | T-DUX-60 | Variant | TDUX - Inflatable Duct Seal, size 60 |  |  | TDUX | Cable duct seal
232268-000 | TDUX-100-INT | Variant | TDUX - Inflatable Duct Seal, Size 100 |  |  | TDUX | Cable duct seal
103897-000 | SMOUV-1120-02 | Variant of SMOUV | SMOUV Fiber Optic Splice Heat Shrink Protective Sleeve for Single Fusion (See Specs for packaging size and MOQ) |  | SMOUV® | SMOUV | Fiber protection sleeve
760060566 |  | Variant | Pulling Grip Kit, 36/48/72 fiber, blue label | SYSTIMAX® |  |  | Pulling grip
760053199 | KIT-CLEANING/INSPECT | Variant | Cleaning and Inspection Kit, Fiber Optic | CommScope® |  |  | Fiber cleaning and inspection kit |  | Discontinued
2064651-1 |  | Variant | Fiber Optic Professional Fiber Tool Inspection Kit | CommScope® |  |  | Fiber tool kit
1918806-1 |  | Variant | Reel cleaner refill (six per pack) | CommScope® |  |  | Fiber cleaning kit
FHD-ACC-CLNCTN |  | Variant | Cleaning sticks 1.25mm (50 stick cleaners) | CommScope® |  | FHD | Fiber cleaning kit
FTAC-4G1 |  | Variant | Thermal Adhesive Coated (TAC) Fiber Adhesive, tube |  |  |  | Fiber consumable kit
700005853 | D-182959 KIT | Variant | LC Upgrade Tool Kit, for use in conjunction with Heat Cure Epoxy Tool Kits | SYSTIMAX® |  |  | Tool kit |  | Discontinued
700006737 | PAP-ILF 5MM PG00 100.00 | Variant | Polishing Paper, Type A, Brown, 100 sheets | SYSTIMAX® |  |  | Fiber consumable kit |  | Discontinued
760243617 | QWIK-FUSE™ Fiber Holder - Tight Buffer | Variant | Fiber holder, tight buffer and cordage (for use with Qwik-Fuse Installer and many AFL and Sumitomo splicers) | CommScope® | Qwik | Qwik-Fuse | Fiber tool kit
760244684 | QWIK-FUSE™ Cord Tool - 1.6, 2.0, 3.0 mm | Variant | Cord Tool for 1.6,2.0,3.0 mm cordage | CommScope® | Qwik | Qwik-Fuse | Fiber tool kit
763733-000 | FACC-TUBE-STRIPPER-02 | Variant | Tube stripper used when installing FIST type fiber shelves in racks |  | FIST® |  | Tube stripper
9700910/00 | FOT-KIT-TOL-SC/ST-POLISH | Variant | SC/ST Connector Polishing Tool | Uniprise® |  |  | Fiber tool kit |  | Discontinued
9700911/00 | FOT-KIT-TOL-LC-POLISH | Variant | LC Connector Polishing Tool | Uniprise® |  |  | Fiber tool kit |  | Discontinued
1588175-1 |  | Variant | Fiber Optic Die Set, LC/SC/FC, 1.6-2.4 mm | NETCONNECT® |  |  | Die set |  | Discontinued
294388-000 | KMS-EM | Variant | Replacement blade for cable sheath cutter |  |  |  | Tool accessory
760236555 | CWPT-100/25-800C175 | Variant | CWPT wraparound repair sleeve heat shrink kit, unpressurized, for 25 to 100 mm cable diameter, 800 mm long |  |  | CWPT | Heat shrink repair sleeve |  | Discontinued
761200-000 | MWTM-180/60-1500/S(S5) | Variant of MWTM | MWTM Medium-Wall Heat-Shrinkable Tubing kit, 180 mm/60 mm Shrink ratio, 1500 mm long, hotmelt adhesive, 5 pcs |  |  | MWTM | Heat shrink tubing ¦ medium wall
778813-000 | TCS2-15/17-48 | Variant of TCS2 | TCS2® Heat-Shrink Cable Seal, 48 inch long, 0.50 inch recovered ID, 0.08 inch recovered wall thickness |  | TCS2® | TCS2 | Heat shrink tubing ¦ medium wall
793712-000 | MWTM-25/8-300/S(S50) | Variant of MWTM | MWTM Medium-Wall Heat-Shrinkable Tubing kit, 25 mm/8 mm Shrink ratio, 300 mm long, hotmelt adhesive, 50 pcs |  |  | MWTM | Heat shrink tubing ¦ medium wall |  | Discontinued
860634384 | CWPT-84/15-880-N | Variant | CWPT wraparound repair sleeve heat shrink kit, unpressurized, for 15 to 84 mm cable diameter, 880 mm long |  |  | CWPT | Heat shrink repair sleeve |  | Discontinued
920408-000 | MWTM-50/16-400/S(S25) | Variant of MWTM | MWTM Medium-Wall Heat-Shrinkable Tubing kit, 50 mm/16 mm Shrink ratio, 400 mm long, hotmelt adhesive, 25 pcs |  |  | MWTM | Heat shrink tubing ¦ medium wall |  | Discontinued
917898-000 | MWTM-35/12-200/S(S50) | Variant of MWTM | MWTM Medium-Wall Heat-Shrinkable Tubing kit, 35 mm/12 mm Shrink ratio, 200 mm long, hotmelt adhesive, 50 pcs |  |  | MWTM | Heat shrink tubing ¦ medium wall
943684-000 | XCSM-115/30-400/S(S15) | Variant of XCSM | XCSM Thick-Wall Heat-Shrinkable Tubing kit, 115 mm/30 mm Shrink ratio, 400 mm long, hotmelt adhesive, 15 pcs |  |  | XCSM | Heat shrink tubing ¦ thick wall
984493N001 | 102K049-37-01/123(S5) | Variant of 102K | 102K Heat-Shrinkable Cable End Cap kit, pressurized, with valve for 44 to 71 mm cable diameter, 125 mm long, 5 pcs |  |  | 102K | Heat shrink end cap
CS4553N001 | 102K050-37/U-(S10) | Variant of 102K | 102K Heat-Shrinkable Cable End Cap kit, pressurized, for 71 to 90 mm cable diameter, 150 mm long, 100 pcs |  |  | 102K | Heat shrink end cap |  | Discontinued
EV6246N001 | 102K011-37/U-(C50) | Variant of 102K | 102K Heat-Shrinkable Cable End Cap kit, pressurized, for 9 to 16 mm cable diameter, 60 mm long, 50 pcs |  |  | 102K | Heat shrink end cap |  | Discontinued
075040-000 | XCSM-44/12-1500/S(S10) | Variant of XCSM | XCSM Thick-Wall Heat-Shrinkable Tubing kit, 44 mm/12 mm Shrink ratio, 1500 mm long, hotmelt adhesive, 10 pcs |  |  | XCSM | Heat shrink tubing ¦ thick wall |  | Discontinued
090517N001 | 102K022-37/123(S10) | Variant of 102K | 102K Heat-Shrinkable Cable End Cap kit, pressurized, for 16 to 26 mm cable diameter, 85 mm long, 10 pcs |  |  | 102K | Heat shrink end cap
206408-000 | CWST-200/50-1000/239 | Variant | CWST wraparound repair sleeve heat shrink kit, unpressurized, for 50 to 200 mm cable diameter, 1000 mm long |  |  | CWST | Heat shrink repair sleeve |  | Discontinued
272856-000 | RWPS-C-95/30-250 | Variant | RWPS wraparound pressure feeding sleeve heat shrink kit, pressurized, for 30 to 95 mm cable diameter, 250 mm long |  |  | RWPS | Heat shrink repair sleeve |  | Discontinued
3-1198989-6 | MWTM-50/16-450/S(S25) | Variant of MWTM | MWTM Medium-Wall Heat-Shrinkable Tubing kit, 50 mm/16 mm Shrink ratio, 450 mm long, hotmelt adhesive, 25 pcs |  |  | MWTM | Heat shrink tubing ¦ medium wall |  | Discontinued
305084-000 | MWTM-95/29-700/S(S5) | Variant of MWTM | MWTM Medium-Wall Heat-Shrinkable Tubing kit, 95 mm/29 mm Shrink ratio, 700 mm long, hotmelt adhesive, 5 pcs |  |  | MWTM | Heat shrink tubing ¦ medium wall
320696-000 | MWTM-10/3-1500/S(S15) | Variant of MWTM | MWTM Medium-Wall Heat-Shrinkable Tubing kit, 10 mm/3 mm Shrink ratio, 1500 mm long, hotmelt adhesive, 15 pcs |  |  | MWTM | Heat shrink tubing ¦ medium wall
341302-000 | CWST-100/25-1500/239 | Variant | CWST wraparound repair sleeve heat shrink kit, unpressurized, for 25 to 100 mm cable diameter, 1500 mm long |  |  | CWST | Heat shrink repair sleeve |  | Discontinued
403598-000 | MWTM-75/22-600/S(S10) | Variant of MWTM | MWTM Medium-Wall Heat-Shrinkable Tubing kit, 75 mm/22 mm Shrink ratio, 600 mm long, hotmelt adhesive, 10 pcs |  |  | MWTM | Heat shrink tubing ¦ medium wall
620370-000 | T-DUX-125 | Variant | TDUX - Inflatable Duct Seal, size 125 |  |  | TDUX | Cable duct seal
847429-000 | GSIC-1/2-ANT-L-00-PLUGS | Variant | GSIC Weatherproofing Gel Sealed Antenna Termination Boot, 1/2 inch Jumper, 117 mm long |  |  | GSIC | Weatherproofing boot
F58329-000 | GSIC-1/2-ANT-S-00-INT01 | Variant | GSIC Weatherproofing Gel Sealed Antenna Transition Boot, 1/2 inch cable, small |  |  | GSIC | Weatherproofing boot
D32473-000 | GSIC-1/2-7/8-00-INT01 | Variant | GSIC Weatherproofing Gel Sealed In-line Transition Boot, 1/2 inch to 7/8 inch cable |  |  | GSIC | Weatherproofing boot
68301490-00 | 6830 1 490-00 | Variant | Modular Jack Termination Tool for KM8 Series | CommScope® |  |  | Modular jack tooling |  | Discontinued
2-231652-3 |  | Variant | Modular Plug Hand Tool with 4 Position Die, MP-44U Plugs, Green Dot | CommScope® |  |  | Modular plug handtool kit
3-231652-7 |  | Variant | Modular Plug Hand Tool with 8 Position Die, MP-6AU Plugs, Pink Dot | CommScope® |  |  | Modular plug handtool kit
3-231652-0 |  | Variant | Modular Plug Hand Tool with CAT 5e,Die Only, MP-5E Plugs, White Dot | CommScope® |  |  | Modular plug handtool kit
FMT-ACCCLMP02 |  | Variant | FMT Panel Cable Clamp Kit |  |  | FMT | Cable clamp
FMT-ACCCLMP07 |  | Variant | FMT Panel Cable Clamp Kit |  |  | FMT | Cable clamp
LSX-CBLCLMPKIT |  | Variant | LSX Fiber Cable Clamp Kit | CommScope® |  | LGX | Cable clamp
RMG-ACC001 |  | Variant | RMG Panel Cable Clamp Kit |  |  | RMG | Cable clamp
MX6-ACC001 |  | Variant of OMX-BLOCK-ACCESSORIES | OMX® Stackable Cable Clamp Kit, OMX 600 outside plant cable clamp (Maximum cable Outer Diameter: .5-.7”) |  | OMX600® | OMX | Fiber cable clamp
FGS-HFRR-10 |  | Variant | FiberGuide® Retainer Rings Kit of 10 |  |  |  | Hardware
FGS-KQKB |  | Variant | FiberGuide® Quick Knob with T-Bolt and Snap-On Cover Clip, Kit of 10 |  |  |  | Hardware
FGS-LBLKIT1 |  | Variant | FiberGuide® Caution Labels Kit |  |  |  | Accessory
CK9323-000 | FOSC-RSKG-4 | Variant of FOSC400-CLOS-ACC | FOSC® Gel Sealing Kit for round splice closure port, sealing 4 cables with diameter between 4 and 7 mm
9C4235-000 | FOSC-ACC-C/D-TO-A/B-HNG | Variant of FOSC400-CLOS-ACC | FOSC® Hinged Mounting Bracket, adapter C/D TO A/B tray |  | FOSC® | FOSC 450 | Miscellaneous parts
CK6063-000 | FOSC-OPGW-CSEAL-F | Variant of FOSC400-CLOS-ACC | FOSC® OPGW cable seal for cable types dia. 17-19 mm and central tube dia. max. 14 mm or 3 metal tube |  | FOSC® | FOSC OPGW | Cable sealing
CK6490-000 | FOSC-B/D-CSEAL-2-NT | Variant of FOSC400-CLOS-ACC | FOSC® Tubular Cable Seal kit for 2 cables in the oval port of FOSC 400 B/D Fiber Splice Closures |  | FOSC® | FOSC 400 | Cable sealing
E93050-000 | FOSC-OPGW-CSEAL-D | Variant of FOSC400-CLOS-ACC | FOSC® OPGW cable seal for cable types dia. 16-18 mm and central tube dia. max. 14 mm or 3 metal tube |  | FOSC® | FOSC OPGW | Cable sealing
FGS-MSTOR-A/B/F |  | Variant | FiberGuide® Slack Storage Spools, Kit of 2, Black |  |  |  | Accessory
FGS-ACC-SPOOL |  | Variant | FiberGuide® Island Spool Kit |  |  |  | Accessory
L48638-000 | FOSC-ACC-HKLOOPSTRAP-16 | Variant of FOSC400-CLOS-ACC | FOSC® Hook & Loop strap kit, 16 in long for FOSC 400/D fiber closures |  | FOSC® | FOSC 400 | Hook & Loop kit
1-853400-0 |  | Variant | Modular Plug Die Only, 8 Position, CAT5E MP-5E Plugs, White Dot | CommScope® |  |  | Modular plug die set
162296-000 | FOSC-OC-3DBD1251NN2T-U23 | Variant | FOSC® D-TRAY-72 type, DWDM, 8 channels + upgrade port, demux, 1557.36 nm starting wavelength, 100 GHz channel spacing |  |  | FOSC-OC | DWDM splice tray
258573-000 | FOSC-OC-6CLX551NN | Variant | FOSC® A-TRAY-24 type, CWDM, 3 channels + upgrade port, double demux, 20 nm channel spacing, 1533.47 nm starting wavelength |  |  | FOSC-OC | CWDM splice tray
537225-000 | FOSC-OC-6DAX1364NN2T-U23 | Variant | FOSC® A-TRAY-24 type, DWDM, 4 channels + upgrade port, double demux, 1548.52 nm starting wavelength, 100 GHz channel spacing + upgrade |  |  | FOSC-OC | DWDM splice tray
685129-000 | FOSC-OC-3DBD1361NN2T-U23 | Variant | FOSC® D-TRAY-72 type, DWDM, 8 channels + upgrade port, demux, 1548.52 nm starting wavelength, 100 GHz channel spacing |  |  | FOSC-OC | DWDM splice tray
760236263 | FOSC-OC-3DYD1404NN2T-U23 | Variant | FOSC® D-TRAY-72 type, DWDM, 20 channels, demux, 1545.32 nm starting wavelength, 100 GHz channel spacing + upgrade port |  |  | FOSC-OC | DWDM splice tray
760237723 | FOSC-OC-6DQD1214NN2T-U23 | Variant | FOSC® A-TRAY-24 type, DWDM, 40 channels, demux, 1560.61 nm starting wavelength, 100 GHz channel spacing + upgrade |  |  | FOSC-OC | DWDM splice tray
899651-000 | FOSC-OC-6DAX1284NN2T-U23 | Variant | FOSC® A-TRAY-24 type, DWDM, 4 channels + upgrade port, double demux, 1554.94 nm starting wavelength, 100 GHz channel spacing + upgrade |  |  | FOSC-OC | DWDM splice tray
988743-000 | FOSC-OC-6DQD1204NN2T-U23 | Variant | FOSC® A-TRAY-24 type, DWDM, 40 channels, demux, 1561.42 nm starting wavelength, 100 GHz channel spacing + upgrade |  |  | FOSC-OC | DWDM splice tray
B56232-000 | FOSC-OC-6DBD1251NN2T-U23 | Variant | FOSC® A-TRAY-24 type, DWDM, 8 channels + upgrade port, demux, 1557.36 nm starting wavelength, 100 GHz channel spacing |  |  | FOSC-OC | DWDM splice tray
CK4652-000 | FIST-FCASA2-8M471NN-L | Variant | FIST® Fiber Splice Tray with Field Installable CWDM, 8 Channels, Multiplexing, 1471nm starting wavelength, 20nm channel spacing, all fibers at left side |  |  | FIST-FCASA2 | CWDM splice tray
CU4787-000 | FIST-FDASA2-4M120ANN-L | Variant | FIST® Fiber Splice Tray with Field Installable DWDM, 4 Channels, Multiplexing, 1561.42nm starting wavelength, 100GHz channel spacing, all fibers at left side |  |  | FIST-FDASA2 | DWDM splice tray
EG4066-000 | FIST-FCASA2-4M531NN-L | Variant | FIST® Fiber Splice Tray with Field Installable CWDM, 4 Channels, Multiplexing, 1531nm starting wavelength, 20nm channel spacing, all fibers at left side |  |  | FIST-FCASA2 | CWDM splice tray
EG9149-000 | FIST-FCASA2-1M490NN-L | Variant | FIST® Fiber Splice Tray with Field Installable CWDM, 1 Channel, Multiplexer, 1491nm starting wavelength, all fibers at left side |  |  | FIST-FCASA2 | CWDM splice tray
EK1634-000 | FOSC-AS-TRAY-S6-10 | Variant of FOSC-SPLICE-TRAYS | FOSC® Splice Tray, thin, 6 SMOUV splice capacity, for FOSC 400 AS/A8 Fiber Splice Closures |  | FOSC® | FOSC 400 | Fiber splice tray
F10669-000 | FOSC-ACC-D-TRAY-96-S60 | Variant of FOSC-SPLICE-TRAYS | FOSC® Splice Tray, 96-splice |  | FOSC® | FOSC 450 | Fiber splice tray
NG4-ACCWHMFS |  | Variant of NG4-SPLICE-TRAYS | NG4access® Splice Tray, mass fusion, up to 6 protection sleeves, 148 mm x 191 mm x 19 mm |  | NG4access® | NG4 | Fiber splice tray
RK893P-000 | FOSC-ACC-B-TRAY-24-BULK | Variant of FOSC-SPLICE-TRAYS | FOSC® Fiber Optic Splice Tray Kit for 24 fibers |  | FOSC® | FOSC 450 | Fiber splice tray
068759-000 | FOSC-ACC-D-DOME-CONV-HAG | Variant of FOSC-SPLICE-TRAYS | FOSC® Conversion kit for FOSC 200D to 400D fiber closures |  | FOSC® | FOSC 100 ¦ FOSC 400 | Conversion kit
061064-000 | FOSC-ACC-D-TRAY-RIBN-24 | Variant of FOSC-SPLICE-TRAYS | FOSC® Ribbon Tray Fiber Kit, D closure, 288 mass fusion capacity, 4 singlemode splice modules |  | FOSC® | FOSC 450 | Fiber splice tray
175414-000 | FIST-SOSA2-2SE-A | Variant of FIST-SPLICE-TRAYS | FIST® Splice Sub-assembly kit with 2 trays, each for holding up to 12 primary or 4 secondary coated fibers, with ANT type splice holder |  | FIST® | FIST-SOSA2 | Fiber splice tray
308909-000 | FOSC-ACC-BOND-CLAMP-5.5I | Variant of FOSC-SPLICE-TRAYS | FOSC® Bonding clamp with 5.5 inch wire and hooked eyelet for FOSC 400 splice closures |  | FOSC® | FOSC 400 | Bonding kit
497817-000 | FOSC-ACC-A-TRAY-12-KIT | Variant of FOSC-SPLICE-TRAYS | FOSC® Fiber Optic Splice Tray Kit for 12 fibers |  | FOSC® | FOSC 450 | Fiber splice tray
503511-000 | FOSC-ACC-XF-BOND-CLAMP | Variant of FOSC-SPLICE-TRAYS | FOSC® Bonding clamp kit with wire and hooked eyelet for FOSC 400 fiber closures |  | FOSC® | FOSC 400 | Bonding kit
760254964 |  | Variant of FOSC-SPLICE-TRAYS | FOSC® 12 fiber D-size Patch Tray, adapter retainer, and 12 SC/UPC style adapters; no splice tray |  | FOSC® | FOSC 450 | Fiber patch tray
760148478 | KIT-SW-192-SFS-4FD | Variant of SPLICE-WALLET-KITS | Splice Wallet Kit, 192 Single Fusion Splices (2x6x16), 4U Shelf, 4 Fiber Drums | CommScope® |  |  | Fiber splice wallet
863927-000-US | FOSC-ACC-B-TRAY-24-KIT-US | Variant of FOSC-SPLICE-TRAYS | FOSC® Fiber Optic Tray Kit, Build America Buy America (BABA) |  | FOSC® | FOSC 450 | Fiber splice tray | Build America Buy America (BABA) coming soon*
760258040 | EPX-SPLICE-48-IN | Variant of EPX-SPLICE-TRAYS | Fiber Optic Splice Tray Kit, stackable, 48-fiber capacity | CommScope® |  | EPX | Fiber splice tray
760259591 | FOSC-ACC-A-TRAY-SS48-S45 | Variant of FOSC-SPLICE-TRAYS | FOSC® Fiber Optic Splice Tray Kit size A with HD modules, Includes 2 HD SM24 modules, 48 splice protector sleeves (SMOUV), cable ties, and LBT wrap |  | FOSC® | FOSC 450 | Fiber splice tray
760260387 | FOSC-ACC-B-TRAY-SR12 | Variant of FOSC-SPLICE-TRAYS | FOSC® Splice Tray Tray size B with HD ribbon modules and Cover Kit, Splice capacity up to 144 ribbon fibers, Includes 1 HD SM12R module, cable ties, spiral tube and LBT wrap. |  | FOSC® | FOSC 450 | Fiber splice tray
BLK-RCT-A03B0 |  | Variant | Fiber Optic Ribbon Breakout Kit, 1-12F/ribbon, 12-96F/tube, 5-8 mm central tube outside dia., 3 tubes/leg |  |  | BLK-R | Fiber breakout kit ¦ rectangular
BLK-RIFC-B06D0 |  | Variant | Fiber Optic Ribbon Breakout Kit, 12F/ribbon, 72F/tube, 6 tubes |  |  | BLK-R | Fiber breakout kit ¦ rectangular |  | Discontinued
BLK-RCT-A18D0 |  | Variant | Fiber Optic Ribbon Breakout Kit, 1-12F/ribbon, 240-432F/tube, 11-15 mm central tube outside dia., 18 tubes/leg |  |  | BLK-R | Fiber breakout kit ¦ rectangular
BLK-RCT-B12E0 |  | Variant | Fiber Optic Ribbon Breakout Kit, 24/36F/ribbon, 576/720/864F/tube (12/leg), 15-20 mm central tube out. dia. |  |  | BLK-R | Fiber breakout kit ¦ rectangular
BLK-RLBT-A01060 |  | Variant | Fiber Optic Ribbon Breakout Kit, 12F/ribbon, 72F/tube, 1 tube/leg |  |  | BLK-R | Fiber breakout kit ¦ rectangular
BLK-RCT-B12EC |  | Variant | Fiber Optic Ribbon Breakout Kit, 24F/ribbon, 576/720/864F/tube, 15-20 mm central tube out. dia., 12 tubes/leg |  |  | BLK-R | Fiber breakout kit ¦ rectangular
108459488 | D-183016 | Variant | 2 x 12 Fiber Breakout Kit, outside plant cable, gel blocking | SYSTIMAX® |  |  | Fiber breakout kit ¦ rectangular
760245329 | BLK-ROLB-A12-144-NM | Variant | Fiber Optic Rollable Ribbon Breakout Kit, 12F/ribbon, 12F/tube, 144 fiber cable |  |  | BLK-R | Fiber breakout kit ¦ square
760245330 | BLK-ROLB-A24-288-NM | Variant | Fiber Optic Rollable Ribbon Breakout Kit, 12F/ribbon, 12F/tube, 288 fiber cable |  |  | BLK-R | Fiber breakout kit ¦ square
760245331 | BLK-ROLB-A36-432-NM | Variant | Fiber Optic Rollable Ribbon Breakout Kit, 12F/ribbon, 12F/tube, 432 fiber cable |  |  | BLK-R | Fiber breakout kit ¦ square
BLK-RIFC-A04D0 |  | Variant | Fiber Optic Ribbon Breakout Kit, 12F/ribbon, 72F/tube, 11-15 mm central tube outside diameter, 4 tubes/leg |  |  | BLK-R | Fiber breakout kit ¦ rectangular
FST-MT |  | Variant of FST-SPLICE-TRAYS | FST Fiber Optic Splice Tray, 12 splice capacity |  |  |  | Fiber splice tray
FST-D-MT-AC |  | Variant of FST-SPLICE-TRAYS | FST Fiber Optic Splice Tray, 24 splice capacity, ribbon mass fusion |  |  |  | Fiber splice tray
709972-000 | FOSC-ACC-A/B-TRAY-12-RBN | Variant of FOSC-SPLICE-TRAYS | FOSC® Ribbon Fiber Tray |  | FOSC® | FOSC 450 | Fiber splice tray
760031047 | SW-6AM-12SF | Variant of SPLICE-WALLET-KITS | Mechanical Splice Wallet Kit with 6 splice trays | SYSTIMAX® |  |  | Fiber splice tray
760031054 | SW-6AF-16SF | Variant of SPLICE-WALLET-KITS | Fusion Splice Wallet Kit with 6 splice trays | CommScope® |  |  | Fiber splice tray
850376-000 | FIST-SOSA2-5R4/8-S | Variant of FIST-SPLICE-TRAYS | FIST® Splice Sub-assembly kit with 5 trays, each for holding up to 2 4-strip ribbon or 1 8-strip ribbon fibers, with Heat Shrink type splice holder |  | FIST® | FIST-SOSA2 | Fiber splice tray
963179-000 | FOSC-B-TRAY-A24-1 | Variant of FOSC-SPLICE-TRAYS | FOSC® 400/450 Fiber Optic splice tray kit with 24 ANT splice protectors |  | FOSC® | FOSC 400 ¦ FOSC 450 | Fiber splice tray
A17396-000 | FOSC-A-TRAY-12 | Variant of FOSC-SPLICE-TRAYS | FOSC® Splice Tray, 12 splice capacity, for FOSC 400 A4/A8 and FOSC 450 A/BS Fiber Splice Closures |  | FOSC® | FOSC 400 ¦ FOSC 450 | Fiber splice tray
A38455-000 | FOSC-ACC-B-TRAY-P-16-0 | Variant of FOSC-SPLICE-TRAYS | FOSC® Fiber Optic Splice Tray Kit |  | FOSC® | FOSC 450 | Fiber splice tray
C03247-000 | FOSC-ACC-D-TRAY-P-16-0 | Variant of FOSC-SPLICE-TRAYS | FOSC® Splice tray kit, D-size, with 16 SMOUV splice protectors for FOSC 400/D5 fiber splice closure |  | FOSC® | FOSC 400 | Fiber splice tray
CC8950-000 | FIST-SOSA2-2MS-S | Variant of FIST-SPLICE-TRAYS | FIST® Splice Sub-assembly kit with 2 trays, each for holding up to 24 primary or 10 secondary coated fibers, with Micro Heat Shrink type splice holder |  | FIST® | FIST-SOSA2 | Fiber splice tray
CS5332-000 | FIST-SOSA2-6SC-S | Variant of FIST-SPLICE-TRAYS | FIST® Splice Sub-assembly kit with 6 trays, each for holding up to 4 primary or 2 secondary coated fibers, with Heat Shrink type splice holder |  | FIST® | FIST-SOSA2 | Fiber splice tray
EB063E-000 | FOSC-ACC-A-TRAY-24-SMV60 | Variant of FOSC-SPLICE-TRAYS | FOSC® Fiber Optic Splice Tray Kit, includes 25 splice protection sleeves |  | FOSC® | FOSC 450 | Fiber splice tray
1-790112-5 |  | Variant | AMP STACK™ Mark IV Standard Tooling Kit |  | AMP STACK™ | AMP STACK | Tool |  | Discontinued
224515-1 |  | Variant | AMP STACK™ Mark III Wire guide comb (white) 25 pairs |  | AMP STACK™ | AMP STACK | Tool accessory
356062-1 |  | Variant | AMP STACK™ Mark IV Wire guide comb (white) 10 pairs |  | AMP STACK™ | AMP STACK | Tool accessory |  | Discontinued
569949-1 | HTT | Variant | Handheld Jack Termination Tool (SL / KJ / UNJ) | CommScope® |  | AMP CO ¦ KJ Series ¦ SL Series ¦ Uniprise M-Series | Tool
244271-3 |  | Variant | PICABOND® VS-3M Tool |  | PICABOND® | PICABOND | Tool |  | Discontinued
9-251101-4 |  | Variant | PICABOND® MR-1M Tool |  | PICABOND® | PICABOND | Tool
2160032-2 | FIBER OPTIC ALCOHOL WIPES | Variant | Fiber optic alcohol cleaning pads - 100 Pack | CommScope® |  |  | Fiber consumable kit
760243351 | QWIK II™ 3.0 mm Fiber Clamp | Variant | Fiber clamp, 3.0 mm |  | Qwik | Qwik II | Fiber tool kit
700025513 | 12A1 CLAMP | Variant | Grounding Clamp Kit for fiber cables with metallic sheath | SYSTIMAX® |  |  | Grounding clamp kit
760239285 | BLK-ROLB-A24-288 | Variant | Fiber Optic Rollable Ribbon Breakout Kit, 12F/ribbon, 12F/tube, 288 fiber cable |  |  | BLK-R | Fiber breakout kit ¦ square
BLK-RCT-B06D0 |  | Variant | Fiber Optic Blocking Kit for Ribbon Fiber Cable, with central tube 11–15?mm OD |  |  | BLK-R | Fiber breakout kit ¦ round
F09259-000 | FOSC-OPGW-MCAP | Variant of FOSC400-CLOS-ACC | FOSC® OPGW stainless steel shot-gun protection enclosure |  | FOSC® | FOSC OPGW | Enclosure
FGS-ACC134 |  | Variant | FiberGuide® Quick Knob with T-Bolt, Kit of 10 |  |  |  | Hardware
FGS-HHEC-10 |  | Variant | FiberGuide® Flex Tube Clamp, Kit of 10 |  |  |  | Hardware
274041-000 | FOSC-ACC-CABLE-SEAL-1-NW | Variant of FOSC400-CLOS-ACC | FOSC® Round Port Cable Seal kit, wraparound, for FOSC 400 Fiber Splice Closure |  | FOSC® | FOSC 400 | Cable sealing
68772109-00 | 6877 2 109-00 | Variant | Fiber Optic Splice Fusion Protector, heat shrink 40 mm, 25/bag |  |  |  | Fiber protection sleeve
NG4-ACCCLMPEXP2 |  | Variant of NG4-CHASSIS-ACCESSORIES | NG4access® Cable Clamp Kit, for securing 4 OSP or IFC cables at the top of the frame |  | NG4access® | NG4 | Cable clamp
NG4-CBOUT-1728 |  | Variant of NG4-CHASSIS-ACCESSORIES | Fiber Optic Ribbon Breakout Kit, High Density, 1:3, 288f in - 96f x 3 out; 6 kits for up to 1728f Cable |  |  |  | Fiber breakout kit ¦ rectangular
492322-000 | ACBS-W-18/12 | Variant | ACBS Air and water adhesive cable blocking heat shrink kit, pressurized, wrap around, for 12 to 18 mm cable diameter, 300 mm long |  |  | ACBS | Heat shrink repair sleeve |  | Discontinued
5509102048 | ATUM-12/4-0-STK | Variant of ATUM | ATUM Semi-flexible Medium-Wall Heat-Shrinkable Tubing kit, 12 mm/4 mm Shrink ration, 4 ft long, with adhesive inner lining |  |  | ATUM | Heat shrink tubing ¦ medium wall
571192-000 | MWTM-25/8-200/S(S50) | Variant of MWTM | MWTM Medium-Wall Heat-Shrinkable Tubing kit, 25 mm/8 mm Shrink ratio, 200 mm long, hotmelt adhesive, 50 pcs |  |  | MWTM | Heat shrink tubing ¦ medium wall
647219-000 | TDUX-CL-60 | Variant | TDUX duct clip, size 60 |  |  | TDUX | Cable duct clip
848594-000 | T-DUX-45 | Variant | TDUX - Inflatable Duct Seal, size 45 |  |  | TDUX | Cable duct seal
088589-000 | TDUX-90-INT | Variant | TDUX - Inflatable Duct Seal, size 90 |  |  | TDUX | Cable duct seal
101192-000 | T-DUX-90 | Variant | TDUX - Inflatable Duct Seal, size 90 |  |  | TDUX | Cable duct seal
FL1-M-HS |  | Variant | Fiber Optic Splice Tray, 12 splice capacity, heat shrink for FL1 wall box |  |  |  | Fiber splice tray
31565W-000 | FOSC-OC-6DGD1504NN2T-U23 | Variant | FOSC® A-TRAY-24 type, DWDM, 12 channels, demux, 1537.40 nm starting wavelength, 100 GHz channel spacing + upgrade |  |  | FOSC-OC | DWDM splice tray
386415-000 | FOSC-OC-3DGX1504NN2T-U23 | Variant | FOSC® D-TRAY-72 type, DWDM, 12 channels, double demux, 1537.40 nm starting wavelength, 100 GHz channel spacing + upgrade |  |  | FOSC-OC | DWDM splice tray
59684T-000 | FOSC-OC-6DSD1254NN2T-U23 | Variant | FOSC® A-TRAY-24 type, DWDM, 16 channels, demux, 1557.36 nm starting wavelength, 100 GHz channel spacing + upgrade |  |  | FOSC-OC | DWDM splice tray
654266-000 | FOSC-OC-3DBD1201NN2T-U23 | Variant | FOSC® D-TRAY-72 type, DWDM, 8 channels + upgrade port, demux, 1561.42 nm starting wavelength, 100 GHz channel spacing |  |  | FOSC-OC | DWDM splice tray
748575-000 | FOSC-OC-3DBD1331NN2T-U23 | Variant | FOSC® D-TRAY-72 type, DWDM, 8 channels + upgrade port, demux, 1550.92 nm starting wavelength, 100 GHz channel spacing |  |  | FOSC-OC | DWDM splice tray
760236196 | FOSC-OC-6DBD1501NN2T-U23 | Variant | FOSC® A-TRAY-24 type, DWDM, 8 channels + upgrade port, demux, 1537.40 nm starting wavelength, 100 GHz channel spacing |  |  | FOSC-OC | DWDM splice tray
824499-000 | FOSC-OC-6DSD1444NN | Variant | FOSC® A-TRAY-24 type, DWDM, 16 channels, demux, 1542.14 nm starting wavelength, 100 GHz channel spacing + upgrade |  |  | FOSC-OC | DWDM splice tray
A19691-000 | FOSC-OC-6DYD1404NN2T-U23 | Variant | FOSC® A-TRAY-24 type, DWDM, 20 channels, demux, 1545.32 nm starting wavelength, 100 GHz channel spacing + upgrade |  |  | FOSC-OC | DWDM splice tray
B48787-000 | FOSC-OC-6DBD1281NN2T-U23 | Variant | FOSC® A-TRAY-24 type, DWDM, 8 channels + upgrade port, demux, 1554.94 nm starting wavelength, 100 GHz channel spacing |  |  | FOSC-OC | DWDM splice tray
CC8442-000 | FOSC-OC-3CFM471NN | Variant | FOSC® D-TRAY-72 type, CWDM, 8 channels + 1310 nm port, mux, 20 nm channel spacing, 1539.77 nm starting wavelength |  |  | FOSC-OC | CWDM splice tray
CY7273-000 | FIST-FCASA2-1X570NN-R | Variant | FIST® Fiber Splice Tray with Field Installable CWDM, 1 Channel, Double multiplexing, 1571nm starting wavelength, all fibers at right side |  |  | FIST-FCASA2 | CWDM splice tray
FGS-HHGK |  | Variant | FiberGuide® Single Hinges for Cover, 4x4in and 4x6in |  |  |  | Hardware
FGS-DHHC |  | Variant | FiberGuide® Kit of 10 Black Capture Clips and 10 Yellow Hinges |  |  |  | Hardware
FGS-HSHC-10 |  | Variant | FiberGuide® Flex Tube Clamp Kit of 10 |  |  |  | Hardware
743103-000 | FOSC-ACC-CABLE-BLOCK-T | Variant of FOSC400-CLOS-ACC | FOSC® Cable blocking kit, tubular, for 1 cable in any port |  | FOSC® | FOSC 400 ¦ FOSC 450 | Mounting kit
FGS-ACC534 |  | Variant | FiberGuide® Quick Knob with 3in T-Bolt, Kit of 100 |  |  |  | Hardware
CK6489-000 | FOSC-B/D-CSEAL-1-NT | Variant of FOSC400-CLOS-ACC | FOSC® Tubular Cable Seal kit for 1 cable in any round port of FOSC 400 B/D Fiber Splice Closures |  | FOSC® | FOSC 400 | Cable sealing
F08965-000 | FOSC-OPGW-CSEAL-B | Variant of FOSC400-CLOS-ACC | FOSC® OPGW cable seal for cable types dia. 12-14 mm and central tube dia. max. 10.5 mm or 3 metal tube |  | FOSC® | FOSC OPGW | Cable sealing
032617-000 | FOSC-ACC-FUNNEL-RIBBON | Variant of FOSC400-CLOS-ACC | FOSC® Funnel tubing kit for routing ribbon fibers from central coretube to the splice trays |  | FOSC® | FOSC 400 ¦ FOSC 450 | Cable termination kit
072073-000 | FOSC-100B/MK | Variant of FOSC400-CLOS-ACC | FOSC® 100 Fiber Splice Closure Heat shrink Sealing Kit |  | FOSC® | FOSC 100 | Cable sealing
186240-000 | FOSC-ACC-RP-SEALS | Variant of FOSC400-CLOS-ACC | FOSC® Round Port Cable Seal kit for FOSC splice closures |  | FOSC® | FOSC 400 ¦ FOSC 450 | Cable sealing
FGS-HQKK |  | Variant | FiberGuide® Quick Knob with T-Bolt, Kit of 100 |  |  |  | Hardware
FGS-MKIT |  | Variant | FiberGuide® Mitre Box with Saw, Used to Cut 2x2, 2x6, 4x4, and 4x6in Straight Sections to Size. |  |  |  | Cutting tool
FGS-MKIT-ABF |  | Variant | FiberGuide® Mitre Box with 26in Saw used to cut 2x2, 2x6, 4x4, 4x6, and 4x12in Straight Sections to Length |  |  |  | Cutting tool
KW748N-000 | FOSC-ACC-B-TRAY-12-BULK | Variant of FOSC-SPLICE-TRAYS | FOSC® Splice tray kit, B size, with two SM6 splice modules = 12 splices per tray |  | FOSC® | FOSC 400 ¦ FOSC 450 | Fiber splice tray
141726-000 | FOSC-ACC-D-TRAY-72BRFBR | Variant of FOSC-SPLICE-TRAYS | FOSC® D Splice Tray, 6 splice modules, 72-splice capacity |  | FOSC® | FOSC 450 | Fiber splice tray
272952-000 | FOSC-ACC-C-TRAY-12-BP100 | Variant of FOSC-SPLICE-TRAYS | FOSC® Splice tray kit, with 2 SM-6 splice modules for FOSC 450/C splice closures |  | FOSC® | FOSC 450 | Fiber splice tray
414458-000 | FOSC-ACC-A/B-TRAY-P6S2NN | Variant of FOSC-SPLICE-TRAYS | FOSC® Splice tray kit, with 6 SC/APC adapters for FOSC 450 splice closures |  | FOSC® | FOSC 450 | Fiber splice tray
426579-000 | FOSC-ACC-D-TRAY-36-KIT | Variant of FOSC-SPLICE-TRAYS | FOSC® Splice Tray Kit, clear cover with 6 SM-6 splice modules, tie-wraps |  | FOSC® | FOSC 450 | Fiber splice tray
45755P-000 | FOSC-ACC-450BCD-GELBLOCK | Variant of FOSC-SPLICE-TRAYS | FOSC® Gel block for FOSC 450/BCD fiber closures |  | FOSC® | FOSC 450 | Gel block kit
760039859 | RS-2AM-12SF | Variant of SPLICE-WALLET-KITS | RoloSplice Kit with 2 mechanical splice trays | SYSTIMAX® |  |  | Fiber splice wallet
760039867 | RS-2AF-16SF | Variant of SPLICE-WALLET-KITS | RoloSplice Kit with 2 fusion splice trays | CommScope® |  |  | Fiber splice wallet
760148437 | KIT-SW-96-SFS-2FD | Variant of SPLICE-WALLET-KITS | Splice Wallet Kit, 96 Single Fusion Splices (1x6x16), 2U Shelf, 2 Fiber Drums | CommScope® |  |  | Fiber splice wallet
760148460 | KIT-SW-72-MES-4FD | Variant of SPLICE-WALLET-KITS | Splice Wallet Kit, 72 Mechanical Splices (1x6x12), 4U Shelf, 4 Fiber Drums | CommScope® |  |  | Fiber splice wallet
760235465 | FOSC-ACC-A/B-TRAYTAP-2P-07 | Variant of FOSC-SPLICE-TRAYS | FOSC® 450 Fiber Optic splice tray kit with one 2-port Tray Tap, 7 dB |  | FOSC® | FOSC 450 | Tap splice tray | Build America Buy America (BABA) compliant*
760235457 | FOSC-ACC-A/B-TRAYTAP-2P-12 | Variant of FOSC-SPLICE-TRAYS | FOSC® 450 Fiber Optic splice tray kit with one 2-port Tray Tap, 12 dB |  | FOSC® | FOSC 450 | Tap splice tray | Build America Buy America (BABA) compliant*
760235467 | FOSC-ACC-A/B-TRAYTAP-4P-10 | Variant of FOSC-SPLICE-TRAYS | FOSC® 450 Fiber Optic splice tray kit with one 4-port Tray Tap, 10 dB |  | FOSC® | FOSC 450 | Tap splice tray | Build America Buy America (BABA) compliant*
760235476 | FOSC-ACC-A/B-TRAYTAP-8P-11T | Variant of FOSC-SPLICE-TRAYS | FOSC® 450 Fiber Optic splice tray kit with one 8-port Tray Tap, 11 dB terminating |  | FOSC® | FOSC 450 | Tap splice tray | Build America Buy America (BABA) compliant*
760235478 | FOSC-ACC-A/B-TRAYTAP-8P-14 | Variant of FOSC-SPLICE-TRAYS | FOSC® 450 Fiber Optic splice tray kit with one 8-port Tray Tap, 14 dB |  | FOSC® | FOSC 450 | Tap splice tray | Build America Buy America (BABA) compliant*
760253762 |  | Variant of FOSC-SPLICE-TRAYS | FOSC® Fiber Optic Tray Kit |  | FOSC® | FOSC 450 | Fiber splice tray
426579-000-US | FOSC-ACC-D-TRAY-36-KIT-US | Variant of FOSC-SPLICE-TRAYS | FOSC® Splice Tray Kit, clear cover with 6 SM-6 splice modules, tie-wraps, Build America Buy America (BABA) |  | FOSC® | FOSC 450 | Fiber splice tray | Build America Buy America (BABA) coming soon*
429567-000-US | FOSC-ACC-A-TRAY-24-KIT-US | Variant of FOSC-SPLICE-TRAYS | FOSC® Fiber Optic Splice Tray Kit for 24 fibers, Build America Buy America (BABA) |  | FOSC® | FOSC 450 | Fiber splice tray | Build America Buy America (BABA) coming soon*
EDAC-CRIMP-TOOL |  | Variant | Tool for crimping EDAC connector pins |  |  |  | Tool |  | Discontinued
QB-4T |  | Variant | Replacement Tip for Impact tool for MKIV panels |  |  |  | Tool accessory |  | Discontinued
1375308-1 |  | Variant | 110Connect XC System Punchdown Tool | NETCONNECT® |  | 110 Series | Tool |  | Discontinued
64172055-01 | 6417 2 055-01 | Variant | LSA-PLUS® Insertion Tool with Sensor |  | LSA-PLUS® | LSA-PLUS | Insertion tool |  | Discontinued
9-356062-1 | WIRE GUIDE 10 PAIRS | Variant | AMP STACK™ Mark IV Wire guide comb (white) 10 pairs |  | AMP STACK™ | AMP STACK | Tool accessory
700002405 |  | Variant | Rosin Bag kit, 5 bags | SYSTIMAX® |  |  | Rosin bag
2-231652-0 |  | Variant | Modular Plug Hand Tool without Dies | CommScope® |  |  | Modular plug handtool kit
760252606 |  | Variant | Modular Plug Hand Tool For 8P MP .310 CAT 6/6A, UTP GigaREACH | CommScope® |  |  | Modular plug handtool kit
070668-000 | TDUX-IT-16 | Variant | TDUX Inflation tool |  |  | TDUX | Cable duct tooling
1375255-6 |  | Variant | Hook-and-Loop Cable Tie, 5/8 inch, blue | NETCONNECT® |  |  | Cable tie
760236558 | CWPT-125/30-1300C175 | Variant | CWPT wraparound repair sleeve heat shrink kit, unpressurized, for 30 to 125 mm cable diameter, 1300 mm long |  |  | CWPT | Heat shrink repair sleeve |  | Discontinued
760236559 | CWPT-125/30-1500C175 | Variant | CWPT wraparound repair sleeve heat shrink kit, unpressurized, for 30 to 125 mm cable diameter, 1500 mm long |  |  | CWPT | Heat shrink repair sleeve |  | Discontinued
760236563 | CWPT-200/50-1500C175 | Variant | CWPT wraparound repair sleeve heat shrink kit, unpressurized, for 50 to 200 mm cable diameter, 1500 mm long |  |  | CWPT | Heat shrink repair sleeve |  | Discontinued
772950-000 | CWST-55/12-1500/239 | Variant | CWST wraparound repair sleeve heat shrink kit, unpressurized, for 12 to 55 mm cable diameter, 1500 mm long |  |  | CWST | Heat shrink repair sleeve |  | Discontinued
794243-000 | TCS2-07-48 | Variant of TCS2 | TCS2® Heat-Shrink Cable Seal, 48 inch long, 0.22 inch recovered ID, 0.08 inch recovered wall thickness |  | TCS2® | TCS2 | Heat shrink tubing ¦ medium wall
872888-000 | MWTM-90/36-350/S(S15) | Variant of MWTM | MWTM Medium-Wall Heat-Shrinkable Tubing kit, 90 mm/36 mm Shrink ratio, 350 mm long, hotmelt adhesive, 15 pcs |  |  | MWTM | Heat shrink tubing ¦ medium wall |  | Discontinued
CS4552N001 | 102K049-37/U-(S10) | Variant of 102K | 102K Heat-Shrinkable Cable End Cap kit, pressurized, for 44 to 71 mm cable diameter, 125 mm long, 100 pcs |  |  | 102K | Heat shrink end cap |  | Discontinued
CX8141-000 | RWGK-C-55/30 | Variant | RWGK Heat-shrinkable wraparound kit for grounding cables with 30 to 55 mm cable diameter |  |  | RWGK | Heat shrink grounding kit |  | Discontinued
KP985YN001 | 102K050-37/U-(C10) | Variant of 102K | 102K Heat-Shrinkable Cable End Cap kit, pressurized, for 71 to 90 mm cable diameter, 150 mm long, 10 pcs |  |  | 102K | Heat shrink end cap |  | Discontinued
M14397N001 | 102K022-37-01/U-(C50) | Variant of 102K | 102K Heat-Shrinkable Cable End Cap kit, pressurized, with valve, for 16 to 26 mm cable diameter, 85 mm long, 50 pcs |  |  | 102K | Heat shrink end cap |  | Discontinued
WR8240N001 | 102K033-37-01/U-(C20) | Variant of 102K | 102K Heat-Shrinkable Cable End Cap kit, pressurized, with valve, for 26 to 44 mm cable diameter, 95 mm long, 20 pcs |  |  | 102K | Heat shrink end cap |  | Discontinued
004019N001 | 102L011/S (S100) | Variant of 102L | 102L Heat-Shrinkable Cable End Cap kit, unpressurized, for 4 to 8 mm cable diameter, 38 mm long, 100 pcs |  |  | 102L | Heat shrink end cap
028173N001 | 102K050-37/123(S5) | Variant of 102K | 102K Heat-Shrinkable Cable End Cap kit, pressurized, for 71 to 90 mm cable diameter, 150 mm long, 5 pcs |  |  | 102K | Heat shrink end cap
086026-000 | CWST-55/12-750/239 | Variant | CWST wraparound repair sleeve heat shrink kit, unpressurized, for 12 to 55 mm cable diameter, 750 mm long |  |  | CWST | Heat shrink repair sleeve |  | Discontinued
094148-000 | MWTM-35/12-175/S(S50) | Variant of MWTM | MWTM Medium-Wall Heat-Shrinkable Tubing kit, 35 mm/12 mm Shrink ratio, 175 mm long, hotmelt adhesive, 50 pcs |  |  | MWTM | Heat shrink tubing ¦ medium wall
150591-000 | CWST-164/42-1500/239 | Variant | CWST wraparound repair sleeve heat shrink kit, unpressurized, for 42 to 164 mm cable diameter, 1500 mm long |  |  | CWST | Heat shrink repair sleeve |  | Discontinued
160021N001 | 102L044/S(S50) | Variant of 102L | 102L Heat-Shrinkable Cable End Cap kit, unpressurized, for 25 to 50 mm cable diameter, 143 mm long, 50 pcs |  |  | 102L | Heat shrink end cap
177900-000 | MWTM-50/16-500/S(S20) | Variant of MWTM | MWTM Medium-Wall Heat-Shrinkable Tubing kit, 50 mm/16 mm Shrink ratio, 500 mm long, hotmelt adhesive, 20 pcs |  |  | MWTM | Heat shrink tubing ¦ medium wall
268956-000 | XCSM-115/30-250/S(S15) | Variant of XCSM | XCSM Thick-Wall Heat-Shrinkable Tubing kit, 115 mm/30 mm Shrink ratio, 250 mm long, hotmelt adhesive, 15 pcs |  |  | XCSM | Heat shrink tubing ¦ thick wall |  | Discontinued
262852-000 | MWTM-16/5-1000/S(S25) | Variant of MWTM | MWTM Medium-Wall Heat-Shrinkable Tubing kit, 16 mm/5 mm Shrink ratio, 1000 mm long, hotmelt adhesive, 25 pcs |  |  | MWTM | Heat shrink tubing ¦ medium wall
286946-000 | RWPS-C-45/15-250 | Variant | RWPS wraparound pressure feeding sleeve heat shrink kit, pressurized, for 15 to 45 mm cable diameter, 250 mm long |  |  | RWPS | Heat shrink repair sleeve |  | Discontinued
303107-000 | MWTM-160/50-1500/U(S5) | Variant of MWTM | MWTM Medium-Wall Heat-Shrinkable Tubing kit, 16 mm/50 mm Shrink ratio, 1500 mm long, uncoated, 5 pcs |  |  | MWTM | Heat shrink tubing ¦ medium wall |  | Discontinued
352310-000 | MWTM-140/42-1500/S(S5) | Variant of MWTM | MWTM Medium-Wall Heat-Shrinkable Tubing kit, 140 mm/42 mm Shrink ratio, 1500 mm long, hotmelt adhesive, 5 pcs |  |  | MWTM | Heat shrink tubing ¦ medium wall |  | Discontinued
364018-000 | RCRS-C-65/20-700 | Variant | RCRS wraparound repair sleeve heat shrink kit, pressurized, for 20 to 65 mm cable diameter, 700 mm long |  |  | RCRS | Heat shrink repair sleeve |  | Discontinued
370324-000 | CWST-43/8-750/239 | Variant | CWST wraparound repair sleeve heat shrink kit, unpressurized, for 8 to 43 mm cable diameter, 750 mm long |  |  | CWST | Heat shrink repair sleeve |  | Discontinued
412544-000 | MWTM-16/5-300/S(S50) | Variant of MWTM | MWTM Medium-Wall Heat-Shrinkable Tubing kit, 16 mm/5 mm Shrink ratio, 300 mm long, hotmelt adhesive, 50 pcs |  |  | MWTM | Heat shrink tubing ¦ medium wall
426730-000 | MWTM-75/22-500/S(S10) | Variant of MWTM | MWTM Medium-Wall Heat-Shrinkable Tubing kit, 75 mm/22 mm Shrink ratio, 500 mm long, hotmelt adhesive, 10 pcs |  |  | MWTM | Heat shrink tubing ¦ medium wall |  | Discontinued
440989N001 | 102K049-37/123(S5) | Variant of 102K | 102K Heat-Shrinkable Cable End Cap kit, pressurized, for 44 to 71 mm cable diameter, 125 mm long, 5 pcs |  |  | 102K | Heat shrink end cap
FDP-CMP-KIT |  | Variant | FDP Panel Cable Clamp Kit |  |  | CMT | Cable clamp
E-501-L40 |  | Variant of FDF-CHASSIS-ACCESSORIES | FDF 8" FCM cable clamp kit for IFC and OSP cable |  |  | FDF | Cable clamp
E-501-L217 |  | Variant of FDF-CHASSIS-ACCESSORIES | FDF 8" FCM cable clamp kit for IFC cable |  |  | FDF | Cable clamp
767480-000 | FOSC-ACC-400-5DROP | Variant of FOSC400-CLOS-ACC | FOSC® Drop cable port hardware kit for FOSC 400 fiber closures |  | FOSC® | FOSC 400 | Drop cable kit
2055567-1 |  | Variant | MPO Fiber Optic Protection/Pull Kit | NETCONNECT® |  |  | Pull kit |  | Discontinued
9703907/00 | KIT-CLN-CLEAN/INSP | Variant | Cleaning and Inspection Kits, Fiber Optic Cleaning Kit Including Microscope and Adapter Tips | Uniprise® |  |  | Fiber cleaning and inspection kit |  | Discontinued
1754767-1 |  | Variant | Fiber Optic Hand-held Inspection Microscope | CommScope® |  |  | Fiber inspection microscope |  | Discontinued
2064500-1 |  | Variant | Fiber Optic LC IBC (In Bulkhead Cleaner) | NETCONNECT® |  |  | Fiber cleaning kit
FTAC-3G11000 |  | Variant | Thermal Adhesive Coated (TAC) Fiber Hand Tool |  |  |  | Fiber tool kit |  | Discontinued
760066738 | KIT-C-UNIV-S-100 | Variant | Universal Polishing Kit, Single-mode, 100 Connectors | SYSTIMAX® |  |  | Fiber consumable kit |  | Discontinued
760244521 | QWIK-FUSE™ Fiber Holder - Loose Buffer | Variant | Fiber holder, loose buffer and 250μm fiber (for use with Qwik-Fuse Installer and many AFL and Sumitomo splicers) | CommScope® | Qwik | Qwik-Fuse | Fiber tool kit
760245885 |  | Variant | Qwik-Fuse Installer Cord, 125V AC, 7A # 18AWG, 2 Meters, Japan, JIS C 8303 | CommScope® | Qwik | Qwik-Fuse | Fiber tool kit
OSP-216BKEY1 |  | Variant | Fiber Optic Tool Kit, bellcore |  |  |  | Fiber tool kit |  | Discontinued
760239287 | BLK-ROLB-A48-576 | Variant | Fiber Optic Rollable Ribbon Breakout Kit, 12F/ribbon, 12F/tube, 576 fiber cable |  |  | BLK-R | Fiber breakout kit ¦ square
760244148 | RIBCBOUT-3/8-150-1728 | Variant | Kit designed for OMX applications |  |  |  | Fiber breakout kit
760244150 | RIBCBOUT-3/8-50-144/288/432/576 | Variant | Kit used across multiple applications (FEC, FLEX, OMX, SD cable counts 144F, 288F, 432F, 576F) |  |  |  | Fiber breakout kit
BLK-RCT-A06D0 |  | Variant | Fiber Optic Ribbon Breakout Kit, 1-12F/ribbon, 240-432F/tube, 11-15 mm central tube outside dia., 6 tubes/leg |  |  | BLK-R | Fiber breakout kit ¦ round
BLK-RCT-B04D0 |  | Variant | Fiber Optic Ribbon Breakout Kit, 24F/ribbon, 240-432F/tube, 11-15 mm central tube outside dia., 4 tubes/leg |  |  | BLK-R | Fiber breakout kit ¦ round
BLK-RCT-B09D0 |  | Variant | Fiber Optic Ribbon Breakout Kit, 24F/ribbon, 240-432F/tube, 11-15 mm central tube outside dia., 9 tubes/leg |  |  | BLK-R | Fiber breakout kit ¦ rectangular
BLK-RCT-B24E0 |  | Variant | Fiber Optic Ribbon Breakout Kit, 24F/ribbon, 576/720/864F/tube, 15-20 mm central tube out. dia., 24 tubes/leg |  |  | BLK-R | Fiber breakout kit ¦ rectangular
BLK-RCT-A04B0 |  | Variant | Fiber Optic Ribbon Breakout Kit, 1-12F/ribbon, 12-96F/tube, 5-8 mm central tube outside dia., 4 tubes/leg |  |  | BLK-R | Fiber breakout kit ¦ round
BLK-RLBT-A02040 |  | Variant | Fiber Optic Ribbon Breakout Kit, 12F/ribbon, 72F/tube, 4 breakout legs, 2 tubes/leg |  |  | BLK-R | Fiber breakout kit ¦ rectangular
760245333 | BLK-ROLB-A72-864-NM | Variant | Fiber Optic Rollable Ribbon Breakout Kit, 12F/ribbon, 12F/tube, 864 fiber cable |  |  | BLK-R | Fiber breakout kit ¦ square
SPLICE-WALLET-KITS |  | Base Product | Splice Wallet Kit with splice trays | SYSTIMAX® / CommScope® |  | RS ¦ SW | Fiber splice wallet
FST-123002 |  | Variant of FST-SPLICE-TRAYS | FST Fiber Optic Splice Tray F3DF, heat shrink |  |  |  | Fiber splice tray
FST-DRSHD-MF |  | Variant of FST-SPLICE-WHEELS | FST Fiber Optic Round Splice Tray, for 12 mass fusion splices |  |  | FL2000 ¦ NGF ¦ OMX | Fiber splice tray
FST-HS |  | Variant of FST-SPLICE-TRAYS | FST Fiber Optic Splice Tray 12 splice capacity |  |  |  | Fiber splice tray
FST-HS-24 |  | Variant of FST-SPLICE-TRAYS | FST Fiber Optic Splice Tray, 24 splice capacity |  |  |  | Fiber splice tray
FST-HS-48 |  | Variant of FST-SPLICE-TRAYS | FST Fiber Optic Splice Tray, 48 splice capacity |  |  |  | Fiber splice tray
709010-000 | FOSC-D-TRAY-36-1 | Variant of FOSC-SPLICE-TRAYS | FOSC® D-size splice tray for 36 heat shrink or mechanical splices in FOSC 400D5, 450D6, 600C and 600D Fiber Splice Closures |  | FOSC® | FOSC 450 ¦ FOSC 600 | Fiber splice tray
736534-000 | FOSC-AS-TRAY-S6-1 | Variant of FOSC-SPLICE-TRAYS | FOSC® Splice Tray, thin, 6 SMOUV splice capacity, for FOSC 400 AS/A8 Fiber Splice Closures |  | FOSC® | FOSC 400 | Fiber splice tray |  | Discontinued
760238994 | FIST-SOSA2-6SHD-S | Variant of FIST-SPLICE-TRAYS | FIST® Splice Sub-assembly kit for GCO2-FC/FD flat closures with 6 slim High Density (HD) element trays, each for holding up to 24 primary coated fibers, with Heat Shrink type splice holder |  | FIST® | FIST-SOSA2 | Fiber splice tray
760239564 | TENIO-B6-TRAY-A12 | Variant of TENIO-SPLICE-TRAYS | TENIO™ Splice Tray for small closures (B6 size) for up to 12 ANT splice protectors |  |  | TENIO | Fiber splice tray
760241731 | FOST-ACC-C-TRAY-RIBN-24 | Variant of FOSC-SPLICE-TRAYS | FOST splice tray, 288f per tray, 288f ribbon fiber splicing and 48f stranded fiber splicing per tray | CommScope® | FOSC® |  | Fiber splice tray
826168-000 | FOSC-ACC-C-TRAY-24-BP100 | Variant of FOSC-SPLICE-TRAYS | FOSC® Splice tray kit, with 2 SM-12 splice modules for FOSC 450/C splice closures |  | FOSC® | FOSC 450 | Fiber splice tray
983761-000 | FOSC-ACC-C-TRAY-PH12-LCN | Variant of FOSC-SPLICE-TRAYS | FOSC® Splice tray kit for ribbon cales for FOSC 450 fiber closures |  | FOSC® | FOSC 450 | Fiber splice tray
BR0185-000 | FOSC-100-24-TRAY-ASY6-WH | Variant of FOSC-SPLICE-TRAYS | FOSC® 100 Fiber Splice Closure Tray kit |  | FOSC® | FOSC 100 | Fiber splice tray
CK8043-000 | FIST-SOSA2-4SE-MS | Variant of FIST-SPLICE-TRAYS | FIST® Splice Sub-assembly kit with 4 trays, each for holding up to 12 primary or 4 secondary coated fibers, with Micro Heat Shrink type splice holder |  | FIST® | FIST-SOSA2 | Fiber splice tray
CS8895-000 | FIST-SOSA2-5SE-S | Variant of FIST-SPLICE-TRAYS | FIST® Splice Sub-assembly kit with 5 trays, each for holding up to 12 primary or 4 secondary coated fibers, with Heat Shrink type splice holder |  | FIST® | FIST-SOSA2 | Fiber splice tray
EH0460-000 | TENIO-C6H-TRAY-SLE | Variant of TENIO-SPLICE-TRAYS | TENIO™ Splice Tray for large closures (CH6 size) for up to 24 heat shrink splice protectors (SMOUV 45 mm) |  |  | TENIO | Fiber splice tray
102K |  | Base Product | 102K Heat-Shrinkable Cable End Cap kit, pressurized |  |  | 102K | Heat shrink end cap
ATUM |  | Base Product | ATUM Semi-flexible Medium-Wall Heat-Shrinkable Tubing kit |  |  | ATUM | Heat shrink tubing ¦ medium wall
679413N001 | 102L048/S(S25) | Variant of 102L | 102L Heat-Shrinkable Cable End Cap kit, unpressurized, for 35 to 70 mm cable diameter, 150 mm long, 25 pcs |  |  | 102L | Heat shrink end cap
760236377 | CWPT-100/25-1500C175 | Variant | CWPT wraparound repair sleeve heat shrink kit, unpressurized, for 25 to 100 mm cable diameter, 1500 mm long |  |  | CWPT | Heat shrink repair sleeve |  | Discontinued
8839742003 | ATUM-4/1-0-STK | Variant of ATUM | ATUM Semi-flexible Medium-Wall Heat-Shrinkable Tubing kit, 4 mm/1 mm Shrink ration, 4 ft long, with adhesive inner lining |  |  | ATUM | Heat shrink tubing ¦ medium wall
987577N001 | 102K033-37-01/123(S10) | Variant of 102K | 102K Heat-Shrinkable Cable End Cap kit, pressurized, with valve, for 26 to 44 mm cable diameter, 95 mm long, 10 pcs |  |  | 102K | Heat shrink end cap
A51351N001 | 102K049-37/U-(C10) | Variant of 102K | 102K Heat-Shrinkable Cable End Cap kit, pressurized, for 44 to 71 mm cable diameter, 125 mm long, 10 pcs |  |  | 102K | Heat shrink end cap |  | Discontinued
CS3119N001 | 102K011-37/U-(S50) | Variant of 102K | 102K Heat-Shrinkable Cable End Cap kit, pressurized, for 9 to 16 mm cable diameter, 60 mm long, 1500 pcs |  |  | 102K | Heat shrink end cap |  | Discontinued
CS3120N001 | 102K022-37/U-(S50) | Variant of 102K | 102K Heat-Shrinkable Cable End Cap kit, pressurized, for 16 to 26 mm cable diameter, 85 mm long, 600 pcs |  |  | 102K | Heat shrink end cap |  | Discontinued
693295-000 | GSIC-1/2-ANT-S-00-PLUGS | Variant | GSIC Weatherproofing Gel Sealed Antenna Termination Boot, 1/2 inch Jumper, 60 mm long |  |  | GSIC | Weatherproofing boot
D80635-000 | GSIC-1/2-ANT-L-00-INT01 | Variant | GSIC Weatherproofing Gel Sealed Antenna Transition Boot, 1/2 inch cable, large |  |  | GSIC | Weatherproofing boot
66451180-01 | 6645 1 180-01 | Variant | Modular Jack Punchdown Termination Ergo Pad | CommScope® |  |  | Modular jack tooling |  | Discontinued
1-231666-0 |  | Variant | Modular Plug Pro-Installer Hand Tool Kit, 8-position, 6-position dies | CommScope® |  |  | Modular plug handtool kit |  | Discontinued
1673956-6 | LF-JTT-180 | Variant | Jack Termination Tool - Lacing Fixture (SL / KJ / UNJ) | CommScope® |  |  | Modular jack tooling
544794-000 | MWTM-50/16-1000/S(S10) | Variant of MWTM | MWTM Medium-Wall Heat-Shrinkable Tubing kit, 50 mm/16 mm Shrink ratio, 1000 mm long, hotmelt adhesive, 10 pcs |  |  | MWTM | Heat shrink tubing ¦ medium wall
540502-000 | MWTM-30/8-1500/S(S10) | Variant of MWTM | MWTM Medium-Wall Heat-Shrinkable Tubing kit, 30 mm/8 mm Shrink ratio, 1500 mm long, hotmelt adhesive, 10 pcs |  |  | MWTM | Heat shrink tubing ¦ medium wall |  | Discontinued
5507832055 | ATUM-9/3-0-STK | Variant of ATUM | ATUM Semi-flexible Medium-Wall Heat-Shrinkable Tubing kit, 9 mm/3 mm Shrink ration, 4 ft long, with adhesive inner lining |  |  | ATUM | Heat shrink tubing ¦ medium wall
609161N001 | 102K050-37-01/123(S5) | Variant of 102K | 102K Heat-Shrinkable Cable End Cap kit, pressurized, with valve, for 71 to 90 mm cable diameter, 150 mm long, 5 pcs |  |  | 102K | Heat shrink end cap
644113-000 | MWTM-63/19-1000/U(S10) | Variant of MWTM | MWTM Medium-Wall Heat-Shrinkable Tubing kit, 63 mm/19 mm Shrink ratio, 1000 mm long, uncoated, 10 pcs |  |  | MWTM | Heat shrink tubing ¦ medium wall |  | Discontinued
052933-000 | CMTT-U-2 | Variant | Wraparound auxiliary sleeve heat shrink kit, pressurized, for 30 to 95 mm cable diameter, 200 mm long |  |  | RLSS | Heat shrink auxiliary sleeve |  | Discontinued
383731-000 | CMTT-T-APL-1 | Variant | Wraparound sleeve heat shrink kit, pressurized, with T valve, for 10 to 41 mm cable diameter, 200 mm long |  |  | RCRS | Heat shrink with T valve |  | Discontinued
655694-000 | T-DUX-150 | Variant | TDUX - Inflatable Duct Seal, size 150 |  |  | TDUX | Cable duct seal
759726-000 | TDUX-75-INT | Variant | TDUX - Inflatable Duct Seal, size 75 |  |  | TDUX | Cable duct seal
FST-ACC006 |  | Variant | Mass Fusion Splice Protector (See Specs for packaging size and MOQ) |  |  |  | Fiber protection sleeve
657054-000 | SMOUV-1120-01-PK | Variant of SMOUV | SMOUV Fiber Optic Splice Heat Shrink Protective Sleeve for Single Fusion (See Specs for packaging size and MOQ) |  | SMOUV® | SMOUV | Fiber protection sleeve
738827-000 | FOSC-ACC-CABLE-SEAL-1-BT | Variant of FOSC400-CLOS-ACC | FOSC® Round Port Cable Seal kit, tubular, for FOSC 400 Fiber Splice Closure, with blocking kit |  | FOSC® | FOSC 400 | Cable sealing
995174-000 | FOSC-ACC-400A-TAP-OFF | Variant of FOSC400-CLOS-ACC | FOSC® Tap-off kit for FOSC 400 fiber closures |  | FOSC® | FOSC 400 | Tap-off kit
W44707-000 | FOSC-ACC-400-2DROP-W/HDW | Variant of FOSC400-CLOS-ACC | FOSC® Drop cable port hardware kit for FOSC 400 fiber closures |  | FOSC® | FOSC 400 | Drop cable kit
6Y203L-000 | FOSC-ACC-400-5DROP-W/HDW | Variant of FOSC400-CLOS-ACC | FOSC® Drop cable port hardware kit for FOSC 400 fiber closures |  | FOSC® | FOSC 400 | Drop cable kit
790163-2 |  | Variant | Modular Plug Die Set for Shielded Plugs, B Size Shield (5.1-6.0mm) | CommScope® |  |  | Modular plug die set
790163-8 |  | Variant | Modular Plug Die Set for Shielded Plugs, A Size Shield (4.7-5.5mm) | CommScope® |  |  | Modular plug die set
853400-3 |  | Variant | Modular Plug Die Only, 4 Position, MP-44U Plugs, Green Dot | CommScope® |  |  | Modular plug die set
1-790163-1 |  | Variant | Modular Plug Hand Tool with Die for Shielded Plugs, C Size Shield (5.7- 7.0mm) | CommScope® |  |  | Modular plug handtool kit
704760-000 | CWST-200/50-1500/239 | Variant | CWST wraparound repair sleeve heat shrink kit, unpressurized, for 50 to 200 mm cable diameter, 1500 mm long |  |  | CWST | Heat shrink repair sleeve |  | Discontinued
759024-000 | MWTM-25/8-400/S(S50) | Variant of MWTM | MWTM Medium-Wall Heat-Shrinkable Tubing kit, 25 mm/8 mm Shrink ratio, 400 mm long, hotmelt adhesive, 50 pcs |  |  | MWTM | Heat shrink tubing ¦ medium wall |  | Discontinued
760236626 | CWPT-200/50-1500 | Variant | CWPT wraparound repair sleeve heat shrink kit, unpressurized, for 50 to 200 mm cable diameter, 1500 mm long |  |  | CWPT | Heat shrink repair sleeve |  | Discontinued
828563-000 | CWST-43/8-1500/239 | Variant | CWST wraparound repair sleeve heat shrink kit, unpressurized, for 8 to 43 mm cable diameter, 1500 mm long |  |  | CWST | Heat shrink repair sleeve |  | Discontinued
FGS-MFIN-10 |  | Variant | FiberGuide® Fin Insert Kit of 10 |  |  |  | Accessory
FGS-ACC-BRL |  | Variant | FiberGuide® Radius Limiter Kit |  |  |  | Accessory
1671273-1 |  | Variant | Cable Attachment Kit for fiber optic panel with cable gland | NETCONNECT® |  |  | Gland kit
OMX-BLOCK-ACCESSORIES |  | Base Product | OMX Fiber Block Accessories | CommScope® |  | OMX | Fiber cable clamp
NG4-CBOUT-288 |  | Variant of NG4-CHASSIS-ACCESSORIES | Fiber Optic Ribbon Breakout Kit, High Density, 1:3, 288f in - 96f x 3 out |  |  |  | Fiber breakout kit ¦ rectangular
NG4-CBOUT-BULK |  | Variant of NG4-CHASSIS-ACCESSORIES | Fiber Optic Ribbon Breakout Kit, High Density, 1:3, 288f in - 96f x 3 out; 24 kits |  |  |  | Fiber breakout kit ¦ rectangular
JL0937-000 | FOSC-ACC-D-TRAY-72-SMV60 | Variant of FOSC-SPLICE-TRAYS | FOSC® Splice Tray Kit, includes 75 splice protection sleeves |  | FOSC® | FOSC 450 | Fiber splice tray
LY4519-000 | FOSC-ACC-D-TRAY-36-BULK | Variant of FOSC-SPLICE-TRAYS | FOSC® Splice tray kit, D size, with six SM6 splice modules for FOSC 400/D5 fiber splice closure |  | FOSC® | FOSC 400 | Fiber splice tray
T4432T-000 | FOSC-ACC-D-TRAY-72-BULK | Variant of FOSC-SPLICE-TRAYS | FOSC® Splice tray kit, D size, with six SM12 splice modules for FOSC 400/D5 fiber splice closure |  | FOSC® | FOSC 400 | Fiber splice tray
032054-000 | FOSC-A-TRAY-S24-1 | Variant of FOSC-SPLICE-TRAYS | FOSC® 400/450 Fiber Optic splice tray kit with 24 SMOUV splice protectors |  | FOSC® | FOSC 400 ¦ FOSC 450 | Fiber splice tray
179767-000 | FOSC-ACC-C-TRAY-RIBN-24 | Variant of FOSC-SPLICE-TRAYS | FOSC® "C" Splice Tray, 288 fibers |  | FOSC® | FOSC 450 | Fiber splice tray
263079-000 | FOSC-D-TRAY-72-1 | Variant of FOSC-SPLICE-TRAYS | FOSC® D-size splice tray for 72 heat shrink or mechanical splices in FOSC 400D5, 450D6, 600C and 600D Fiber Splice Closures |  | FOSC® | FOSC 450 ¦ FOSC 600 | Fiber splice tray
48463V-000 | FOSC-ACC-C-TRAY-RIBN-18A | Variant of FOSC-SPLICE-TRAYS | FOSC® Splice tray kit for ribbon cales for FOSC 450 fiber closures |  | FOSC® | FOSC 450 | Fiber splice tray |  | Discontinued
536788-000 | FIST-SOSA2-4SE-S | Variant of FIST-SPLICE-TRAYS | FIST® Splice Sub-assembly kit with 4 trays, each for holding up to 12 primary or 4 secondary coated fibers, with Heat Shrink type splice holder |  | FIST® | FIST-SOSA2 | Fiber splice tray
581981-000 | FOSC-ACC-SM6-MODULES | Variant of FOSC-SPLICE-TRAYS | FOSC® Splice Tray Kit, 6-splice capacity, snap-in module |  | FOSC® | FOSC 450 | Fiber splice tray
579575-000 | FOSC-ACC-D-TRAY-48-KIT | Variant of FOSC-SPLICE-TRAYS | FOSC® Fiber Optic Splice Tray Kit, 48-splice capacity |  | FOSC® | FOSC 450 | Fiber splice tray
583640-000 | FOSC-B-TRAY-S12-1 | Variant of FOSC-SPLICE-TRAYS | FOSC® 400/450 Fiber Optic splice tray kit with 12 SMOUV splice protectors |  | FOSC® | FOSC 400 ¦ FOSC 450 | Fiber splice tray
760243050 | FOST-ACC-D-TRAY-RR-288-KIT | Variant of FOSC-SPLICE-TRAYS | FOST splice tray, 288f Rollable ribbon fiber splicing per tray | CommScope® |  |  | Fiber splice tray
760031856 | RS-4AF-16SF | Variant of SPLICE-WALLET-KITS | RoloSplice Kit with 4 fusion splice trays | CommScope® |  |  | Fiber splice wallet
760235482 | FOSC-ACC-A/B-TRAYTAP-8P-21 | Variant of FOSC-SPLICE-TRAYS | FOSC® 450 Fiber Optic splice tray kit with one 8-port Tray Tap, 21 dB |  | FOSC® | FOSC 450 | Tap splice tray | Build America Buy America (BABA) compliant*
760235464 | FOSC-ACC-A/B-TRAYTAP-2P-05 | Variant of FOSC-SPLICE-TRAYS | FOSC® 450 Fiber Optic splice tray kit with one 2-port Tray Tap, 5 dB |  | FOSC® | FOSC 450 | Tap splice tray | Build America Buy America (BABA) compliant*
760235481 | FOSC-ACC-A/B-TRAYTAP-8P-19 | Variant of FOSC-SPLICE-TRAYS | FOSC® 450 Fiber Optic splice tray kit with one 8-port Tray Tap, 19 dB |  | FOSC® | FOSC 450 | Tap splice tray | Build America Buy America (BABA) compliant*
709972-000-US | FOSC-ACC-A/B-TRAY-12-RBN-US | Variant of FOSC-SPLICE-TRAYS | FOSC® Ribbon Fiber Tray, Build America Buy America (BABA) |  | FOSC® | FOSC 450 | Fiber splice tray | Build America Buy America (BABA) coming soon*
760260388 | FOSC-ACC-C-TRAY-SR24 | Variant of FOSC-SPLICE-TRAYS | FOSC® Fiber Optic Splice Tray size C with HD ribbon modules, Splice capacity up to 288 ribbon fibers, Includes 2 HD SM12R modules, cable ties, spiral tube and LBT wrap. |  | FOSC® | FOSC 450 | Fiber splice tray
760260389 | FOSC-ACC-D-TRAY-SR72 | Variant of FOSC-SPLICE-TRAYS | FOSC® D Splice Tray with HD ribbon modules, Splice capacity up to 864 ribbon fibers, Includes 6 HD SM12R modules, cable ties, spiral tube and LBT wrap. |  | FOSC® | FOSC 450 | Fiber splice tray
760064568 | M110 Bit | Variant | VisiPatch® Extended M110 Bit for D-914 Tool | SYSTIMAX® | VisiPatch® |  | Tool accessory |  | Discontinued
9-356063-1 | WIRE COMB 10 PAIRS | Variant | AMP STACK™ Mark IV Wire comb (blue) 10 pairs |  | AMP STACK™ | AMP STACK | Tool accessory
64172055-11 |  | Variant | LSA-PLUS® Insertion Tool with Sensor |  | LSA-PLUS® | LSA-PLUS | Insertion tool
A22932-000 | HL2010E-230V-UK | Variant | Handheld Heater |  |  |  | Tool
665864-000 | TDUX-IG-SR-AS-S4040 | Variant | TDUX Inflation gun |  |  | TDUX | Cable duct tooling |  | Discontinued
610700-000 | TDUX-CL-20 | Variant | TDUX duct clip, size 20 |  |  | TDUX | Cable duct clip
2-231652-8 |  | Variant | Modular Plug Hand Tool with 6 Position Reg Body Die, MP-66_-_ Plugs, Blue Dot | CommScope® |  |  | Modular plug handtool kit
760257784 | JTT-HGS | Variant | Jack Termination Tool (HGS620) | CommScope® |  |  | Modular jack tooling
760243354 |  | Variant | Visual Fault Identifier 1.25 mm Adapter | CommScope® | Qwik II | Qwik II | Fiber tool kit
760248225 | TERM-TOOL-KIT-PR QWIK II™ | Variant | Premium Termination Toolkit for Field Installable Qwik II Connectors | CommScope® | Qwik II | Qwik II | Fiber tool kit
760258900 |  | Variant | Installer for Field Installable Qwik-Fuse Connectors | CommScope® | Qwik | Qwik-Fuse | Fiber tool kit
OSP-CLPSST-IFCS |  | Variant | Fiber Optic Cable Clamp Kit, indoor, for max. outer diameter 5 to 18 mm |  |  |  | Fiber cable clamp
OSP-CLPFEC-XL |  | Variant | IFC/OSP Three-Tier Cable Clamp Kit, for cable ø 1.25" to 1.5" Kit of 6 |  |  |  | Clamp set
760058693 | BGND-12 | Variant | Grounding Kit, Shelf Mounted Bracket | CommScope® |  |  | Grounding kit
760244146 | RIBCBOUT-3/8-300-3456 | Variant | Kit designed for OMX applications |  |  |  | Fiber breakout kit
9700110/00 | KIT-090-BO | Variant | Fiber Breakout Kit, outside plant cable | SYSTIMAX® |  |  | Fiber breakout kit ¦ rectangular |  | Discontinued
BLK-RCT-B04C0 |  | Variant | Fiber Optic Ribbon Breakout Kit, 24F/ribbon, 108-216F/tube, 8-11 mm central tube outside dia., 4 tubes/leg |  |  | BLK-R | Fiber breakout kit ¦ round
BLK-RCT-A02C0 |  | Variant | Fiber Optic Ribbon Breakout Kit, 1-12F/ribbon, 108-216F/tube, 8-11 mm central tube outside dia., 2 tubes/leg |  |  | BLK-R | Fiber breakout kit ¦ round
BLK-RCT-A12E0 |  | Variant | Fiber Optic Ribbon Breakout Kit, 1-12F/ribbon, 576/720/864F/tube, 15-20 mm central tube out. dia., 12 tubes/leg |  |  | BLK-R | Fiber breakout kit ¦ rectangular
BLK-RCT-B36E0 |  | Variant | Fiber Optic Ribbon Breakout Kit, 24F/ribbon, 576/720/864F/tube, 15-20 mm central tube out. dia., 36 tubes/leg |  |  | BLK-R | Fiber breakout kit ¦ rectangular
BLK-RLBT-A02050 |  | Variant | Fiber Optic Ribbon Breakout Kit, 12F/ribbon, 72F/tube, 5 breakout legs, 2 tubes/leg |  |  | BLK-R | Fiber breakout kit ¦ rectangular
BLK-RIFC-A04B0 |  | Variant | Fiber Optic Ribbon Breakout Kit, 12F/ribbon, 72F/tube, 5-8 mm central tube outside diameter, 4 tubes/leg |  |  | BLK-R | Fiber breakout kit ¦ rectangular
BLK-RLBT-A06060 |  | Variant | Fiber Optic Ribbon Breakout Kit, 12F/ribbon, 72F/tube, 6 breakout legs, 6 tubes/leg |  |  | BLK-R | Fiber breakout kit ¦ rectangular
760245332 | BLK-ROLB-A48-576-NM | Variant | Fiber Optic Rollable Ribbon Breakout Kit, 12F/ribbon, 12F/tube, 576 fiber cable |  |  | BLK-R | Fiber breakout kit ¦ square
FPS-G2ACCFNOUT32 |  | Variant | Splitter fanout kit 3x32 | SYSTIMAX® |  |  | Fiber breakout kit ¦ rectangular
FOSC-SPLICE-TRAYS |  | Base Product | FOSC® Splice Tray | CommScope® | FOSC® | FOSC 100 ¦ FOSC 400 ¦ FOSC 450 ¦ FOSC 600 | Fiber splice tray
NG4-SPLICE-TRAYS |  | Base Product | NG4access® Splice Tray | CommScope® | NG4access® | NG4 | Fiber splice tray
FST-DRS16-HS |  | Variant of FST-SPLICE-WHEELS | FST Fiber Optic Round Splice Tray, holds 16 heat shrink splice protectors |  |  | FL2000 ¦ NGF ¦ OMX | Fiber splice tray
760241378 | EPX-SPLICE-48 (AGL-SPLICE-48) | Variant of EPX-SPLICE-TRAYS | Fiber Optic Splice Tray Kit, stackable, 48-fiber capacity | CommScope® |  | EPX | Fiber splice tray
760242185 | FOSC450-C-RIBBON TRAY EXPANSION | Variant of FOSC-SPLICE-TRAYS | Ribbon Fiber Expansion Kit Adds 12 splices to the FOST-ACC-C-TRAY-RIBN-12 tray; converting it to a 288 splice tray | CommScope® |  |  | Fiber splice tray
875527-000 | FOSC-ACC-BOND-CLAMP-3IN | Variant of FOSC-SPLICE-TRAYS | FOSC® Bonding clamp with 3 inch wire and hooked eyelet for FOSC 400 splice closures |  | FOSC® | FOSC 400 | Bonding kit
915167-000 | FOSC-ACC-D-TRAY-72-KIT | Variant of FOSC-SPLICE-TRAYS | FOSC® D Splice Tray, 6 splice modules, 72-splice capacity |  | FOSC® | FOSC 450 | Fiber splice tray
A66751-000 | FOSC-ACC-A/B-STRSTOP | Variant of FOSC-SPLICE-TRAYS | FOSC® Strength member retention kit for FOSC 400/A and 400/B fiber splice closures |  | FOSC® | FOSC 400 | Strain relief
C4388W-000 | FOSC-ACC-C-TRAY-24-SMV60 | Variant of FOSC-SPLICE-TRAYS | FOSC® Splice Tray Accessory, tray + clear cover, 2 x SM-12 splice module, includes 25 splice protection sleeves |  | FOSC® | FOSC 450 | Fiber splice tray
DK696L-000 | FOSC-ACC-D-TRAY-36-SMV60 | Variant of FOSC-SPLICE-TRAYS | FOSC® Fiber Optic Splice Tray Kit, includes 40 splice protection sleeves |  | FOSC® | FOSC 450 | Fiber splice tray
830732-000 | MWTM-16/5-1500/S(S15) | Variant of MWTM | MWTM Medium-Wall Heat-Shrinkable Tubing kit, 16 mm/5 mm Shrink ratio, 1500 mm long, hotmelt adhesive, 15 pcs |  |  | MWTM | Heat shrink tubing ¦ medium wall
845013N001 | 102L033/S(S100) | Variant of 102L | 102L Heat-Shrinkable Cable End Cap kit, unpressurized, for 15 to 30 mm cable diameter, 90 mm long, 100 pcs |  |  | 102L | Heat shrink end cap
942720-000 | RWPS-C-65/20-250 | Variant | RWPS wraparound pressure feeding sleeve heat shrink kit, pressurized, for 20 to 65 mm cable diameter, 250 mm long |  |  | RWPS | Heat shrink repair sleeve |  | Discontinued
983030-000 | XCSM-160/55-1000/S(S5) | Variant of XCSM | XCSM Thick-Wall Heat-Shrinkable Tubing kit, 160 mm/55 mm Shrink ratio, 1000 mm long, hotmelt adhesive, 5 pcs |  |  | XCSM | Heat shrink tubing ¦ thick wall
CS4551N001 | 102K033-37/U-(S20) | Variant of 102K | 102K Heat-Shrinkable Cable End Cap kit, pressurized, for 26 to 44 mm cable diameter, 95 mm long, 200 pcs |  |  | 102K | Heat shrink end cap |  | Discontinued
001212-000 | CWST-164/42-1000/239 | Variant | CWST wraparound repair sleeve heat shrink kit, unpressurized, for 42 to 164 mm cable diameter, 1000 mm long |  |  | CWST | Heat shrink repair sleeve |  | Discontinued
016360-000 | MWTM-63/19-550/S(S10) | Variant of MWTM | MWTM Medium-Wall Heat-Shrinkable Tubing kit, 63 mm/19 mm Shrink ratio, 550 mm long, hotmelt adhesive, 10 pcs |  |  | MWTM | Heat shrink tubing ¦ medium wall
062386-000 | XCSM-115/30-1000/S(S5) | Variant of XCSM | XCSM Thick-Wall Heat-Shrinkable Tubing kit, 115 mm/30 mm Shrink ratio, 1000 mm long, hotmelt adhesive, 5 pcs |  |  | XCSM | Heat shrink tubing ¦ thick wall
121168-000 | XCSM-23/6-1000/S(S20) | Variant of XCSM | XCSM Thick-Wall Heat-Shrinkable Tubing kit, 23 mm/6 mm Shrink ratio, 1000 mm long, hotmelt adhesive, 20 pcs |  |  | XCSM | Heat shrink tubing ¦ thick wall |  | Discontinued
215130-000 | XCSM-55/18-500/S(S20) | Variant of XCSM | XCSM Thick-Wall Heat-Shrinkable Tubing kit, 55 mm/18 mm Shrink ratio, 500 mm long, hotmelt adhesive, 20 pcs |  |  | XCSM | Heat shrink tubing ¦ thick wall |  | Discontinued
217255-000 | MWTM-50/16-1500/U(S10) | Variant of MWTM | MWTM Medium-Wall Heat-Shrinkable Tubing kit, 50 mm/16 mm Shrink ratio, 1500 mm long, uncoated, 10 pcs |  |  | MWTM | Heat shrink tubing ¦ medium wall
219394-000 | MWTM-35/12-1500/S(S10) | Variant of MWTM | MWTM Medium-Wall Heat-Shrinkable Tubing kit, 35 mm/12 mm Shrink ratio, 1500 mm long, hotmelt adhesive, 10 pcs |  |  | MWTM | Heat shrink tubing ¦ medium wall
319992-000 | CWST-125/30-1000/239 | Variant | CWST wraparound repair sleeve heat shrink kit, unpressurized, for 30 to 125 mm cable diameter, 1000 mm long |  |  | CWST | Heat shrink repair sleeve |  | Discontinued
316644-000 | XCSM-30/8-1500/S(S10) | Variant of XCSM | XCSM Thick-Wall Heat-Shrinkable Tubing kit, 30 mm/8 mm Shrink ratio, 1500 mm long, hotmelt adhesive, 10 pcs |  |  | XCSM | Heat shrink tubing ¦ thick wall
401628-000 | CWST-43/8-250/239 | Variant | CWST wraparound repair sleeve heat shrink kit, unpressurized, for 8 to 43 mm cable diameter, 250 mm long |  |  | CWST | Heat shrink repair sleeve |  | Discontinued
413206-000 | MWTM-35/12-1000/S(S10) | Variant of MWTM | MWTM Medium-Wall Heat-Shrinkable Tubing kit, 35 mm/12 mm Shrink ratio, 1000 mm long, hotmelt adhesive, 10 pcs |  |  | MWTM | Heat shrink tubing ¦ medium wall
411365-000 | MWTM-16/5-1000/U(S25) | Variant of MWTM | MWTM Medium-Wall Heat-Shrinkable Tubing kit, 16 mm/5 mm Shrink ratio, 1000 mm long, uncoated, 25 pcs |  |  | MWTM | Heat shrink tubing ¦ medium wall
224482-000 | FOSC-OC-6DNXB20ANN2T-U23 | Variant | FOSC® A-TRAY-24 type, DWDM, 10 channels, double demux, 1561.42 nm starting wavelength, skipped channels |  |  | FOSC-OC | DWDM splice tray
242291-000 | FOSC-OC-3DBD1441NN2T-U23 | Variant | FOSC® D-TRAY-72 type, DWDM, 8 channels + upgrade port, demux, 1542.14 nm starting wavelength, 100 GHz channel spacing |  |  | FOSC-OC | DWDM splice tray
324673-000 | FOSC-OC-3DBX1201NN2T-U23 | Variant | FOSC® D-TRAY-72 type, DWDM, 8 channels + upgrade port, double demux, 1561.42 nm starting wavelength, 100 GHz channel spacing |  |  | FOSC-OC | DWDM splice tray
352211-000 | FOSC-OC-6DBD1331NN2T-U23 | Variant | FOSC® A-TRAY-24 type, DWDM, 8 channels + upgrade port, demux, 1550.92 nm starting wavelength, 100 GHz channel spacing |  |  | FOSC-OC | DWDM splice tray
522277-000 | FOSC-OC-6DAD1321NN2T-U23 | Variant | FOSC® A-TRAY-24 type, DWDM, 4 channels + upgrade port, demux, 1551.72 nm starting wavelength, 100 GHz channel spacing |  |  | FOSC-OC | DWDM splice tray
9703909/00 | KIT-CLN-REFILL | Variant | Cleaning and Inspection Kits, Consumables Refill Kit | Uniprise® |  |  | Fiber cleaning and inspection kit |  | Discontinued
1754765-1 |  | Variant | Fiber Optic Universal 1.25 mm Adapter for Hand-held Inspection Microscope | CommScope® |  |  | Fiber inspection microscope adapter
1918807-1 |  | Variant | Cleaning sticks 2.5mm (250 stick cleaners) | CommScope® |  |  | Fiber cleaning kit
1918808-1 |  | Variant | Cleaning sticks 1.25mm (250 stick cleaners) | CommScope® |  |  | Fiber cleaning kit
460201619 |  | Variant | Fiber Optic Prodigy/FC/SC/ST Cleaner Pen, Universal 2.5mm O.D. Ferrule Application | CommScope® | NOVUX™ ¦ PRODIGY™ |  | Fiber cleaning kit
700005838 | 1032H | Variant | Tool Kit, Anaerobic EZ | CommScope® |  |  | Tool kit |  | Discontinued
700008360 |  | Variant | 900µm Buffer Tube Reel, 210 ft/reel | SYSTIMAX® |  |  | Tubing kit |  | Discontinued
700006026 | 1032B5 | Variant | Tool Kit, Heat Cure Epoxy, North America | SYSTIMAX® |  |  | Tool kit |  | Discontinued
760240747 |  | Variant | Access tool designed to aid the LC connector removal process in High Density Fixed Bulkhead style panels with limited hand access. Minimizes disturbing fiber optic cables located adjacent to it. | CommScope® |  |  | Tool
760242378 | TERM-TOOL-KIT-PR QWIK II™ | Variant | Premium Termination Toolkit for Field Installable Qwik II Connectors | CommScope® | Qwik II | Qwik II | Fiber tool kit |  | Discontinued
760243576 | QWIK-FUSE™ Installer | Variant | Installer for Field Installable Qwik-Fuse Connectors | CommScope® | Qwik | Qwik-Fuse | Fiber tool kit
760244706 | QWIK-FUSE™ Fiber Holder - Fitel | Variant | Fiber Holder, FITEL, Left and Right set | CommScope® | Qwik | Qwik-Fuse | Fiber tool kit
760245887 |  | Variant | Qwik-Fuse Installer Cord, 250V AC, 2.5A # 18AWG, 1.8 Meters, AUS and NZ, AS/NZS 3112 | CommScope® | Qwik | Qwik-Fuse | Fiber tool kit
760245889 |  | Variant | Qwik-Fuse Installer Cord, 250V AC, 2.5A # 18AWG, 2 Meters, INDIA, CII-S | CommScope® | Qwik | Qwik-Fuse | Fiber tool kit
031576-000 | FACC-TUBE-CUTTER-01 | Variant | Tube cutter used when installing FIST type fiber shelves in racks |  | FIST® |  | Tube cutter
1278949-3 |  | Variant | LightCrimp®, LightCrimp Plus™ Fiber Optic Deluxe Termination Kit SC/ST, with Microscope | CommScope® | LightCrimp Plus™ ¦ LightCrimp® | LightCrimp | Fiber tool kit |  | Discontinued
760236262 | FOSC-OC-3DYD1204NN2T-U23 | Variant | FOSC® D-TRAY-72 type, DWDM, 20 channels, demux, 1561.42 nm starting wavelength, 100 GHz channel spacing + upgrade port |  |  | FOSC-OC | DWDM splice tray
784299-000 | FOSC-OC-6DBD1361NN2T-U23 | Variant | FOSC® A-TRAY-24 type, DWDM, 8 channels + upgrade port, demux, 1548.52 nm starting wavelength, 100 GHz channel spacing |  |  | FOSC-OC | DWDM splice tray
CK4651-000 | FIST-FCASA2-8D471NN-L | Variant | FIST® Fiber Splice Tray with Field Installable CWDM, 8 Channels, Demultiplexing, 1471nm starting wavelength, 20nm channel spacing, all fibers at left side |  |  | FIST-FCASA2 | CWDM splice tray
CW2311-000 | FIST-FCASA2-1R490NN-L | Variant | FIST® Fiber Splice Tray with Field Installable CWDM, 1 Channel, Add/drop for 2 fibers, 1491nm starting wavelength, all fibers at left side |  |  | FIST-FCASA2 | CWDM splice tray
CX2443-000 | FOSC-OC-3D4D1292NN | Variant | FOSC® D-TRAY-72 type, DWDM, 4 channels, demux, 1554.13 nm starting wavelength, 200 GHz channel spacing |  |  | FOSC-OC | DWDM splice tray
DD6594-000 | FOSC-OC-6DBD1201NN2T-U23 | Variant | FOSC® A-TRAY-24 type, DWDM, 8 channels + upgrade port, demux, 1561.42 nm starting wavelength, 100 GHz channel spacing |  |  | FOSC-OC | DWDM splice tray
CZ7753-000 | FIST-SASA3-116-1P-S | Variant | FIST® Fiber Splitter Array Sub-Assembly with splitter, symmetrical ratio, 1x16, Planar component, grade P |  |  | FIST-SASA3 | Splitter splice tray
760258218 |  | Variant | CSAGKX Armored Cable Grounding clamp Kit |  |  |  | Grounding kit
SMOUV |  | Base Product | SMOUV Fiber Optic Splice Heat Shrink Protective Sleeve |  |  | SMOUV | Fiber protection sleeve
FST-ACC002 |  | Variant | Fiber Optic Protective Splice Sleeve, 1 package |  |  |  | Fiber protection sleeve
472618-000 | MWTM-50/16-550/S(S10) | Variant of MWTM | MWTM Medium-Wall Heat-Shrinkable Tubing kit, 50 mm/16 mm Shrink ratio, 550 mm long, hotmelt adhesive, 10 pcs |  |  | MWTM | Heat shrink tubing ¦ medium wall
510343-000 | RDRK-C-95/30-700 | Variant | RDRK wraparound repair sleeve heat shrink kit, pressurized, for 30 to 95 mm cable diameter, 700 mm long |  |  | RDRK | Heat shrink repair sleeve |  | Discontinued
585194-000 | RDRK-C-45/15-700 | Variant | RDRK wraparound repair sleeve heat shrink kit, pressurized, for 15 to 45 mm cable diameter, 700 mm long |  |  | RDRK | Heat shrink repair sleeve |  | Discontinued
584913-000 | ACBS-T-40/30 | Variant | ACBS Air and water adhesive cable blocking heat shrink kit, pressurized, tubular, for 30 to 40 mm cable diameter, 300 mm long |  |  | ACBS | Heat shrink tubing ¦ medium wall |  | Discontinued
622245N001 | 102K011-37/123(S50) | Variant of 102K | 102K Heat-Shrinkable Cable End Cap kit, pressurized, for 9 to 16 mm cable diameter, 60 mm long, 50 pcs |  |  | 102K | Heat shrink end cap
639925-000 | WRSS-120/500-48-M461 | Variant | WRSS wraparound repair heat shrink sleeve kit, cables with 1.20 to 5.00 inches cable diameter, 48 inches long |  |  | WRSS | Heat shrink repair sleeve |  | Discontinued
146759-000 | T-DUX-100 | Variant | TDUX - Inflatable Duct Seal, size 100 |  |  | TDUX | Cable duct seal
258512-000 | TDUX-35-INT | Variant | TDUX - Inflatable Duct Seal, size 35 |  |  | TDUX | Cable duct seal
E-501-L41 |  | Variant of FDF-CHASSIS-ACCESSORIES | FDF Dual Cable Clamp Plate Kit, doubles number of clamping positions on frame from 32 to 64, 8 in |  |  | FDF | Cable clamp
FL2-ACC033 |  | Variant | FL2 Panel Cable Clamp Kit |  |  | FL2000 | Cable clamp
FL2-ACC007 |  | Variant | FL2 Panel Cable Clamp Kit |  |  | FL2000 | Cable clamp
LSX-ACC036 |  | Variant | LSX Fiber Fanout Mounting Kit | CommScope® |  | LGX | Fiber breakout kit
760242717 | NG4-FLXACCSMCMP | Variant of NG4-CHASSIS-ACCESSORIES | NG4access® Cable Clamp Kit, for cables with a diameter range of 10 mm (0.4”) to 30 mm (1.2”), Kit of 2 |  |  |  | Cable clamp
FGS-ACC533 |  | Variant | FiberGuide® Quick Knob with 3in T-Bolt and Ladder Rack Clip , Kit of 100 |  |  |  | Hardware
HDW-101117 |  | Variant | FiberGuide® Retaining Washer Kit |  |  |  | Fiber raceway hardware
760060574 |  | Variant | Pulling Grip Kit, 96/144 fiber, green label | SYSTIMAX® |  |  | Pulling grip
1553785-1 |  | Variant | Fiber Optic LC/APC Adapter for Hand-held Inspection Microscope | CommScope® |  |  | Fiber inspection microscope adapter
1828837-1 |  | Variant | Fiber Optic MPO/APC Adapter for Hand-held Inspection Microscope | CommScope® |  |  | Fiber inspection microscope adapter
1918802-1 |  | Variant | Fiber Optic MTP/MPO One Slot Reel Cleaner | CommScope® |  |  | Fiber cleaning kit
700008220 | 1510B Crimp Tool | Variant | SC/ST Connector Crimp Tool | SYSTIMAX® |  |  | Fiber tool kit |  | Discontinued
760243403 | QWIK-FUSE™ Installer Termination Toolkit | Variant | Termination Toolkit with Installer for Field Installable Qwik-Fuse Connectors | CommScope® | Qwik | Qwik-Fuse | Fiber tool kit |  | Discontinued
760245884 |  | Variant | Qwik-Fuse Installer Cord, 250V AC, 2.5A #18AWG, 2 Meters, Europe CEE 7/16 | CommScope® | Qwik | Qwik-Fuse | Fiber tool kit
1754845-2 |  | Variant | LightCrimp Plus™ Fiber Optic Termination Tool Kit, LC/SC, with microscope | CommScope® | LightCrimp Plus™ | LightCrimp | Fiber tool kit |  | Discontinued
1754462-1 |  | Variant | LightCrimp® Fiber Optic Connector Termination Tool Kit, LC, with microscope | NETCONNECT® | LightCrimp® | LightCrimp | Fiber tool kit |  | Discontinued
NG4-ACCWHSFS |  | Variant of NG4-SPLICE-TRAYS | NG4access® Splice Tray, single fusion, up to 24 protection sleeves, 148 mm x 191 mm x 19 mm |  | NG4access® | NG4 | Fiber splice tray
S31663-000 | FOSC-ACC-C-TRAY-PH12-S1R | Variant of FOSC-SPLICE-TRAYS | FOSC® Splice tray kit for ribbon cales for FOSC 450 fiber closures |  | FOSC® | FOSC 450 | Fiber splice tray
V5436T-000 | FOSC-ACC-A-TRAY-12-BULK | Variant of FOSC-SPLICE-TRAYS | FOSC® Splice tray kit, A size, with two SM6 splice modules = 12 splices per tray |  | FOSC® | FOSC 400 ¦ FOSC 450 | Fiber splice tray
018883-000 | FOSC-ACC-B-DOME-CONV-HAG | Variant of FOSC-SPLICE-TRAYS | FOSC® Conversion kit for FOSC 100B to 400B fiber closures |  | FOSC® | FOSC 100 ¦ FOSC 400 | Conversion kit
049024-000 | FOSC-A-TRAY-S16-1 | Variant of FOSC-SPLICE-TRAYS | FOSC® 400/450 Fiber Optic splice tray kit with 16 SMOUV splice protectors |  | FOSC® | FOSC 400 ¦ FOSC 450 | Fiber splice tray
122131-000 | FOSC-ACC-D-TRAY-00-KIT | Variant of FOSC-SPLICE-TRAYS | FOSC® Splice tray kit, D-size, without splice modules |  | FOSC® | FOSC 400 ¦ FOSC 450 | Fiber splice tray
299295-000 | FOSC-ACC-B-TRAY-16-KIT | Variant of FOSC-SPLICE-TRAYS | FOSC® Fiber Optic Splice Tray Kit for 16 fibers |  | FOSC® | FOSC 450 | Fiber splice tray
398955-000 | FOSC-ACC-C-TRAY-RIBN-18 | Variant of FOSC-SPLICE-TRAYS | FOSC® "C" Splice Tray |  | FOSC® | FOSC 450 | Fiber splice tray
47582J-000 | FOSC-ACC-C-TRAY-12-A | Variant of FOSC-SPLICE-TRAYS | FOSC® Splice tray kit, with 2 SM-6 splice modules for FOSC 450/C splice closures |  | FOSC® | FOSC 450 | Fiber splice tray
760241681 | FOSC-ACC-D-TRAY-RIBN-48 | Variant of FOSC-SPLICE-TRAYS | FOSC® Ribbon Tray Fiber Kit, D closure, 576 mass fusion capacity, 4 singlemode splice modules |  | FOSC® | FOSC 450 | Fiber splice tray
760250709 | FIST-SOSA2-2RR-S | Variant of FIST-SPLICE-TRAYS | FIST® Splice Sub-assembly kit for rollable ribbon. Kit with 2 trays, each for holding up to 3 12-strip rollable ribbon fiber, with Heat Shrink type ribbon splice holder |  | FIST® | FIST-SOSA2 | Fiber splice tray
FST-HD-RR |  | Variant of FST-SPLICE-TRAYS | FST Fiber Optic Splice Tray, 432 Rollable Ribbon Splice Capacity |  |  | FEC | Fiber splice tray
FST-DRS48-HS |  | Variant of FST-SPLICE-WHEELS | FST Fiber Optic Round Splice Tray, holds 48 heat shrink splice protectors |  |  | FL2000 ¦ NGF ¦ OMX | Fiber splice tray
FST-SPLICE-WHEELS |  | Base Product | FST Fiber Optic Splice Wheel | CommScope® |  | FL2000 ¦ NGF ¦ OMX | Fiber splice tray
760148429 | KIT-SW-36-MES-2FD | Variant of SPLICE-WALLET-KITS | Splice Wallet Kit, 36 Mechanical Splices (1x3x12), 1U/2U Shelf, 2 Fiber Drums | CommScope® |  |  | Fiber splice wallet |  | Discontinued
760235463 | FOSC-ACC-A/B-TRAYTAP-2P-04T | Variant of FOSC-SPLICE-TRAYS | FOSC® 450 Fiber Optic splice tray kit with one 2-port Tray Tap, 4 dB terminating |  | FOSC® | FOSC 450 | Tap splice tray | Build America Buy America (BABA) compliant*
760235475 | FOSC-ACC-A/B-TRAYTAP-4P-09 | Variant of FOSC-SPLICE-TRAYS | FOSC® 450 Fiber Optic splice tray kit with one 4-port Tray Tap, 9 dB |  | FOSC® | FOSC 450 | Tap splice tray | Build America Buy America (BABA) compliant*
760235459 | FOSC-ACC-A/B-TRAYTAP-2P-15 | Variant of FOSC-SPLICE-TRAYS | FOSC® 450 Fiber Optic splice tray kit with one 2-port Tray Tap, 15 dB |  | FOSC® | FOSC 450 | Tap splice tray | Build America Buy America (BABA) compliant*
760235480 | FOSC-ACC-A/B-TRAYTAP-8P-17 | Variant of FOSC-SPLICE-TRAYS | FOSC® 450 Fiber Optic splice tray kit with one 8-port Tray Tap, 17 dB |  | FOSC® | FOSC 450 | Tap splice tray | Build America Buy America (BABA) compliant*
760260385 | FOSC-ACC-B-TRAY-SS48-S45 | Variant of FOSC-SPLICE-TRAYS | FOSC® Fiber Optic Tray Kit size B with HD modules, Includes 2 HD SM24 modules, 48 splice protector sleeves (SMOUV), cable ties, and LBT wrap |  | FOSC® | FOSC 450 | Fiber splice tray
EG4561-000 | FIST-FCASA2-1R310NN-L | Variant | FIST® Fiber Splice Tray with Field Installable CWDM, 1 Channel, Add/drop for 2 fibers, 1311nm starting wavelength, all fibers at left side |  |  | FIST-FCASA2 | CWDM splice tray
EG8430-000 | FIST-FCASA2-BC471NN-R | Variant | FIST® Fiber Splice Tray with Field Installable CWDM, 8 Channels and upgrade port, compact CWDM, 1471nm starting wavelength, 20nm channel spacing, all fibers at right side |  |  | FIST-FCASA2 | CWDM splice tray
259645-000 | FOSC-OC-6DAD1441NN2T-U23 | Variant | FOSC® A-TRAY-24 type, DWDM, 4 channels + upgrade port, demux, 1542.14 nm starting wavelength, 200 GHz channel spacing |  |  | FOSC-OC | DWDM splice tray
335773-000 | FOSC-OC-6DAD1204NN2TL145 | Variant | FOSC® A-TRAY-24 type, DWDM, 4 channels + upgrade port, demux, 1561.42 nm starting wavelength, 100 GHz channel spacing + upgrade |  |  | FOSC-OC | DWDM splice tray
338861-000 | FOSC-OC-6DBD1201NN | Variant | FOSC® A-TRAY-24 type, DWDM, 8 channels + upgrade port, demux, 1561.42 nm starting wavelength, 100 GHz channel spacing |  |  | FOSC-OC | DWDM splice tray
356391-000 | FOSC-OC-6DAD1281NN2T-U23 | Variant | FOSC® A-TRAY-24 type, DWDM, 4 channels + upgrade port, demux, 1554.94 nm starting wavelength, 100 GHz channel spacing |  |  | FOSC-OC | DWDM splice tray
656598-000 | FOSC-OC-6DBD1521NN2T-U23 | Variant | FOSC® A-TRAY-24 type, DWDM, 8 channels + upgrade port, demux, 1535.82 nm starting wavelength, 100 GHz channel spacing |  |  | FOSC-OC | DWDM splice tray
760235790 | FOSC-OC-6DBD1411NN2T-U23 | Variant | FOSC® A-TRAY-24 type, DWDM, 8 channels + upgrade port, demux, 1544.53 nm starting wavelength, 100 GHz channel spacing |  |  | FOSC-OC | DWDM splice tray
760236260 | FOSC-OC-3DGD1504NN2T-U23 | Variant | FOSC® D-TRAY-72 type, DWDM, 12 channels, demux, 1537.40 nm starting wavelength, 100 GHz channel spacing + upgrade |  |  | FOSC-OC | DWDM splice tray
821183-000 | FOSC-OC-3DBD1281NN2T-U23 | Variant | FOSC® D-TRAY-72 type, DWDM, 8 channels + upgrade port, demux, 1554.94 nm starting wavelength, 100 GHz channel spacing |  |  | FOSC-OC | DWDM splice tray
834892-000 | FOSC-OC-3DAX129ANN | Variant | FOSC® D-TRAY-72 type, DWDM, 4 channels + upgrade port, double demux, 1554.13 nm starting wavelength, skipped channel spacing |  |  | FOSC-OC | DWDM splice tray
912228-000 | FOSC-OC-3DBD1521NN2T-U23 | Variant | FOSC® D-TRAY-72 type, DWDM, 8 channels + upgrade port, demux, 1535.82 nm starting wavelength, 100 GHz channel spacing |  |  | FOSC-OC | DWDM splice tray
CU4786-000 | FIST-FDASA2-8M1441NN-L | Variant | FIST® Fiber Splice Tray with Field Installable DWDM, 8 Channels, Multiplexing, 1542.14nm starting wavelength, 100GHz channel spacing, all fibers at left side |  |  | FIST-FDASA2 | DWDM splice tray
CW2314-000 | FIST-FCASA2-1R550NN-L | Variant | FIST® Fiber Splice Tray with Field Installable CWDM, 1 Channel, Add/drop for 2 fibers, 1551nm starting wavelength, all fibers at left side |  |  | FIST-FCASA2 | CWDM splice tray
CW2317-000 | FIST-FCASA2-1R590NN-L | Variant | FIST® Fiber Splice Tray with Field Installable CWDM, 1 Channel, Add/drop for 2 fibers, 1591nm starting wavelength, all fibers at left side |  |  | FIST-FCASA2 | CWDM splice tray
CW2318-000 | FIST-FCASA2-1R610NN-L | Variant | FIST® Fiber Splice Tray with Field Installable CWDM, 1 Channel, Add/drop for 2 fibers, 1611nm starting wavelength, all fibers at left side |  |  | FIST-FCASA2 | CWDM splice tray
CY1080-000 | FIST-FCASA2-FC471NN-L | Variant | FIST® Fiber Splice Tray with Field Installable CWDM, 8 Channels and 1310nm port, compact CWDM, 1471nm starting wavelength, 20nm channel spacing, all fibers at left side |  |  | FIST-FCASA2 | CWDM splice tray
CZ1365-000 | FIST-FCASA2-4D551NN-L | Variant | FIST® Fiber Splice Tray with Field Installable CWDM, 4 Channels, Demultiplexing, 1551nm starting wavelength, 20nm channel spacing, all fibers at left side |  |  | FIST-FCASA2 | CWDM splice tray
CZ8096-000 | FIST-FCASA2-FC471NN-R | Variant | FIST® Fiber Splice Tray with Field Installable CWDM, 8 Channels and 1310nm port, compact CWDM, 1471nm starting wavelength, 20nm channel spacing, all fibers at right side |  |  | FIST-FCASA2 | CWDM splice tray
EF5494-000 | FIST-FCASA2-8M471NN-R | Variant | FIST® Fiber Splice Tray with Field Installable CWDM, 8 Channels, Multiplexing, 1471nm starting wavelength, 20nm channel spacing, all fibers at right side |  |  | FIST-FCASA2 | CWDM splice tray
066193-000 | FOSC-ACC-DOT-SLEEVES | Variant of FOSC400-CLOS-ACC | FOSC® Sleeve kit for FOSC 400 fiber closures |  | FOSC® | FOSC 400 | Sleeve
381107-000 | FOSC-ACC-400-AB450A-ORING | Variant of FOSC400-CLOS-ACC | FOSC® 450 Replacement O-Ring for A Fiber Optic Splice closures |  | FOSC® | FOSC 450 | Replacement parts
CS1927-000 | FOSC-OSKG | Variant of FOSC400-CLOS-ACC | FOSC® Gel Sealing Kit for oval splice closure port, sealing 1 looped cable with diameter between 5 and 15 mm |  | FOSC® | FOSC 400G | Cable sealing
FOSC400-CLOS-ACC |  | Base Product | FOSC400 Fiber Optic Splice Closure Accessories
650731-000 | FOSC-ACC-SCOP-100-KIT | Variant of FOSC400-CLOS-ACC | FOSC® Cable protection kit for FOSC fiber closures |  | FOSC® | FOSC 400 ¦ FOSC 450 | Protection tubing
813047-000 | FOSC-ACC-FUNNEL-SMALL | Variant of FOSC400-CLOS-ACC | FOSC® Funnel tubing kit for FOSC 400 fiber closures |  | FOSC® | FOSC 400 | Cable termination kit
E25572-000 | FOSC-ACC-A8/B8-2CS | Variant of FOSC400-CLOS-ACC | FOSC® Round Port Cable Seal Kit round ports of FOSC 400 A8 or B8 closures |  | FOSC® | FOSC 400 | Cable sealing
492543-1 |  | Variant | LightCrimp® Fiber Optic Connector Termination Tool Kit, SC, without microscope | NETCONNECT® | LightCrimp® | LightCrimp | Fiber tool kit |  | Discontinued
760248398 | FC-8R | Variant | Fiber Optic Automatic Blade Rotation Cleaver | CommScope® |  |  | Fiber tool kit |  | Discontinued
760249056 |  | Variant | Fiber Optic Visual Fault Locator with 2.5 and 1.25 mm Adapter Caps, for connectors such as SC, ST, FC, LC and MU | CommScope® |  |  | Tool kit
760260301 |  | Variant | Qwik MPO Fiber Optic Connector Termination Kit | CommScope® |  |  | Tool kit
FHD-ACC-CLAMP910 |  | Variant | Cable clamp for flat or universal flat fiber optic cable |  |  | FHD | Fiber cable clamp
760018820 |  | Variant | 6 Fiber Breakout Kit, loose tube, 900 µm | SYSTIMAX® |  |  | Fiber breakout kit ¦ rectangular
760239331 | BLK-ARMOR-96 | Variant | Armor kit for 96F Rollable Ribbon Cables |  |  | BLK-R | Fiber breakout kit ¦ rectangular
760239288 | BLK-ROLB-A72-864 | Variant | Fiber Optic Rollable Ribbon Breakout Kit, 12F/ribbon, 12F/tube, 864 fiber cable |  |  | BLK-R | Fiber breakout kit ¦ square
760239334 | BLK-ARMOR-432 | Variant | Armor kit for 432F Rollable Ribbon Cables |  |  | BLK-R | Fiber breakout kit ¦ rectangular
760244149 | RIBCBOUT-3/8-75-1728 | Variant | Kit designed for FEC, FLEX or SD applications |  |  |  | Fiber breakout kit
760244143 | RIBCBOUT-1/4-35-144 | Variant | Single kit for use in NG4 |  |  |  | Fiber breakout kit
BLK-RCT-A36E0 |  | Variant | Fiber Optic Ribbon Breakout Kit, 1-12F/ribbon, 576/720/864F/tube, 15-20 mm central tube out. dia., 36 tubes/leg |  |  | BLK-R | Fiber breakout kit ¦ rectangular
BLK-RCT-A04C0 |  | Variant | Fiber Optic Ribbon Breakout Kit, 1-12F/ribbon, 108-216F/tube, 8-11 mm central tube outside dia., 4 tubes/leg |  |  | BLK-R | Fiber breakout kit ¦ round
BLK-RLBT-A04040 |  | Variant | Fiber Optic Ribbon Breakout Kit, 12F/ribbon, 72F/tube, 4 breakout legs, 4 tubes/leg |  |  | BLK-R | Fiber breakout kit ¦ rectangular
TENIO-SPLICE-TRAYS |  | Base Product | TENIO™ Splice Tray |  | TENIO™ |  | Fiber splice tray
FST-F3DF-MT-D |  | Variant of FST-SPLICE-TRAYS | FST Fiber Optic Splice Tray, 24 splice capacity |  |  |  | Fiber splice tray
FST-D-MT |  | Variant of FST-SPLICE-TRAYS | FST Fiber Optic Splice Tray, 144 splice capacity (qty 12 x 12 fiber ribbons) |  |  |  | Fiber splice tray
G68315-000 | FOSC-ACC-B-TRAY-12-SMV60 | Variant of FOSC-SPLICE-TRAYS | FOSC® Splice tray kit, B size, with two SM6 splice modules = 12 splices per tray |  | FOSC® | FOSC 400 ¦ FOSC 450 | Fiber splice tray
760148502 | 360-LP-STACK-SPT | Variant of INSTA-PATCH-SPLICE-TRAYS | Fusion Splice Tray Kit, stackable, large format | CommScope® |  |  | Fiber splice tray
760242184 | FOSC-ACC-C-TRAY-RIBN-12 | Variant of FOSC-SPLICE-TRAYS | FOSC splice tray, 144f per tray | CommScope® | FOSC® |  | Fiber splice tray
863927-000 | FOSC-ACC-B-TRAY-24-KIT | Variant of FOSC-SPLICE-TRAYS | FOSC® Fiber Optic Tray Kit |  | FOSC® | FOSC 450 | Fiber splice tray
CS8893-000 | FIST-SOSA2-5SE-A | Variant of FIST-SPLICE-TRAYS | FIST® Splice Sub-assembly kit with 5 trays, each for holding up to 12 primary or 4 secondary coated fibers, with ANT type splice holder |  | FIST® | FIST-SOSA2 | Fiber splice tray
CU7947-000 | FIST-SOSA2-8SC-MS | Variant of FIST-SPLICE-TRAYS | FIST® Splice Sub-assembly kit with 8 trays, each for holding up to 4 primary or 2 secondary coated fibers, with Micro Heat Shrink type splice holder |  | FIST® | FIST-SOSA2 | Fiber splice tray
CU5584-000 | FIST-SOSA2-8SLE-S | Variant of FIST-SPLICE-TRAYS | FIST® Splice Sub-assembly kit with 8 slim element trays, each for holding up to 12 primary coated fibers, with Heat Shrink type splice holder |  | FIST® | FIST-SOSA2 | Fiber splice tray
CV5897-000 | TENIO-C6-TRAY-A24 | Variant of TENIO-SPLICE-TRAYS | TENIO™ Splice Tray for large closures (C6 size) for up to 24 ANT splice protectors |  |  | TENIO | Fiber splice tray
E90832-000 | FOSC-ACC-D-TRAY-P-SC/UPC | Variant of FOSC-SPLICE-TRAYS | FOSC® Splice tray kit, D-size, with adapter retainers and 12 SC/UPC style adapters for FOSC 400/D5 fiber splice closure |  | FOSC® | FOSC 400 | Fiber splice tray
64671140-00 | 6467 1 140-00 | Variant | Modular Jack Multi-Termination Tool |  |  |  | Modular jack tooling |  | Discontinued
790163-1 |  | Variant | Modular Plug Hand Tool with Die for Shielded Plugs, B Size Shield (5.1-6.0mm) | CommScope® |  |  | Modular plug handtool kit
1-231666-1 |  | Variant | Modular Plug Pro-Installer Hand Tool Kit, 8-position, 6-position and 4-position dies | CommScope® |  |  | Modular plug handtool kit |  | Discontinued
1-231666-5 |  | Variant | Modular Plug Pro-Installer Hand Tool Kit, 8-position, 6-position and 4-position dies | CommScope® |  |  | Modular plug handtool kit |  | Discontinued
1-790163-2 |  | Variant | Modular Plug Die Set for Shielded Plugs, C Size Shield (5.7- 7.0mm) | CommScope® |  |  | Modular plug die set
669660-000 | XCSM-115/30-1500/S(S5) | Variant of XCSM | XCSM Thick-Wall Heat-Shrinkable Tubing kit, 115 mm/30 mm Shrink ratio, 1500 mm long, hotmelt adhesive, 5 pcs |  |  | XCSM | Heat shrink tubing ¦ thick wall |  | Discontinued
692898-000 | XCSM-85/22-1000/S(S5) | Variant of XCSM | XCSM Thick-Wall Heat-Shrinkable Tubing kit, 85 mm/22 mm Shrink ratio, 1000 mm long, hotmelt adhesive, 5 pcs |  |  | XCSM | Heat shrink tubing ¦ thick wall
724600-000 | RCRS-C-45/15-330 | Variant | RCRS wraparound repair sleeve heat shrink kit, pressurized, for 15 to 45 mm cable diameter, 330 mm long |  |  | RCRS | Heat shrink repair sleeve |  | Discontinued
760234203 | CWPT-45/8-250C004 | Variant | CWPT wraparound repair sleeve heat shrink kit, unpressurized, for 8 to 45 mm cable diameter, 250 mm long |  |  | CWPT | Heat shrink repair sleeve |  | Discontinued
766063N001 | 102L022/S(S100) | Variant of 102L | 102L Heat-Shrinkable Cable End Cap kit, unpressurized, for 8 to 17 mm cable diameter, 55 mm long, 100 pcs |  |  | 102L | Heat shrink end cap
765180-000 | MWTM-35/12-550/S(S30) | Variant of MWTM | MWTM Medium-Wall Heat-Shrinkable Tubing kit, 35 mm/12 mm Shrink ratio, 550 mm long, hotmelt adhesive, 30 pcs |  |  | MWTM | Heat shrink tubing ¦ medium wall
938370-000 | MWTM-85/25-1000/S(S5) | Variant of MWTM | MWTM Medium-Wall Heat-Shrinkable Tubing kit, 85 mm/25 mm Shrink ratio, 1000 mm long, hotmelt adhesive, 5 pcs |  |  | MWTM | Heat shrink tubing ¦ medium wall
945152-000 | RPBS-C-I-100/70-250 | Variant | RPBS wraparound delivery sleeve heat shrink kit, pressurized, for 70 to 100 mm cable diameter, 250 mm sheet opening |  |  | RPBS | Heat shrink delivery sleeve |  | Discontinued
CX8140-000 | RWGK-C-40/20 | Variant | RWGK Heat-shrinkable wraparound kit for grounding cables with 20 to 40 mm cable diameter |  |  | RWGK | Heat shrink grounding kit |  | Discontinued
042304-000 | MWTM-160/50-1000/S(S5) | Variant of MWTM | MWTM Medium-Wall Heat-Shrinkable Tubing kit, 16 mm/50 mm Shrink ratio, 1000 mm long, hotmelt adhesive, 5 pcs |  |  | MWTM | Heat shrink tubing ¦ medium wall
043214-000 | CWST-100/25-700/239 | Variant | CWST wraparound repair sleeve heat shrink kit, unpressurized, for 25 to 100 mm cable diameter, 700 mm long |  |  | CWST | Heat shrink repair sleeve |  | Discontinued
162560-000 | MWTM-120/54-1500/S(S5) | Variant of MWTM | MWTM Medium-Wall Heat-Shrinkable Tubing kit, 120 mm/54 mm Shrink ratio, 1500 mm long, hotmelt adhesive, 5 pcs |  |  | MWTM | Heat shrink tubing ¦ medium wall |  | Discontinued
188606-000 | RPBS-C-II-70/50-200 | Variant | RPBS wraparound delivery sleeve heat shrink kit, pressurized, for 50 to 70 mm cable diameter, 200 mm inner sheet opening, 500 mm outer sheet opening |  |  | RPBS | Heat shrink delivery sleeve |  | Discontinued
235830-000 | MWTM-50/16-300/S(S25) | Variant of MWTM | MWTM Medium-Wall Heat-Shrinkable Tubing kit, 50 mm/16 mm Shrink ratio, 300 mm long, hotmelt adhesive, 25 pcs |  |  | MWTM | Heat shrink tubing ¦ medium wall |  | Discontinued
4177512003 | ATUM-24/6-0-STK | Variant of ATUM | ATUM Semi-flexible Medium-Wall Heat-Shrinkable Tubing kit, 24 mm/6 mm Shrink ration, 4 ft long, with adhesive inner lining |  |  | ATUM | Heat shrink tubing ¦ medium wall
416334-000 | CWST-55/12-500/239 | Variant | CWST wraparound repair sleeve heat shrink kit, unpressurized, for 12 to 55 mm cable diameter, 500 mm long |  |  | CWST | Heat shrink repair sleeve |  | Discontinued
006305-000 | TDUX-150-INT | Variant | TDUX - Inflatable Duct Seal, size 150 |  |  | TDUX | Cable duct seal
760237460 | GSIC-1/2-ANT-XS-4.3.10-00-INT01 | Variant | GSIC Weatherproofing Gel Sealed Antenna Transition Boot for 4.3-10 connector, 1/2 inch cable, small |  |  | GSIC | Weatherproofing boot
790131-3 |  | Variant | AMP STACK™ Mark III Standard Tooling Kit |  | AMP STACK™ | AMP STACK | Tool
AUX-0X0165 |  | Variant | Wire wrap Handtool |  |  |  | Tool
QB-2 |  | Variant | Impact tool for MKII panels |  |  |  | Tool |  | Discontinued
QB-2LT |  | Variant | Replacement Tip (long) for Impact tool for MKII panels |  |  |  | Tool accessory |  | Discontinued
244271-6 |  | Variant | PICABOND® VS-3 Tool with Long Handle |  | PICABOND® | PICABOND | Tool |  | Discontinued
407728427 | D914 | Variant | Replacement Blade EverSharp 110 | CommScope® |  |  | Tool accessory |  | Discontinued
64171850-00 | 6417 1 850-00 | Variant | LSA-PLUS® Outrigger Mounting Aid |  | LSA-PLUS® | LSA-PLUS | Tool
760258219 |  | Variant | CSAGK armored cable grounding clamp kit |  |  |  | Grounding kit
469426-000 | MWTM-50/16-200/S(S50) | Variant of MWTM | MWTM Medium-Wall Heat-Shrinkable Tubing kit, 50 mm/16 mm Shrink ratio, 200 mm long, hotmelt adhesive, 50 pcs |  |  | MWTM | Heat shrink tubing ¦ medium wall |  | Discontinued
471778-000 | RPBS-C-I-70/50-200 | Variant | RPBS wraparound delivery sleeve heat shrink kit, pressurized, for 50 to 70 mm cable diameter, 200 mm sheet opening |  |  | RPBS | Heat shrink delivery sleeve |  | Discontinued
4951522003 | ATUM-32/8-0-STK | Variant of ATUM | ATUM Semi-flexible Medium-Wall Heat-Shrinkable Tubing kit, 32 mm/8 mm Shrink ration, 4 ft long, with adhesive inner lining |  |  | ATUM | Heat shrink tubing ¦ medium wall
529447-000 | WRSS-120/500-12-KIT-M461 | Variant | WRSS wraparound auxiliary heat shrink sleeve kit, cables with 1.20 to 5.00 inches cable diameter, 12 inches long |  |  | WRSS | Heat shrink repair sleeve |  | Discontinued
591623-000 | CWST-55/12-1000/239 | Variant | CWST wraparound repair sleeve heat shrink kit, unpressurized, for 12 to 55 mm cable diameter, 1000 mm long |  |  | CWST | Heat shrink repair sleeve |  | Discontinued
594038-000 | XCSM-160/55-300/S(S10) | Variant of XCSM | XCSM Thick-Wall Heat-Shrinkable Tubing kit, 160 mm/55 mm Shrink ratio, 300 mm long, hotmelt adhesive, 10 pcs |  |  | XCSM | Heat shrink tubing ¦ thick wall |  | Discontinued
614504-000 | MWTM-35/12-400/S(S30) | Variant of MWTM | MWTM Medium-Wall Heat-Shrinkable Tubing kit, 35 mm/12 mm Shrink ratio, 400 mm long, hotmelt adhesive, 30 pcs |  |  | MWTM | Heat shrink tubing ¦ medium wall |  | Discontinued
964636-000 | TDUX-90S-INT | Variant | TDUX - Inflatable Duct Seal, size 90 |  |  | TDUX | Cable duct seal
FST-ACC005 |  | Variant | Fiber Optic Protective Splice Sleeve, 1 package |  |  |  | Fiber protection sleeve
182398-000 | FACC-ANT-150-01-PK | Variant | Fiber Optic Splice ANT Protective Sleeve, pack of 150 pcs |  | SMOUV® | SMOUV | Fiber protection sleeve
FL2-ACC060 |  | Variant | FL2 Panel Cable Clamp Kit |  |  | FL2000 | Cable clamp
CU9868-000 | FOSC-RSKG-3 | Variant of FOSC400-CLOS-ACC | FOSC® Gel Sealing Kit for round splice closure port, sealing 3 cables with diameter between 6.5 and 8 mm
704289-000 | FOSC-ACC-CABLE-SEAL-2-NW | Variant of FOSC400-CLOS-ACC | FOSC® Oval Port Cable Seal kit, wraparound, for FOSC 400 Fiber Splice Closure |  | FOSC® | FOSC 400 | Cable sealing
C24184-000 | FOSC-OPGW-CSEAL-C | Variant of FOSC400-CLOS-ACC | FOSC® OPGW cable seal for cable types dia. 14-16 mm and central tube dia. max. 12.5 mm or 3 metal tube |  | FOSC® | FOSC OPGW | Cable sealing
C28481-000 | FOSC-A8-CSEAL-COLD-8 | Variant of FOSC400-CLOS-ACC | FOSC® Tubular cold seal kit for aerial or pedestal applications in FOSC400/A8 Fiber Splice Closure |  | FOSC® | FOSC 400 | Cable sealing
CK6064-000 | FOSC-OPGW-CSEAL-E | Variant of FOSC400-CLOS-ACC | FOSC® OPGW cable seal for cable types for cable dia. 5-19 mm |  | FOSC® | FOSC OPGW | Cable sealing
CY3838-000 | FOSC-400G-A/B-EXT/CF | Variant of FOSC400-CLOS-ACC | FOSC® 400 A&B external termination bracket |  | FOSC® | FOSC 400 | Cable terminator kit
562504-000 | FOSC-A-CSEAL-2-NT | Variant of FOSC400-CLOS-ACC | FOSC® Tubular cable sealing kit for 2 cables in the oval port in FOSC400 A-size Fiber Splice Closures |  | FOSC® | FOSC 400 | Cable sealing
HDW-12021 |  | Variant | FiberGuide® Quick Knob with T-Bolt |  |  |  | Fiber raceway hardware
760053207 | KIT-CLEANING | Variant | Cleaning Consumables Kit, Fiber Optic | CommScope® |  |  | Fiber cleaning and inspection kit
9703908/00 | KIT-CLN-CLEAN | Variant | Cleaning and Inspection Kits, Fiber Optic Cleaning Kit Not Including Microscope | Uniprise® |  |  | Fiber cleaning and inspection kit |  | Discontinued
FHD-TKIT-1 |  | Variant | RealFlex® Hardened Connector Test Kit |  | RealFlex® | FHD | Fiber cleaning and inspection kit
2111664-1 |  | Variant | Fiber Optic IBC Cleaner, LC duplex | CommScope® |  |  | Fiber cleaning kit
FTX-70982003-00 |  | Variant | Jacket stripping tool for universal flat cable |  |  |  | Fiber tool kit |  | Discontinued
700007982 | SYRINGE-900714148C VENDO | Variant | Syringe, 3CC, quantity 10 | SYSTIMAX® |  |  | Fiber consumable kit
760066969 |  | Variant | Polishing Paper, Type H, Green, 6"X6", 100 sheets | SYSTIMAX® |  |  | Fiber consumable kit |  | Discontinued
760188698 |  | Variant | Qwik MPO Fiber Optic Connector Termination Kit | CommScope® |  |  | Tool kit |  | Discontinued
760242377 | TERM-TOOL-KIT-BA QWIK II™ LC | Variant | Basic Termination Toolkit for Field Installable Qwik II Connectors | CommScope® | Qwik II | Qwik II | Fiber tool kit
9-01140-0320 | EPO-TEK 353ND | Variant | Heat-cured epoxy kit for bonding fibers and optical components, 3-gram packs |  |  |  | Fiber adhesive |  | Discontinued
1278118-4 |  | Variant | LightCrimp Plus™ Fiber Optic Universal Termination Tool Kit, LC, SC, ST and MT-RJ Jack | NETCONNECT® | LightCrimp Plus™ | LightCrimp | Fiber tool kit |  | Discontinued
1754845-1 |  | Variant | LightCrimp Plus™ Fiber Optic Connector Termination Tool Kit, LC/SC, without microscope | CommScope® | LightCrimp Plus™ | LightCrimp | Fiber tool kit |  | Discontinued
1754846-1 |  | Variant | Adaptive Termination Kit, LC plus LC | NETCONNECT® |  |  | Fiber tool kit |  | Discontinued
853400-1 |  | Variant | Modular Plug Die Only, 8 Position, MP-88 Plugs, Black Dot | CommScope® |  |  | Modular plug die set
2-231652-1 |  | Variant | Modular Plug Hand Tool with 8 Position Die, MP-88 Plugs, Black Dot | CommScope® |  |  | Modular plug handtool kit
760249003 |  | Variant | Modular Plug Hand Tool with Die set for Shielded Plugs, Cat 6/Cat 6A, Size Shield (6.99-7.87 mm) | CommScope® |  |  | Modular plug handtool kit
131599-000 | FOSC-OC-6DSD120ANN2T-U23 | Variant | FOSC® A-TRAY-24 type, DWDM, 16 channels, demux, 1561.42 nm starting wavelength, skipped channels |  |  | FOSC-OC | DWDM splice tray
287626-000 | FOSC-OC-6DAD1561NN2T-U23 | Variant | FOSC® A-TRAY-24 type, DWDM, 4 channels + upgrade port, demux, 1532.68 nm starting wavelength, 100 GHz channel spacing |  |  | FOSC-OC | DWDM splice tray
543438-000 | FOSC-OC-6CKX511NN | Variant | FOSC® A-TRAY-24 type, CWDM, 5 channels + upgrade port, double demux, 20 nm channel spacing, 1536.61 nm starting wavelength |  |  | FOSC-OC | CWDM splice tray
760242100 | FIST-FDASA2-AX1361NN-R | Variant | FIST® Fiber Splice Tray with Field Installable DWDM, 4 Channels and upgrade port, Double Demultiplexing, 1548.52nm starting wavelength, 100GHz channel spacing, all fibers at right side |  |  | FIST-FDASA2 | DWDM splice tray
760242102 | FIST-FDASA2-AY1361NN-R | Variant | FIST® Fiber Splice Tray with Field Installable DWDM, 4 Channels and upgrade port, Double Multiplexing, 1548.52nm starting wavelength, 100GHz channel spacing, all fibers at right side |  |  | FIST-FDASA2 | DWDM splice tray
942366-000 | FOSC-OC-3DQM1204NN2T-U23 | Variant | FOSC® D-TRAY-72 type, DWDM, 40 channels, mux, 1561.42 nm starting wavelength, 100 GHz channel spacing + upgrade |  |  | FOSC-OC | DWDM splice tray
MP2243-000 | FOSC-ACC-C-TRAY-PH12 | Variant of FOSC-SPLICE-TRAYS | FOSC® Splice tray kit for ribbon cales for FOSC 450 fiber closures |  | FOSC® | FOSC 450 | Fiber splice tray
X35373-000 | FOSC-ACC-C-TRAY-12-SMV60 | Variant of FOSC-SPLICE-TRAYS | FOSC® Splice tray kit, with 2 SM-6 splice modules and 12 SMOUV splice protectors, for FOSC 450/C splice closures |  | FOSC® | FOSC 450 | Fiber splice tray
Z21395-000 | FOSC-ACC-250-SM06-W/CARR | Variant of FOSC-SPLICE-TRAYS | FOSC® Splice tray kit, Double stack SM6 splice module holder with capacity for 12 ribbon, single, or mechanical splice sleeves |  | FOSC® | FOSC 250 | Fiber splice tray
377602-000 | FIST-SOSA2-8SC-S | Variant of FIST-SPLICE-TRAYS | FIST® Splice Sub-assembly kit with 8 trays, each for holding up to 4 primary or 2 secondary coated fibers, with Heat Shrink type splice holder |  | FIST® | FIST-SOSA2 | Fiber splice tray
458128-000 | FOSC-ACC-BOND-WIRE-9.5 | Variant of FOSC-SPLICE-TRAYS | FOSC® Bonding kit with 9.5 inch wire and hooked eyelet for FOSC 400 splice closures |  | FOSC® | FOSC 400 | Bonding kit
760031849 | RS-4AM-12SF | Variant of SPLICE-WALLET-KITS | RoloSplice Kit with 4 mechanical splice trays | SYSTIMAX® |  |  | Fiber splice wallet
760148445 | KIT-SW-72-MES-2FD | Variant of SPLICE-WALLET-KITS | Splice Wallet Kit, 72 Mechanical Splices (1x6x12), 2U Shelf, 2 Fiber Drums | CommScope® |  |  | Fiber splice wallet
760235473 | FOSC-ACC-A/B-TRAYTAP-4P-21 | Variant of FOSC-SPLICE-TRAYS | FOSC® 450 Fiber Optic splice tray kit with one 4-port Tray Tap, 21 dB |  | FOSC® | FOSC 450 | Tap splice tray | Build America Buy America (BABA) compliant*
760235458 | FOSC-ACC-A/B-TRAYTAP-2P-14 | Variant of FOSC-SPLICE-TRAYS | FOSC® 450 Fiber Optic splice tray kit with one 2-port Tray Tap, 14 dB |  | FOSC® | FOSC 450 | Tap splice tray | Build America Buy America (BABA) compliant*
760235469 | FOSC-ACC-A/B-TRAYTAP-4P-13 | Variant of FOSC-SPLICE-TRAYS | FOSC® 450 Fiber Optic splice tray kit with one 4-port Tray Tap, 13 dB |  | FOSC® | FOSC 450 | Tap splice tray | Build America Buy America (BABA) compliant*
760235470 | FOSC-ACC-A/B-TRAYTAP-4P-15 | Variant of FOSC-SPLICE-TRAYS | FOSC® 450 Fiber Optic splice tray kit with one 4-port Tray Tap, 15 dB |  | FOSC® | FOSC 450 | Tap splice tray | Build America Buy America (BABA) compliant*
FST-DRS32-MT |  | Variant of FST-SPLICE-WHEELS | FST Fiber Optic Round Splice Tray, for 32 mass fusion splices |  |  | FL2000 ¦ NGF ¦ OMX | Fiber splice tray
760253761 |  | Variant of FOSC-SPLICE-TRAYS | FOSC® Fiber Optic Tray Kit |  | FOSC® | FOSC 450 | Fiber splice tray
915167-000-US | FOSC-ACC-D-TRAY-72-KIT-US | Variant of FOSC-SPLICE-TRAYS | FOSC® D Splice Tray, 6 splice modules, 72-splice capacity, Build America Buy America (BABA) |  | FOSC® | FOSC 450 | Fiber splice tray | Build America Buy America (BABA) coming soon*
760260384 | FOSC-ACC-C-TRAY-SS72-S45 | Variant of FOSC-SPLICE-TRAYS | FOSC® Fiber Optic Tray Kit size C with HD modules, Includes 3 HD SM24 modules, 72 splice protector sleeves (SMOUV), cable ties, and LBT wrap |  | FOSC® | FOSC 450 | Fiber splice tray
503681-1 |  | Variant | CORELINK™ Replacement Key Kit, 2 keys | NETCONNECT® | CORELINK® | CORELINK | Fiber splice sleeve |  | Discontinued
760243355 |  | Variant | Visual Fault Identifier 2.5 mm Adapter | CommScope® | Qwik II | Qwik II | Fiber tool kit |  | Discontinued
1985766-1 |  | Variant | Fiber Optic Die Set, LightCrimp Plus LC, SC and LightCrimp Splice, Cable Diameter: 2.0 mm | CommScope® | LightCrimp Plus™ |  | Die set |  | Discontinued
760258897 |  | Variant | Termination Toolkit with Installer for Field Installable Qwik-Fuse Connectors | CommScope® | Qwik | Qwik-Fuse | Fiber tool kit
760243349 | QWIK II™ 900 um Fiber Clamp | Variant | Fiber clamp, buffer tube, 900 um |  | Qwik | Qwik II | Fiber tool kit
760243350 | QWIK II™ 2.0 mm Fiber Clamp | Variant | Fiber clamp, 2.0 mm |  | Qwik | Qwik II | Fiber tool kit
OSP-CLPFEC-XL-1 |  | Variant | IFC/OSP Three-Tier Cable Clamp Kit, for cable ø 1.25" to 1.5" |  |  |  | Clamp set
700011125 | D-181781 | Variant | 6-to-1 Unit Splitter, for outdoor cable diameter of 0.41 in | SYSTIMAX® |  |  | Unit splitter kit
760239284 | BLK-ROLB-A12-144 | Variant | Fiber Optic Rollable Ribbon Breakout Kit, 12F/ribbon, 12F/tube, 144 fiber cable |  |  | BLK-R | Fiber breakout kit ¦ square
760239286 | BLK-ROLB-A36-432 | Variant | Fiber Optic Rollable Ribbon Breakout Kit, 12F/ribbon, 12F/tube, 432 fiber cable |  |  | BLK-R | Fiber breakout kit ¦ square
760239332 | BLK-Armor-12/24/48/72/144 | Variant | Armor kit for 12, 24, 48, 72, & 144F Rollable Ribbon Cables |  |  | BLK-R | Fiber breakout kit ¦ rectangular
TQ9211N001 | 102K050-37-01/U-(C10) | Variant of 102K | 102K Heat-Shrinkable Cable End Cap kit, pressurized, with valve, for 71 to 90 mm cable diameter, 150 mm long, 10 pcs |  |  | 102K | Heat shrink end cap |  | Discontinued
ZC3561N001 | 102K033-37/U-(C20) | Variant of 102K | 102K Heat-Shrinkable Cable End Cap kit, pressurized, for 26 to 44 mm cable diameter, 95 mm long, 20 pcs |  |  | 102K | Heat shrink end cap |  | Discontinued
093468-000 | MWTM-35/12-250/S(S50) | Variant of MWTM | MWTM Medium-Wall Heat-Shrinkable Tubing kit, 35 mm/12 mm Shrink ratio, 250 mm long, hotmelt adhesive, 50 pcs |  |  | MWTM | Heat shrink tubing ¦ medium wall
082743-000 | MWTM-25/8-1000/U(S10) | Variant of MWTM | MWTM Medium-Wall Heat-Shrinkable Tubing kit, 25 mm/8 mm Shrink ratio, 1000 mm long, uncoated, 10 pcs |  |  | MWTM | Heat shrink tubing ¦ medium wall
089407-000 | MWTM-35/12-1000/U(S10) | Variant of MWTM | MWTM Medium-Wall Heat-Shrinkable Tubing kit, 35 mm/12 mm Shrink ratio, 1000 mm long, uncoated, 10 pcs |  |  | MWTM | Heat shrink tubing ¦ medium wall |  | Discontinued
112424-000 | MWTM-85/25-150/S(S25) | Variant of MWTM | MWTM Medium-Wall Heat-Shrinkable Tubing kit, 85 mm/25 mm Shrink ratio, 150 mm long, hotmelt adhesive, 25 pcs |  |  | MWTM | Heat shrink tubing ¦ medium wall |  | Discontinued
136592-000 | XCSM-30/8-1000/S(S10) | Variant of XCSM | XCSM Thick-Wall Heat-Shrinkable Tubing kit, 30 mm/8 mm Shrink ratio, 1000 mm long, hotmelt adhesive, 10 pcs |  |  | XCSM | Heat shrink tubing ¦ thick wall
134197-000 | RLSS-45/10 | Variant | RLSS wraparound auxiliary sleeve heat shrink kit, pressurized, for 10 to 45 mm cable diameter, 210 mm long |  |  | RLSS | Heat shrink auxiliary sleeve |  | Discontinued
233944-000 | MWTM-95/29-750/S(S5) | Variant of MWTM | MWTM Medium-Wall Heat-Shrinkable Tubing kit, 95 mm/29 mm Shrink ratio, 750 mm long, hotmelt adhesive, 5 pcs |  |  | MWTM | Heat shrink tubing ¦ medium wall |  | Discontinued
234648-000 | MWTM-10/3-50/S(S100) | Variant of MWTM | MWTM Medium-Wall Heat-Shrinkable Tubing kit, 10 mm/3 mm Shrink ratio, 50 mm long, hotmelt adhesive, 100 pcs |  |  | MWTM | Heat shrink tubing ¦ medium wall |  | Discontinued
309164-000 | MWTM-115/34-1200/S(S5) | Variant of MWTM | MWTM Medium-Wall Heat-Shrinkable Tubing kit, 115 mm/34 mm Shrink ratio, 1200 mm long, hotmelt adhesive, 5 pcs |  |  | MWTM | Heat shrink tubing ¦ medium wall |  | Discontinued
355919-000 | MWTM-95/29-1000/U(S5) | Variant of MWTM | MWTM Medium-Wall Heat-Shrinkable Tubing kit, 95 mm/29 mm Shrink ratio, 1000 mm long, uncoated, 5 pcs |  |  | MWTM | Heat shrink tubing ¦ medium wall
364500-000 | MWTM-50/16-350/S(S25) | Variant of MWTM | MWTM Medium-Wall Heat-Shrinkable Tubing kit, 50 mm/16 mm Shrink ratio, 350 mm long, hotmelt adhesive, 25 pcs |  |  | MWTM | Heat shrink tubing ¦ medium wall
760244145 | RIBCBOUT-3/8-100-864/1152 | Variant | Kit designed for OMX applications |  |  |  | Fiber breakout kit
BLK-RCT-A08C0 |  | Variant | Fiber Optic Ribbon Breakout Kit, 1-12F/ribbon, 108-216F/tube, 8-11 mm central tube outside dia., 8 tubes/leg |  |  | BLK-R | Fiber breakout kit ¦ round
BLK-RCT-A09E0 |  | Variant | Fiber Optic Ribbon Breakout Kit, 1-12F/ribbon, 576/720/864F/tube, 15-20 mm central tube out. dia., 9 tubes/leg |  |  | BLK-R | Fiber breakout kit ¦ round
BLK-RCT-A12D0 |  | Variant | Fiber Optic Ribbon Breakout Kit, 1-12F/ribbon, 240-432F/tube, 11-15 mm central tube outside dia., 12 tubes/leg |  |  | BLK-R | Fiber breakout kit ¦ rectangular
BLK-RCT-A16E0 |  | Variant | Fiber Optic Ribbon Breakout Kit, 1-12F/ribbon, 576/720/864F/tube, 15-20 mm central tube out. dia., 16 tubes/leg |  |  | BLK-R | Fiber breakout kit ¦ round
BLK-RCT-B12D0 |  | Variant | Fiber Optic Ribbon Breakout Kit, 24F/ribbon, 240-432F/tube, 11-15 mm central tube outside dia., 12 tubes/leg |  |  | BLK-R | Fiber breakout kit ¦ rectangular
BLK-RLBT-B06020 |  | Variant | Fiber Optic Ribbon Breakout Kit, 24F/ribbon, 48F/tube, 2 breakout legs, 6 tubes/leg |  |  | BLK-R | Fiber breakout kit ¦ rectangular
BLK-RCT-A04D0 |  | Variant | Fiber Optic Ribbon Breakout Kit, 1-12F/ribbon, 240-432F/tube, 11-15 mm central tube outside dia., 4 tubes/leg |  |  | BLK-R | Fiber breakout kit ¦ round
BLK-RIFC-A02B0 |  | Variant | Fiber Optic Ribbon Breakout Kit, 12F/ribbon, 72F/tube, 5-8 mm central tube outside dia., 2 tubes/leg |  |  | BLK-R | Fiber breakout kit ¦ rectangular
BLK-RIFC-A06B0 |  | Variant | Fiber Optic Ribbon Breakout Kit, 12F/ribbon, 72F/tube, 5-8 mm central tube outside diameter, 6 tubes/leg |  |  | BLK-R | Fiber breakout kit ¦ rectangular
FST-DRS24-HS |  | Variant of FST-SPLICE-WHEELS | FST Fiber Optic Round Splice Tray, holds 24 heat shrink splice protectors |  |  | FL2000 ¦ NGF ¦ OMX | Fiber splice tray
FST-D-HS |  | Variant of FST-SPLICE-TRAYS | FST Fiber Optic Splice Tray, 24 splice capacity |  |  |  | Fiber splice tray
6B136F-000 | FOSC-ACC-C-TRAY-PH12S2PA | Variant of FOSC-SPLICE-TRAYS | FOSC® Splice tray kit for ribbon cales for FOSC 450 fiber closures |  | FOSC® | FOSC 450 | Fiber splice tray
760148536 | 360-SPLICE-24-FUS | Variant of INSTA-PATCH-SPLICE-TRAYS | SYSTIMAX 360™ Fusion Splice Holder Kit, stackable | CommScope® |  |  | Fiber splice holder
451696-000 | TDUX-125-INT | Variant | TDUX - Inflatable Duct Seal, size 125 |  |  | TDUX | Cable duct seal
760122713 | JRT-M-5 | Variant | Jack Removal Tool (MGS / MPS / UNJT) (5 ea/pkg) | CommScope® | GigaSPEED X10D® |  | Modular jack tooling
853400-7 |  | Variant | Modular Plug Die Only, 6 Position, MP-66_-L Plugs, Violet Dot | CommScope® |  |  | Modular plug die set
760225565 | VP360 PUNCHDOWN TOOL | Variant | GigaSPEED X10D® VisiPatch® 360 4-pair Cutting Tool Kit with one extra blade | SYSTIMAX® | VisiPatch® |  | Tool
790162-1 |  | Variant | Tel-Splice II Tool |  |  | Tel-Splice ¦ Tel-Splice II | Tool
QB-2T |  | Variant | Replacement Tip for Impact tool for MKII panels |  |  |  | Tool accessory |  | Discontinued
QB-4 |  | Variant | Impact tool for MKIV panels |  |  |  | Tool |  | Discontinued
64171830-00 | 6417 1 830-00 | Variant | LSA-PLUS® Insertion Handtool |  | LSA-PLUS® | LSA-PLUS | Insertion tool
9-251101-1 |  | Variant | PICABOND® MR-1 Tool |  | PICABOND® | PICABOND | Tool
898849-000 | FOSC-ACC-B-TRAY-12-KIT | Variant of FOSC-SPLICE-TRAYS | FOSC® Splice Tray and Cover Kit, 12-splices |  | FOSC® | FOSC 450 | Fiber splice tray
C20126-000 | FOSC-ACC-D-STRSTOP-S-LOW | Variant of FOSC-SPLICE-TRAYS | FOSC® Strength member retention kit for FOSC 400/D fiber splice closures |  | FOSC® | FOSC 400 | Strain relief
C43439-000 | FOSC-ACC-A/B-TRAY-P6S1PA | Variant of FOSC-SPLICE-TRAYS | FOSC® Splice tray kit, with 6 SC/UPC adapters for FOSC 450 splice closures |  | FOSC® | FOSC 450 | Fiber splice tray
CY1078-000 | FOSC-A-TRAY-24-1 | Variant of FOSC-SPLICE-TRAYS | FOSC® Splice Tray, 24 splice capacity, for FOSC 400 A4/A8 and FOSC 450 A/BS Fiber Splice Closures |  | FOSC® | FOSC 400 ¦ FOSC 450 | Fiber splice tray
760254276 | FOSC-ACC-GRND-WIRE-KIT | Variant of FOSC400-CLOS-ACC | FOSC® Grounding Wire Kit for FOSC400 fiber closures, 6AWG, 3.75" |  | FOSC® |  | Mounting kit
760258272 |  | Variant | CSAGKR rack to rack grounding clamp kit |  |  |  | Grounding kit